## GES_VLS_CUE (2)
Sequencing | Pump Size ID | Pump Size | Curve | Max flow @ max speed (gpm), 1 pump | Max Branch Flow | Max Header Flow | Number of Active Pumps | Number of Backup Pumps | Number of Total Pumps | Cost Group | Cost Group Type | Suction | Discharge | Branch Minimum | Branch Maximum | Branch Range | Branch Range, List | Header Minimum | Header Maximum | Header Range | Header Range, List
1 | 1 | 12707-2P-5HP VLSC | VLSC_12707_2P_5HP | 120.9035 | 120.9035 | 241.807 | 2 | 0 | 2 | A | VLS_Inline | 1.25 | 1.25 | 2 | 2.5 | BranchMin_2BranchMax_2.5 | 2,2.5 | 2.5 | 4 | HeaderMin_2.5HeaderMax_4 | 2.5,3,4
2 | 2 | 12707-2P-7.5HP VLSC | VLSC_12707_2P_7.5HP | 134.1949 | 134.1949 | 268.3898 | 2 | 0 | 2 | A | VLS_Inline | 1.25 | 1.25 | 2 | 3 | BranchMin_2BranchMax_3 | 2,2.5,3 | 2.5 | 4 | HeaderMin_2.5HeaderMax_4 | 2.5,3,4
3 | 3 | 12707-2P-10HP VLSC | VLSC_12707_2P_10HP | 146.7341 | 146.7341 | 293.4682 | 2 | 0 | 2 | A | VLS_Inline | 1.25 | 1.25 | 2 | 3 | BranchMin_2BranchMax_3 | 2,2.5,3 | 2.5 | 4 | HeaderMin_2.5HeaderMax_4 | 2.5,3,4
4 | 4 | 12707-2P-15HP VLSC | VLSC_12707_2P_15HP | 154 | 154 | 308 | 2 | 0 | 2 | A | VLS_Inline | 1.25 | 1.25 | 2 | 3 | BranchMin_2BranchMax_3 | 2,2.5,3 | 2.5 | 4 | HeaderMin_2.5HeaderMax_4 | 2.5,3,4
5 | 5 | 12707-4P-3HP VLSC | VLSC_12707_4P_3HP | 79 | 79 | 158 | 2 | 0 | 2 | A | VLS_Inline | 1.25 | 1.25 | 2 | 2 | BranchMin_2BranchMax_2 | 2 | 2.5 | 3 | HeaderMin_2.5HeaderMax_3 | 2.5,3
6 | 6 | 15709-2P-7.5HP VLSC | VLSC_15709_2P_7.5HP | 169.9715 | 169.9715 | 339.9431 | 2 | 0 | 2 | A | VLS_Inline | 1.5 | 1.5 | 2 | 3 | BranchMin_2BranchMax_3 | 2,2.5,3 | 2.5 | 4 | HeaderMin_2.5HeaderMax_4 | 2.5,3,4
7 | 7 | 15709-2P-10HP VLSC | VLSC_15709_2P_10HP | 191.939 | 191.939 | 383.8779 | 2 | 0 | 2 | A | VLS_Inline | 1.5 | 1.5 | 2 | 3 | BranchMin_2BranchMax_3 | 2,2.5,3 | 2.5 | 4 | HeaderMin_2.5HeaderMax_4 | 2.5,3,4
8 | 8 | 15709-2P-15HP VLSC | VLSC_15709_2P_15HP | 226.3257 | 226.3257 | 452.6514 | 2 | 0 | 2 | A | VLS_Inline | 1.5 | 1.5 | 2 | 4 | BranchMin_2BranchMax_4 | 2,2.5,3,4 | 2.5 | 5 | HeaderMin_2.5HeaderMax_5 | 2.5,3,4,5
9 | 9 | 15709-4P-3HP VLSC | VLSC_15709_4P_3HP | 124.0691 | 124.0691 | 248.1382 | 2 | 0 | 2 | A | VLS_Inline | 1.5 | 1.5 | 2 | 2.5 | BranchMin_2BranchMax_2.5 | 2,2.5 | 2.5 | 4 | HeaderMin_2.5HeaderMax_4 | 2.5,3,4
10 | 10 | 20705-2P-7.5HP VLSC | VLSC_20705_2P_7.5HP | 190.191 | 190.191 | 380.3819 | 2 | 0 | 2 | A | VLS_Inline | 2 | 2 | 2 | 3 | BranchMin_2BranchMax_3 | 2,2.5,3 | 2.5 | 4 | HeaderMin_2.5HeaderMax_4 | 2.5,3,4
11 | 11 | 20705-2P-10HP VLSC | VLSC_20705_2P_10HP | 214.0515 | 214.0515 | 428.1031 | 2 | 0 | 2 | A | VLS_Inline | 2 | 2 | 2 | 3 | BranchMin_2BranchMax_3 | 2,2.5,3 | 2.5 | 5 | HeaderMin_2.5HeaderMax_5 | 2.5,3,4,5
12 | 12 | 20705-2P-15HP VLSC | VLSC_20705_2P_15HP | 249.8523 | 249.8523 | 499.7046 | 2 | 0 | 2 | A | VLS_Inline | 2 | 2 | 2 | 4 | BranchMin_2BranchMax_4 | 2,2.5,3,4 | 2.5 | 5 | HeaderMin_2.5HeaderMax_5 | 2.5,3,4,5
13 | 13 | 20705-2P-20HP VLSC | VLSC_20705_2P_20HP | 243.9916 | 243.9916 | 487.9832 | 2 | 0 | 2 | A | VLS_Inline | 2 | 2 | 2 | 4 | BranchMin_2BranchMax_4 | 2,2.5,3,4 | 2.5 | 5 | HeaderMin_2.5HeaderMax_5 | 2.5,3,4,5
14 | 14 | 20705-4P-3HP VLSC | VLSC_20705_4P_3HP | 128.156 | 128.156 | 256.3121 | 2 | 0 | 2 | A | VLS_Inline | 2 | 2 | 2 | 3 | BranchMin_2BranchMax_3 | 2,2.5,3 | 2.5 | 4 | HeaderMin_2.5HeaderMax_4 | 2.5,3,4
15 | 15 | 20951-2P-15HP VLSC | RC2511-7.70 | 152.95 | 152.95 | 305.9 | 2 | 0 | 2 | A | VLS_Inline | 2 | 2 | 2 | 3 | BranchMin_2BranchMax_3 | 2,2.5,3 | 2.5 | 4 | HeaderMin_2.5HeaderMax_4 | 2.5,3,4
16 | 16 | 20951-2P-20HP VLSC | RC2511-8.31 | 168.2305 | 168.2305 | 336.461 | 2 | 0 | 2 | A | VLS_Inline | 2 | 2 | 2 | 3 | BranchMin_2BranchMax_3 | 2,2.5,3 | 2.5 | 4 | HeaderMin_2.5HeaderMax_4 | 2.5,3,4
17 | 17 | 20951-2P-25HP VLSC | RC2511-8.84 | 184.528 | 184.528 | 369.056 | 2 | 0 | 2 | A | VLS_Inline | 2 | 2 | 2 | 3 | BranchMin_2BranchMax_3 | 2,2.5,3 | 2.5 | 4 | HeaderMin_2.5HeaderMax_4 | 2.5,3,4
18 | 18 | 20951-2P-30HP VLSC | RC2511-9.44 | 191.32 | 191.32 | 382.64 | 2 | 0 | 2 | A | VLS_Inline | 2 | 2 | 2 | 3 | BranchMin_2BranchMax_3 | 2,2.5,3 | 2.5 | 4 | HeaderMin_2.5HeaderMax_4 | 2.5,3,4
19 | 19 | 20951-4P-3HP VLSC | RC2511-8.70 | 90.3291 | 90.3291 | 180.6582 | 2 | 0 | 2 | A | VLS_Inline | 2 | 2 | 2 | 2.5 | BranchMin_2BranchMax_2.5 | 2,2.5 | 2.5 | 3 | HeaderMin_2.5HeaderMax_3 | 2.5,3
20 | 20 | 20951-4P-5HP VLSC | RC2511-9.6 | 95.22 | 95.22 | 190.44 | 2 | 0 | 2 | A | VLS_Inline | 2 | 2 | 2 | 2.5 | BranchMin_2BranchMax_2.5 | 2,2.5 | 2.5 | 3 | HeaderMin_2.5HeaderMax_3 | 2.5,3
21 | 21 | 2095A-2P-15HP VLSC | VLSC_2095A_2P_15HP | 176.1225 | 176.1225 | 352.2451 | 2 | 0 | 2 | A | VLS_Inline | 2 | 2 | 2 | 3 | BranchMin_2BranchMax_3 | 2,2.5,3 | 2.5 | 4 | HeaderMin_2.5HeaderMax_4 | 2.5,3,4
22 | 22 | 2095A-2P-20HP VLSC | VLSC_2095A_2P_20HP | 200.368 | 200.368 | 400.7361 | 2 | 0 | 2 | A | VLS_Inline | 2 | 2 | 2 | 3 | BranchMin_2BranchMax_3 | 2,2.5,3 | 2.5 | 5 | HeaderMin_2.5HeaderMax_5 | 2.5,3,4,5
23 | 23 | 2095A-2P-25HP VLSC | VLSC_2095A_2P_25HP | 232.5586 | 232.5586 | 465.1173 | 2 | 0 | 2 | A | VLS_Inline | 2 | 2 | 2 | 4 | BranchMin_2BranchMax_4 | 2,2.5,3,4 | 2.5 | 5 | HeaderMin_2.5HeaderMax_5 | 2.5,3,4,5
24 | 24 | 2095A-2P-30HP VLSC | VLSC_2095A_2P_30HP | 232.5586 | 232.5586 | 465.1173 | 2 | 0 | 2 | A | VLS_Inline | 2 | 2 | 2 | 4 | BranchMin_2BranchMax_4 | 2,2.5,3,4 | 2.5 | 5 | HeaderMin_2.5HeaderMax_5 | 2.5,3,4,5
25 | 25 | 2095A-4P-3HP VLSC | VLSC_2095A_4P_3HP | 111.4482 | 111.4482 | 222.8964 | 2 | 0 | 2 | A | VLS_Inline | 2 | 2 | 2 | 2.5 | BranchMin_2BranchMax_2.5 | 2,2.5 | 2.5 | 4 | HeaderMin_2.5HeaderMax_4 | 2.5,3,4
26 | 26 | 2095A-4P-5HP VLSC | VLSC_2095A_4P_5HP | 118.6369 | 118.6369 | 237.2737 | 2 | 0 | 2 | A | VLS_Inline | 2 | 2 | 2 | 2.5 | BranchMin_2BranchMax_2.5 | 2,2.5 | 2.5 | 4 | HeaderMin_2.5HeaderMax_4 | 2.5,3,4
27 | 27 | 20955-2P-15HP VLSC | VLSC_20955_2P_15HP | 205.3636 | 205.3636 | 410.7272 | 2 | 0 | 2 | A | VLS_Inline | 2 | 2 | 2 | 3 | BranchMin_2BranchMax_3 | 2,2.5,3 | 2.5 | 5 | HeaderMin_2.5HeaderMax_5 | 2.5,3,4,5
28 | 28 | 20955-2P-20HP VLSC | VLSC_20955_2P_20HP | 235.6474 | 235.6474 | 471.2947 | 2 | 0 | 2 | A | VLS_Inline | 2 | 2 | 2 | 4 | BranchMin_2BranchMax_4 | 2,2.5,3,4 | 2.5 | 5 | HeaderMin_2.5HeaderMax_5 | 2.5,3,4,5
29 | 29 | 20955-2P-25HP VLSC | VLSC_20955_2P_25HP | 257.4 | 257.4 | 514.8 | 2 | 0 | 2 | A | VLS_Inline | 2 | 2 | 2 | 4 | BranchMin_2BranchMax_4 | 2,2.5,3,4 | 2.5 | 5 | HeaderMin_2.5HeaderMax_5 | 2.5,3,4,5
30 | 30 | 20955-2P-30HP VLSC | VLSC_20955_2P_30HP | 277.4627 | 277.4627 | 554.9253 | 2 | 0 | 2 | A | VLS_Inline | 2 | 2 | 2 | 4 | BranchMin_2BranchMax_4 | 2,2.5,3,4 | 2.5 | 5 | HeaderMin_2.5HeaderMax_5 | 2.5,3,4,5
31 | 31 | 20955-2P-40HP VLSC | VLSC_20955_2P_40HP | 300 | 300 | 600 | 2 | 0 | 2 | A | VLS_Inline | 2 | 2 | 2 | 4 | BranchMin_2BranchMax_4 | 2,2.5,3,4 | 2.5 | 5 | HeaderMin_2.5HeaderMax_5 | 2.5,3,4,5
32 | 32 | 20955-2P-50HP VLSC | VLSC_20955_2P_50HP | 300 | 300 | 600 | 2 | 0 | 2 | A | VLS_Inline | 2 | 2 | 2 | 4 | BranchMin_2BranchMax_4 | 2,2.5,3,4 | 2.5 | 5 | HeaderMin_2.5HeaderMax_5 | 2.5,3,4,5
33 | 33 | 20955-4P-3HP VLSC | VLSC_20955_4P_3HP | 136.1059 | 136.1059 | 272.2118 | 2 | 0 | 2 | A | VLS_Inline | 2 | 2 | 2 | 3 | BranchMin_2BranchMax_3 | 2,2.5,3 | 2.5 | 4 | HeaderMin_2.5HeaderMax_4 | 2.5,3,4
34 | 34 | 20955-4P-5HP VLSC | VLSC_20955_4P_5HP | 162.637 | 162.637 | 325.274 | 2 | 0 | 2 | A | VLS_Inline | 2 | 2 | 2 | 3 | BranchMin_2BranchMax_3 | 2,2.5,3 | 2.5 | 4 | HeaderMin_2.5HeaderMax_4 | 2.5,3,4
35 | 35 | 20955-4P-7.5HP VLSC | VLSC_20955_4P_7.5HP | 165.3271 | 165.3271 | 330.6542 | 2 | 0 | 2 | A | VLS_Inline | 2 | 2 | 2 | 3 | BranchMin_2BranchMax_3 | 2,2.5,3 | 2.5 | 4 | HeaderMin_2.5HeaderMax_4 | 2.5,3,4
36 | 36 | 20959-2P-20HP VLSC | VLSC_20959_2P_20HP | 271.9533 | 271.9533 | 543.9066 | 2 | 0 | 2 | A | VLS_Inline | 2 | 2 | 2 | 4 | BranchMin_2BranchMax_4 | 2,2.5,3,4 | 2.5 | 5 | HeaderMin_2.5HeaderMax_5 | 2.5,3,4,5
37 | 37 | 20959-2P-25HP VLSC | VLSC_20959_2P_25HP | 309.3395 | 309.3395 | 618.679 | 2 | 0 | 2 | A | VLS_Inline | 2 | 2 | 2 | 4 | BranchMin_2BranchMax_4 | 2,2.5,3,4 | 2.5 | 5 | HeaderMin_2.5HeaderMax_5 | 2.5,3,4,5
38 | 38 | 20959-2P-30HP VLSC | VLSC_20959_2P_30HP | 341.2848 | 341.2848 | 682.5695 | 2 | 0 | 2 | A | VLS_Inline | 2 | 2 | 2 | 4 | BranchMin_2BranchMax_4 | 2,2.5,3,4 | 2.5 | 6 | HeaderMin_2.5HeaderMax_6 | 2.5,3,4,5,6
39 | 39 | 20959-2P-40HP VLSC | VLSC_20959_2P_40HP | 380.858 | 380.858 | 761.716 | 2 | 0 | 2 | A | VLS_Inline | 2 | 2 | 2 | 4 | BranchMin_2BranchMax_4 | 2,2.5,3,4 | 2.5 | 6 | HeaderMin_2.5HeaderMax_6 | 2.5,3,4,5,6
40 | 40 | 20959-2P-50HP VLSC | VLSC_20959_2P_50HP | 405.1149 | 405.1149 | 810.2297 | 2 | 0 | 2 | A | VLS_Inline | 2 | 2 | 2 | 5 | BranchMin_2BranchMax_5 | 2,2.5,3,4,5 | 2.5 | 6 | HeaderMin_2.5HeaderMax_6 | 2.5,3,4,5,6
41 | 41 | 20959-2P-60HP VLSC | VLSC_20959_2P_60HP | 406.8778 | 406.8778 | 813.7556 | 2 | 0 | 2 | A | VLS_Inline | 2 | 2 | 2 | 5 | BranchMin_2BranchMax_5 | 2,2.5,3,4,5 | 2.5 | 6 | HeaderMin_2.5HeaderMax_6 | 2.5,3,4,5,6
42 | 42 | 20959-4P-3HP VLSC | VLSC_20959_4P_3HP | 154.2292 | 154.2292 | 308.4583 | 2 | 0 | 2 | A | VLS_Inline | 2 | 2 | 2 | 3 | BranchMin_2BranchMax_3 | 2,2.5,3 | 2.5 | 4 | HeaderMin_2.5HeaderMax_4 | 2.5,3,4
43 | 43 | 20959-4P-5HP VLSC | VLSC_20959_4P_5HP | 205.8649 | 205.8649 | 411.7298 | 2 | 0 | 2 | A | VLS_Inline | 2 | 2 | 2 | 3 | BranchMin_2BranchMax_3 | 2,2.5,3 | 2.5 | 5 | HeaderMin_2.5HeaderMax_5 | 2.5,3,4,5
44 | 44 | 20959-4P-7.5HP VLSC | VLSC_20959_4P_7.5HP | 227.7916 | 227.7916 | 455.5833 | 2 | 0 | 2 | A | VLS_Inline | 2 | 2 | 2 | 4 | BranchMin_2BranchMax_4 | 2,2.5,3,4 | 2.5 | 5 | HeaderMin_2.5HeaderMax_5 | 2.5,3,4,5
45 | 45 | 25709-2P-10HP VLSC | VLSC_25709_2P_10HP | 294.5625 | 294.5625 | 589.1251 | 2 | 0 | 2 | A | VLS_Inline | 2.5 | 2.5 | 2.5 | 4 | BranchMin_2.5BranchMax_4 | 2.5,3,4 | 3 | 5 | HeaderMin_3HeaderMax_5 | 3,4,5
46 | 46 | 25709-2P-15HP VLSC | VLSC_25709_2P_15HP | 355.8818 | 355.8818 | 711.7636 | 2 | 0 | 2 | A | VLS_Inline | 2.5 | 2.5 | 2.5 | 4 | BranchMin_2.5BranchMax_4 | 2.5,3,4 | 3 | 6 | HeaderMin_3HeaderMax_6 | 3,4,5,6
47 | 47 | 25709-2P-20HP VLSC | VLSC_25709_2P_20HP | 415.2757 | 415.2757 | 830.5515 | 2 | 0 | 2 | A | VLS_Inline | 2.5 | 2.5 | 2.5 | 5 | BranchMin_2.5BranchMax_5 | 2.5,3,4,5 | 3 | 6 | HeaderMin_3HeaderMax_6 | 3,4,5,6
48 | 48 | 25709-2P-25HP VLSC | VLSC_25709_2P_25HP | 449.14 | 449.14 | 898.2801 | 2 | 0 | 2 | A | VLS_Inline | 2.5 | 2.5 | 2.5 | 5 | BranchMin_2.5BranchMax_5 | 2.5,3,4,5 | 3 | 6 | HeaderMin_3HeaderMax_6 | 3,4,5,6
49 | 49 | 25709-4P-3HP VLSC | VLSC_25709_4P_3HP | 222.9265 | 222.9265 | 445.8531 | 2 | 0 | 2 | A | VLS_Inline | 2.5 | 2.5 | 2.5 | 4 | BranchMin_2.5BranchMax_4 | 2.5,3,4 | 3 | 5 | HeaderMin_3HeaderMax_5 | 3,4,5
50 | 50 | 25953-2P-20HP VLSC | VLSC_25953_2P_20HP | 339.6329 | 339.6329 | 679.2659 | 2 | 0 | 2 | A | VLS_Inline | 2.5 | 2.5 | 2.5 | 4 | BranchMin_2.5BranchMax_4 | 2.5,3,4 | 3 | 6 | HeaderMin_3HeaderMax_6 | 3,4,5,6
51 | 51 | 25953-2P-25HP VLSC | VLSC_25953_2P_25HP | 384.0902 | 384.0902 | 768.1804 | 2 | 0 | 2 | A | VLS_Inline | 2.5 | 2.5 | 2.5 | 4 | BranchMin_2.5BranchMax_4 | 2.5,3,4 | 3 | 6 | HeaderMin_3HeaderMax_6 | 3,4,5,6
52 | 52 | 25953-2P-30HP VLSC | VLSC_25953_2P_30HP | 424.5536 | 424.5536 | 849.1072 | 2 | 0 | 2 | A | VLS_Inline | 2.5 | 2.5 | 2.5 | 5 | BranchMin_2.5BranchMax_5 | 2.5,3,4,5 | 3 | 6 | HeaderMin_3HeaderMax_6 | 3,4,5,6
53 | 53 | 25953-2P-40HP VLSC | VLSC_25953_2P_40HP | 491.3603 | 491.3603 | 982.7205 | 2 | 0 | 2 | A | VLS_Inline | 2.5 | 2.5 | 2.5 | 5 | BranchMin_2.5BranchMax_5 | 2.5,3,4,5 | 3 | 8 | HeaderMin_3HeaderMax_8 | 3,4,5,6,8
54 | 54 | 25953-2P-50HP VLSC | VLSC_25953_2P_50HP | 551.7418 | 551.7418 | 1103.4836 | 2 | 0 | 2 | A | VLS_Inline | 2.5 | 2.5 | 2.5 | 5 | BranchMin_2.5BranchMax_5 | 2.5,3,4,5 | 3 | 8 | HeaderMin_3HeaderMax_8 | 3,4,5,6,8
55 | 55 | 25953-2P-60HP VLSC | VLSC_25953_2P_60HP | 573.0512 | 573.0512 | 1146.1024 | 2 | 0 | 2 | A | VLS_Inline | 2.5 | 2.5 | 2.5 | 5 | BranchMin_2.5BranchMax_5 | 2.5,3,4,5 | 3 | 8 | HeaderMin_3HeaderMax_8 | 3,4,5,6,8
56 | 56 | 25953-4P-3HP VLSC | VLSC_25953_4P_3HP | 179.981 | 179.981 | 359.9621 | 2 | 0 | 2 | A | VLS_Inline | 2.5 | 2.5 | 2.5 | 3 | BranchMin_2.5BranchMax_3 | 2.5,3 | 3 | 4 | HeaderMin_3HeaderMax_4 | 3,4
57 | 57 | 25953-4P-5HP VLSC | VLSC_25953_4P_5HP | 237.9031 | 237.9031 | 475.8063 | 2 | 0 | 2 | A | VLS_Inline | 2.5 | 2.5 | 2.5 | 4 | BranchMin_2.5BranchMax_4 | 2.5,3,4 | 3 | 5 | HeaderMin_3HeaderMax_5 | 3,4,5
58 | 58 | 25953-4P-7.5HP VLSC | VLSC_25953_4P_7.5HP | 284.3868 | 284.3868 | 568.7735 | 2 | 0 | 2 | A | VLS_Inline | 2.5 | 2.5 | 2.5 | 4 | BranchMin_2.5BranchMax_4 | 2.5,3,4 | 3 | 5 | HeaderMin_3HeaderMax_5 | 3,4,5
59 | 59 | 25121-4P-7.5HP VLSC | VLSC_25121_4P_7.5HP | 260.585 | 260.585 | 521.17 | 2 | 0 | 2 | A | VLS_Inline | 2.5 | 2.5 | 2.5 | 4 | BranchMin_2.5BranchMax_4 | 2.5,3,4 | 3 | 5 | HeaderMin_3HeaderMax_5 | 3,4,5
60 | 60 | 25121-4P-10HP VLSC | VLSC_25121_4P_10HP | 273.2839 | 273.2839 | 546.5679 | 2 | 0 | 2 | A | VLS_Inline | 2.5 | 2.5 | 2.5 | 4 | BranchMin_2.5BranchMax_4 | 2.5,3,4 | 3 | 5 | HeaderMin_3HeaderMax_5 | 3,4,5
61 | 61 | 25121-4P-15HP VLSC | VLSC_25121_4P_15HP | 330.9972 | 330.9972 | 661.9944 | 2 | 0 | 2 | A | VLS_Inline | 2.5 | 2.5 | 2.5 | 4 | BranchMin_2.5BranchMax_4 | 2.5,3,4 | 3 | 6 | HeaderMin_3HeaderMax_6 | 3,4,5,6
62 | 62 | 30707-2P-15HP VLSC | VLSC_30707_2P_15HP | 524.7552 | 524.7552 | 1049.5105 | 2 | 0 | 2 | A | VLS_Inline | 3 | 3 | 3 | 5 | BranchMin_3BranchMax_5 | 3,4,5 | 4 | 8 | HeaderMin_4HeaderMax_8 | 4,5,6,8
63 | 63 | 30707-2P-20HP VLSC | VLSC_30707_2P_20HP | 534.9404 | 534.9404 | 1069.8809 | 2 | 0 | 2 | A | VLS_Inline | 3 | 3 | 3 | 5 | BranchMin_3BranchMax_5 | 3,4,5 | 4 | 8 | HeaderMin_4HeaderMax_8 | 4,5,6,8
64 | 64 | 30707-2P-25HP VLSC | VLSC_30707_2P_25HP | 573.9449 | 573.9449 | 1147.8898 | 2 | 0 | 2 | A | VLS_Inline | 3 | 3 | 3 | 5 | BranchMin_3BranchMax_5 | 3,4,5 | 4 | 8 | HeaderMin_4HeaderMax_8 | 4,5,6,8
65 | 65 | 30707-2P-30HP VLSC | VLSC_30707_2P_30HP | 599.7227 | 599.7227 | 1199.4453 | 2 | 0 | 2 | A | VLS_Inline | 3 | 3 | 3 | 5 | BranchMin_3BranchMax_5 | 3,4,5 | 4 | 8 | HeaderMin_4HeaderMax_8 | 4,5,6,8
66 | 66 | 30957-2P-30HP VLSC | VLSC_30957_2P_30HP | 512.3923 | 512.3923 | 1024.7846 | 2 | 0 | 2 | A | VLS_Inline | 3 | 3 | 3 | 5 | BranchMin_3BranchMax_5 | 3,4,5 | 4 | 8 | HeaderMin_4HeaderMax_8 | 4,5,6,8
67 | 67 | 30957-2P-40HP VLSC | VLSC_30957_2P_40HP | 573.8168 | 573.8168 | 1147.6336 | 2 | 0 | 2 | A | VLS_Inline | 3 | 3 | 3 | 5 | BranchMin_3BranchMax_5 | 3,4,5 | 4 | 8 | HeaderMin_4HeaderMax_8 | 4,5,6,8
68 | 68 | 30957-2P-50HP VLSC | VLSC_30957_2P_50HP | 630.1667 | 630.1667 | 1260.3334 | 2 | 0 | 2 | A | VLS_Inline | 3 | 3 | 3 | 5 | BranchMin_3BranchMax_5 | 3,4,5 | 4 | 8 | HeaderMin_4HeaderMax_8 | 4,5,6,8
69 | 69 | 30957-2P-60HP VLSC | VLSC_30957_2P_60HP | 681.695 | 681.695 | 1363.39 | 2 | 0 | 2 | A | VLS_Inline | 3 | 3 | 3 | 6 | BranchMin_3BranchMax_6 | 3,4,5,6 | 4 | 8 | HeaderMin_4HeaderMax_8 | 4,5,6,8
70 | 70 | 30707-4P-3HP VLSC | VLSC_30707_4P_3HP | 242.0702 | 242.0702 | 484.1403 | 2 | 0 | 2 | A | VLS_Inline | 3 | 3 | 3 | 4 | BranchMin_3BranchMax_4 | 3,4 | 4 | 5 | HeaderMin_4HeaderMax_5 | 4,5
71 | 71 | 30707-4P-5HP VLSC | VLSC_30707_4P_5HP | 291.6367 | 291.6367 | 583.2733 | 2 | 0 | 2 | A | VLS_Inline | 3 | 3 | 3 | 4 | BranchMin_3BranchMax_4 | 3,4 | 4 | 5 | HeaderMin_4HeaderMax_5 | 4,5
72 | 72 | 30957-4P-5HP VLSC | VLSC_30957_4P_5HP | 290.4936 | 290.4936 | 580.9873 | 2 | 0 | 2 | A | VLS_Inline | 3 | 3 | 3 | 4 | BranchMin_3BranchMax_4 | 3,4 | 4 | 5 | HeaderMin_4HeaderMax_5 | 4,5
73 | 73 | 30957-4P-7.5HP VLSC | VLSC_30957_4P_7.5HP | 350.6693 | 350.6693 | 701.3387 | 2 | 0 | 2 | A | VLS_Inline | 3 | 3 | 3 | 4 | BranchMin_3BranchMax_4 | 3,4 | 4 | 6 | HeaderMin_4HeaderMax_6 | 4,5,6
74 | 74 | 30957-4P-10HP VLSC | VLSC_30957_4P_10HP | 375.4803 | 375.4803 | 750.9605 | 2 | 0 | 2 | A | VLS_Inline | 3 | 3 | 3 | 4 | BranchMin_3BranchMax_4 | 3,4 | 4 | 6 | HeaderMin_4HeaderMax_6 | 4,5,6
75 | 75 | 30123-4P-7.5HP VLSC | RC2539-9.07 | 402.5638 | 402.5638 | 805.1276 | 2 | 0 | 2 | A | VLS_Inline | 3 | 3 | 3 | 5 | BranchMin_3BranchMax_5 | 3,4,5 | 4 | 6 | HeaderMin_4HeaderMax_6 | 4,5,6
76 | 76 | 30123-4P-10HP VLSC | RC2539-9.91 | 427.3855 | 427.3855 | 854.771 | 2 | 0 | 2 | A | VLS_Inline | 3 | 3 | 3 | 5 | BranchMin_3BranchMax_5 | 3,4,5 | 4 | 6 | HeaderMin_4HeaderMax_6 | 4,5,6
77 | 77 | 30123-4P-15HP VLSC | RC2539-11.12 | 430.0891 | 430.0891 | 860.1783 | 2 | 0 | 2 | A | VLS_Inline | 3 | 3 | 3 | 5 | BranchMin_3BranchMax_5 | 3,4,5 | 4 | 6 | HeaderMin_4HeaderMax_6 | 4,5,6
78 | 78 | 30123-4P-20HP VLSC | RC2539-12.1 | 453.84 | 453.84 | 907.68 | 2 | 0 | 2 | A | VLS_Inline | 3 | 3 | 3 | 5 | BranchMin_3BranchMax_5 | 3,4,5 | 4 | 6 | HeaderMin_4HeaderMax_6 | 4,5,6
79 | 79 | 30125-4P-7.5HP VLSC | VLSC_30125_4P_7.5HP | 360.7205 | 360.7205 | 721.4409 | 2 | 0 | 2 | A | VLS_Inline | 3 | 3 | 3 | 4 | BranchMin_3BranchMax_4 | 3,4 | 4 | 6 | HeaderMin_4HeaderMax_6 | 4,5,6
80 | 80 | 30125-4P-10HP VLSC | VLSC_30125_4P_10HP | 391.3696 | 391.3696 | 782.7393 | 2 | 0 | 2 | A | VLS_Inline | 3 | 3 | 3 | 4 | BranchMin_3BranchMax_4 | 3,4 | 4 | 6 | HeaderMin_4HeaderMax_6 | 4,5,6
81 | 81 | 30125-4P-15HP VLSC | VLSC_30125_4P_15HP | 444.5377 | 444.5377 | 889.0754 | 2 | 0 | 2 | A | VLS_Inline | 3 | 3 | 3 | 5 | BranchMin_3BranchMax_5 | 3,4,5 | 4 | 6 | HeaderMin_4HeaderMax_6 | 4,5,6
82 | 82 | 30125-4P-20HP VLSC | VLSC_30125_4P_20HP | 455.5928 | 455.5928 | 911.1855 | 2 | 0 | 2 | A | VLS_Inline | 3 | 3 | 3 | 5 | BranchMin_3BranchMax_5 | 3,4,5 | 4 | 6 | HeaderMin_4HeaderMax_6 | 4,5,6
83 | 83 | 40707-2P-15HP VLSC | VLSC_40707_2P_15HP | 548.8465 | 548.8465 | 1097.6931 | 2 | 0 | 2 | A | VLS_Inline | 4 | 4 | 4 | 5 | BranchMin_4BranchMax_5 | 4,5 | 5 | 8 | HeaderMin_5HeaderMax_8 | 5,6,8
84 | 84 | 40707-2P-20HP VLSC | VLSC_40707_2P_20HP | 628.8755 | 628.8755 | 1257.751 | 2 | 0 | 2 | A | VLS_Inline | 4 | 4 | 4 | 5 | BranchMin_4BranchMax_5 | 4,5 | 5 | 8 | HeaderMin_5HeaderMax_8 | 5,6,8
85 | 85 | 40707-2P-25HP VLSC | VLSC_40707_2P_25HP | 683.4996 | 683.4996 | 1366.9992 | 2 | 0 | 2 | A | VLS_Inline | 4 | 4 | 4 | 6 | BranchMin_4BranchMax_6 | 4,5,6 | 5 | 8 | HeaderMin_5HeaderMax_8 | 5,6,8
86 | 86 | 40707-2P-30HP VLSC | VLSC_40707_2P_30HP | 734.2064 | 734.2064 | 1468.4128 | 2 | 0 | 2 | A | VLS_Inline | 4 | 4 | 4 | 6 | BranchMin_4BranchMax_6 | 4,5,6 | 5 | 8 | HeaderMin_5HeaderMax_8 | 5,6,8
87 | 87 | 40707-2P-40HP VLSC | VLSC_40707_2P_40HP | 789.7994 | 789.7994 | 1579.5988 | 2 | 0 | 2 | A | VLS_Inline | 4 | 4 | 4 | 6 | BranchMin_4BranchMax_6 | 4,5,6 | 5 | 8 | HeaderMin_5HeaderMax_8 | 5,6,8
88 | 88 | 40707-4P-3HP VLSC | VLSC_40707_4P_3HP | 360.84 | 360.84 | 721.68 | 2 | 0 | 2 | A | VLS_Inline | 4 | 4 | 4 | 4 | BranchMin_4BranchMax_4 | 4 | 5 | 6 | HeaderMin_5HeaderMax_6 | 5,6
89 | 89 | 40707-4P-5HP VLSC | VLSC_40707_4P_5HP | 427.4383 | 427.4383 | 854.8766 | 2 | 0 | 2 | A | VLS_Inline | 4 | 4 | 4 | 5 | BranchMin_4BranchMax_5 | 4,5 | 5 | 6 | HeaderMin_5HeaderMax_6 | 5,6
90 | 90 | 40957-2P-40HP VLSC | RC9914-1-6.92-2P | 913.8143 | 913.8143 | 1827.6287 | 2 | 0 | 2 | A | VLS_Inline | 4 | 4 | 4 | 6 | BranchMin_4BranchMax_6 | 4,5,6 | 5 | 10 | HeaderMin_5HeaderMax_10 | 5,6,8,10
91 | 91 | 40957-2P-50HP VLSC | RC9914-1-7.60-2P | 969.4037 | 969.4037 | 1938.8074 | 2 | 0 | 2 | A | VLS_Inline | 4 | 4 | 4 | 8 | BranchMin_4BranchMax_8 | 4,5,6,8 | 5 | 10 | HeaderMin_5HeaderMax_10 | 5,6,8,10
92 | 92 | 40957-2P-60HP VLSC | RC9914-1-8.04-2P | 1015.343 | 1015.343 | 2030.6859 | 2 | 0 | 2 | A | VLS_Inline | 4 | 4 | 4 | 8 | BranchMin_4BranchMax_8 | 4,5,6,8 | 5 | 10 | HeaderMin_5HeaderMax_10 | 5,6,8,10
93 | 93 | 40957-2P-75HP VLSC | RC9914-1-8.58-2P | 1051.8577 | 1051.8577 | 2103.7154 | 2 | 0 | 2 | A | VLS_Inline | 4 | 4 | 4 | 8 | BranchMin_4BranchMax_8 | 4,5,6,8 | 5 | 10 | HeaderMin_5HeaderMax_10 | 5,6,8,10
94 | 94 | 40957-2P-100HP VLSC | RC9914-1-9.43-2P | 1127.0937 | 1127.0937 | 2254.1875 | 2 | 0 | 2 | A | VLS_Inline | 4 | 4 | 4 | 8 | BranchMin_4BranchMax_8 | 4,5,6,8 | 5 | 10 | HeaderMin_5HeaderMax_10 | 5,6,8,10
95 | 95 | 40957-4P-5HP VLSC | RC9914-1-6.91 | 456.5775 | 456.5775 | 913.1549 | 2 | 0 | 2 | A | VLS_Inline | 4 | 4 | 4 | 5 | BranchMin_4BranchMax_5 | 4,5 | 5 | 6 | HeaderMin_5HeaderMax_6 | 5,6
96 | 96 | 40957-4P-7.5HP VLSC | RC9914-1-8.04 | 508.0798 | 508.0798 | 1016.1596 | 2 | 0 | 2 | A | VLS_Inline | 4 | 4 | 4 | 5 | BranchMin_4BranchMax_5 | 4,5 | 5 | 8 | HeaderMin_5HeaderMax_8 | 5,6,8
97 | 97 | 40957-4P-10HP VLSC | RC9914-1-8.77 | 534.9443 | 534.9443 | 1069.8887 | 2 | 0 | 2 | A | VLS_Inline | 4 | 4 | 4 | 5 | BranchMin_4BranchMax_5 | 4,5 | 5 | 8 | HeaderMin_5HeaderMax_8 | 5,6,8
98 | 98 | 40957-4P-15HP VLSC | RC9914-1-9.6 | 568.82 | 568.82 | 1137.64 | 2 | 0 | 2 | A | VLS_Inline | 4 | 4 | 4 | 5 | BranchMin_4BranchMax_5 | 4,5 | 5 | 8 | HeaderMin_5HeaderMax_8 | 5,6,8
99 | 99 | 40959-2P-40HP VLSC | VLSC_40959_2P_40HP | 885.0742 | 885.0742 | 1770.1484 | 2 | 0 | 2 | A | VLS_Inline | 4 | 4 | 4 | 6 | BranchMin_4BranchMax_6 | 4,5,6 | 5 | 10 | HeaderMin_5HeaderMax_10 | 5,6,8,10
100 | 100 | 40959-2P-50HP VLSC | VLSC_40959_2P_50HP | 912.6252 | 912.6252 | 1825.2504 | 2 | 0 | 2 | A | VLS_Inline | 4 | 4 | 4 | 6 | BranchMin_4BranchMax_6 | 4,5,6 | 5 | 10 | HeaderMin_5HeaderMax_10 | 5,6,8,10
101 | 101 | 40959-2P-60HP VLSC | VLSC_40959_2P_60HP | 955.0129 | 955.0129 | 1910.0257 | 2 | 0 | 2 | A | VLS_Inline | 4 | 4 | 4 | 8 | BranchMin_4BranchMax_8 | 4,5,6,8 | 5 | 10 | HeaderMin_5HeaderMax_10 | 5,6,8,10
102 | 102 | 40959-2P-75HP VLSC | VLSC_40959_2P_75HP | 1024.8269 | 1024.8269 | 2049.6538 | 2 | 0 | 2 | A | VLS_Inline | 4 | 4 | 4 | 8 | BranchMin_4BranchMax_8 | 4,5,6,8 | 5 | 10 | HeaderMin_5HeaderMax_10 | 5,6,8,10
103 | 103 | 40959-2P-100HP VLSC | VLSC_40959_2P_100HP | 1116.5838 | 1116.5838 | 2233.1676 | 2 | 0 | 2 | A | VLS_Inline | 4 | 4 | 4 | 8 | BranchMin_4BranchMax_8 | 4,5,6,8 | 5 | 10 | HeaderMin_5HeaderMax_10 | 5,6,8,10
104 | 104 | 40959-4P-5HP VLSC | VLSC_40959_4P_5HP | 466.2681 | 466.2681 | 932.5363 | 2 | 0 | 2 | A | VLS_Inline | 4 | 4 | 4 | 5 | BranchMin_4BranchMax_5 | 4,5 | 5 | 6 | HeaderMin_5HeaderMax_6 | 5,6
105 | 105 | 40959-4P-7.5HP VLSC | VLSC_40959_4P_7.5HP | 509.7501 | 509.7501 | 1019.5003 | 2 | 0 | 2 | A | VLS_Inline | 4 | 4 | 4 | 5 | BranchMin_4BranchMax_5 | 4,5 | 5 | 8 | HeaderMin_5HeaderMax_8 | 5,6,8
106 | 106 | 40959-4P-10HP VLSC | VLSC_40959_4P_10HP | 543.4703 | 543.4703 | 1086.9406 | 2 | 0 | 2 | A | VLS_Inline | 4 | 4 | 4 | 5 | BranchMin_4BranchMax_5 | 4,5 | 5 | 8 | HeaderMin_5HeaderMax_8 | 5,6,8
107 | 107 | 40959-4P-15HP VLSC | VLSC_40959_4P_15HP | 607.7455 | 607.7455 | 1215.4911 | 2 | 0 | 2 | A | VLS_Inline | 4 | 4 | 4 | 5 | BranchMin_4BranchMax_5 | 4,5 | 5 | 8 | HeaderMin_5HeaderMax_8 | 5,6,8
108 | 108 | 40127-4P-15HP VLSC | RC9904-3-9.87 | 667.9 | 667.9 | 1335.8 | 2 | 0 | 2 | A | VLS_Inline | 4 | 4 | 4 | 6 | BranchMin_4BranchMax_6 | 4,5,6 | 5 | 8 | HeaderMin_5HeaderMax_8 | 5,6,8
109 | 109 | 40127-4P-20HP VLSC | RC9904-3-10.75 | 732.8 | 732.8 | 1465.6 | 2 | 0 | 2 | A | VLS_Inline | 4 | 4 | 4 | 6 | BranchMin_4BranchMax_6 | 4,5,6 | 5 | 8 | HeaderMin_5HeaderMax_8 | 5,6,8
110 | 110 | 40127-4P-25HP VLSC | RC9904-3-11.39 | 774.6 | 774.6 | 1549.2 | 2 | 0 | 2 | A | VLS_Inline | 4 | 4 | 4 | 6 | BranchMin_4BranchMax_6 | 4,5,6 | 5 | 8 | HeaderMin_5HeaderMax_8 | 5,6,8
111 | 111 | 40127-4P-30HP VLSC | RC9904-3-12.10-4P | 813.5 | 813.5 | 1627 | 2 | 0 | 2 | A | VLS_Inline | 4 | 4 | 4 | 6 | BranchMin_4BranchMax_6 | 4,5,6 | 5 | 10 | HeaderMin_5HeaderMax_10 | 5,6,8,10
112 | 112 | 40129-4P-15HP VLSC | VLSC_40129_4P_15HP | 616.3385 | 616.3385 | 1232.6769 | 2 | 0 | 2 | A | VLS_Inline | 4 | 4 | 4 | 5 | BranchMin_4BranchMax_5 | 4,5 | 5 | 8 | HeaderMin_5HeaderMax_8 | 5,6,8
113 | 113 | 40129-4P-20HP VLSC | VLSC_40129_4P_20HP | 707.5905 | 707.5905 | 1415.1811 | 2 | 0 | 2 | A | VLS_Inline | 4 | 4 | 4 | 6 | BranchMin_4BranchMax_6 | 4,5,6 | 5 | 8 | HeaderMin_5HeaderMax_8 | 5,6,8
114 | 114 | 40129-4P-25HP VLSC | VLSC_40129_4P_25HP | 786.8099 | 786.8099 | 1573.6198 | 2 | 0 | 2 | A | VLS_Inline | 4 | 4 | 4 | 6 | BranchMin_4BranchMax_6 | 4,5,6 | 5 | 8 | HeaderMin_5HeaderMax_8 | 5,6,8
115 | 115 | 40129-4P-30HP VLSC | VLSC_40129_4P_30HP | 825.5 | 825.5 | 1651 | 2 | 0 | 2 | A | VLS_Inline | 4 | 4 | 4 | 6 | BranchMin_4BranchMax_6 | 4,5,6 | 5 | 10 | HeaderMin_5HeaderMax_10 | 5,6,8,10
116 | 116 | 40157-4P-30HP VLSC | RC9947-1-12.0-4P | 756.8 | 756.8 | 1513.6 | 2 | 0 | 2 | A | VLS_Inline | 4 | 4 | 4 | 6 | BranchMin_4BranchMax_6 | 4,5,6 | 5 | 8 | HeaderMin_5HeaderMax_8 | 5,6,8
117 | 117 | 40157-4P-40HP VLSC | RC9947-1-13.41-4P | 830.5 | 830.5 | 1661 | 2 | 0 | 2 | A | VLS_Inline | 4 | 4 | 4 | 6 | BranchMin_4BranchMax_6 | 4,5,6 | 5 | 10 | HeaderMin_5HeaderMax_10 | 5,6,8,10
118 | 118 | 40157-4P-50HP VLSC | RC9947-1-14.10-4P | 873.3 | 873.3 | 1746.6 | 2 | 0 | 2 | A | VLS_Inline | 4 | 4 | 4 | 6 | BranchMin_4BranchMax_6 | 4,5,6 | 5 | 10 | HeaderMin_5HeaderMax_10 | 5,6,8,10
119 | 119 | 40159-4P-30HP VLSC | VLSC_40159_4P_30HP | 639.1572 | 639.1572 | 1278.3144 | 2 | 0 | 2 | A | VLS_Inline | 4 | 4 | 4 | 5 | BranchMin_4BranchMax_5 | 4,5 | 5 | 8 | HeaderMin_5HeaderMax_8 | 5,6,8
120 | 120 | 40159-4P-40HP VLSC | VLSC_40159_4P_40HP | 794.9133 | 794.9133 | 1589.8266 | 2 | 0 | 2 | A | VLS_Inline | 4 | 4 | 4 | 6 | BranchMin_4BranchMax_6 | 4,5,6 | 5 | 8 | HeaderMin_5HeaderMax_8 | 5,6,8
121 | 121 | 40159-4P-50HP VLSC | VLSC_40159_4P_50HP | 882.342 | 882.342 | 1764.6841 | 2 | 0 | 2 | A | VLS_Inline | 4 | 4 | 4 | 6 | BranchMin_4BranchMax_6 | 4,5,6 | 5 | 10 | HeaderMin_5HeaderMax_10 | 5,6,8,10
122 | 122 | 50707-2P-30HP VLSC | VLSC_50707_2P_30HP | 935.9263 | 935.9263 | 1871.8526 | 2 | 0 | 2 | A | VLS_Inline | 5 | 5 | 5 | 6 | BranchMin_5BranchMax_6 | 5,6 | 6 | 10 | HeaderMin_6HeaderMax_10 | 6,8,10
123 | 123 | 50707-2P-40HP VLSC | VLSC_50707_2P_40HP | 1136.2741 | 1136.2741 | 2272.5482 | 2 | 0 | 2 | A | VLS_Inline | 5 | 5 | 5 | 8 | BranchMin_5BranchMax_8 | 5,6,8 | 6 | 10 | HeaderMin_6HeaderMax_10 | 6,8,10
124 | 124 | 50707-2P-50HP VLSC | VLSC_50707_2P_50HP | 1332.9681 | 1332.9681 | 2665.9362 | 2 | 0 | 2 | A | VLS_Inline | 5 | 5 | 5 | 8 | BranchMin_5BranchMax_8 | 5,6,8 | 6 | 12 | HeaderMin_6HeaderMax_12 | 6,8,10,12
125 | 125 | 50707-2P-60HP VLSC | VLSC_50707_2P_60HP | 1528.3535 | 1528.3535 | 3056.707 | 2 | 0 | 2 | A | VLS_Inline | 5 | 5 | 5 | 8 | BranchMin_5BranchMax_8 | 5,6,8 | 6 | 12 | HeaderMin_6HeaderMax_12 | 6,8,10,12
126 | 126 | 50707-4P-5HP VLSC | VLSC_50707_4P_5HP | 626.346 | 626.346 | 1252.6919 | 2 | 0 | 2 | A | VLS_Inline | 5 | 5 | 5 | 5 | BranchMin_5BranchMax_5 | 5 | 6 | 8 | HeaderMin_6HeaderMax_8 | 6,8
127 | 127 | 50707-4P-7.5HP VLSC | VLSC_50707_4P_7.5HP | 764.9699 | 764.9699 | 1529.9399 | 2 | 0 | 2 | A | VLS_Inline | 5 | 5 | 5 | 6 | BranchMin_5BranchMax_6 | 5,6 | 6 | 8 | HeaderMin_6HeaderMax_8 | 6,8
128 | 128 | 50957-4P-7.5HP VLSC | RC2552-7.24 | 682.0481 | 682.0481 | 1364.0961 | 2 | 0 | 2 | A | VLS_Inline | 5 | 5 | 5 | 6 | BranchMin_5BranchMax_6 | 5,6 | 6 | 8 | HeaderMin_6HeaderMax_8 | 6,8
129 | 129 | 50957-4P-10HP VLSC | RC2552-8.02 | 802.7921 | 802.7921 | 1605.5841 | 2 | 0 | 2 | A | VLS_Inline | 5 | 5 | 5 | 6 | BranchMin_5BranchMax_6 | 5,6 | 6 | 10 | HeaderMin_6HeaderMax_10 | 6,8,10
130 | 130 | 50957-4P-15HP VLSC | RC2552-9.10 | 932.9167 | 932.9167 | 1865.8335 | 2 | 0 | 2 | A | VLS_Inline | 5 | 5 | 5 | 6 | BranchMin_5BranchMax_6 | 5,6 | 6 | 10 | HeaderMin_6HeaderMax_10 | 6,8,10
131 | 131 | 50957-4P-20HP VLSC | RC2552-9.6 | 1000.0001 | 1000.0001 | 2000.0002 | 2 | 0 | 2 | A | VLS_Inline | 5 | 5 | 5 | 8 | BranchMin_5BranchMax_8 | 5,6,8 | 6 | 10 | HeaderMin_6HeaderMax_10 | 6,8,10
132 | 132 | 5095A-4P-7.5HP VLSC | VLSC_5095A_4P_7.5HP | 753.2463 | 753.2463 | 1506.4926 | 2 | 0 | 2 | A | VLS_Inline | 5 | 5 | 5 | 6 | BranchMin_5BranchMax_6 | 5,6 | 6 | 8 | HeaderMin_6HeaderMax_8 | 6,8
133 | 133 | 5095A-4P-10HP VLSC | VLSC_5095A_4P_10HP | 820.4429 | 820.4429 | 1640.8858 | 2 | 0 | 2 | A | VLS_Inline | 5 | 5 | 5 | 6 | BranchMin_5BranchMax_6 | 5,6 | 6 | 10 | HeaderMin_6HeaderMax_10 | 6,8,10
134 | 134 | 5095A-4P-15HP VLSC | VLSC_5095A_4P_15HP | 953.3171 | 953.3171 | 1906.6342 | 2 | 0 | 2 | A | VLS_Inline | 5 | 5 | 5 | 8 | BranchMin_5BranchMax_8 | 5,6,8 | 6 | 10 | HeaderMin_6HeaderMax_10 | 6,8,10
135 | 135 | 5095A-4P-20HP VLSC | VLSC_5095A_4P_20HP | 1029.7585 | 1029.7585 | 2059.5169 | 2 | 0 | 2 | A | VLS_Inline | 5 | 5 | 5 | 8 | BranchMin_5BranchMax_8 | 5,6,8 | 6 | 10 | HeaderMin_6HeaderMax_10 | 6,8,10
136 | 136 | 50959-2P-60HP VLSC | VLSC_50959_2P_60HP | 1330.3437 | 1330.3437 | 2660.6874 | 2 | 0 | 2 | A | VLS_Inline | 5 | 5 | 5 | 8 | BranchMin_5BranchMax_8 | 5,6,8 | 6 | 12 | HeaderMin_6HeaderMax_12 | 6,8,10,12
137 | 137 | 50959-2P-75HP VLSC | VLSC_50959_2P_75HP | 1378.5213 | 1378.5213 | 2757.0426 | 2 | 0 | 2 | A | VLS_Inline | 5 | 5 | 5 | 8 | BranchMin_5BranchMax_8 | 5,6,8 | 6 | 12 | HeaderMin_6HeaderMax_12 | 6,8,10,12
138 | 138 | 50959-2P-100HP VLSC | VLSC_50959_2P_100HP | 1467.9509 | 1467.9509 | 2935.9018 | 2 | 0 | 2 | A | VLS_Inline | 5 | 5 | 5 | 8 | BranchMin_5BranchMax_8 | 5,6,8 | 6 | 12 | HeaderMin_6HeaderMax_12 | 6,8,10,12
139 | 139 | 50129-4P-15HP VLSC | VLSC_50129_4P_15HP | 844.864 | 844.864 | 1689.7279 | 2 | 0 | 2 | A | VLS_Inline | 5 | 5 | 5 | 6 | BranchMin_5BranchMax_6 | 5,6 | 6 | 10 | HeaderMin_6HeaderMax_10 | 6,8,10
140 | 140 | 50129-4P-20HP VLSC | VLSC_50129_4P_20HP | 982.3526 | 982.3526 | 1964.7052 | 2 | 0 | 2 | A | VLS_Inline | 5 | 5 | 5 | 8 | BranchMin_5BranchMax_8 | 5,6,8 | 6 | 10 | HeaderMin_6HeaderMax_10 | 6,8,10
141 | 141 | 50129-4P-25HP VLSC | VLSC_50129_4P_25HP | 1104.8611 | 1104.8611 | 2209.7222 | 2 | 0 | 2 | A | VLS_Inline | 5 | 5 | 5 | 8 | BranchMin_5BranchMax_8 | 5,6,8 | 6 | 10 | HeaderMin_6HeaderMax_10 | 6,8,10
142 | 142 | 50129-4P-30HP VLSC | VLSC_50129_4P_30HP | 1214.4257 | 1214.4257 | 2428.8514 | 2 | 0 | 2 | A | VLS_Inline | 5 | 5 | 5 | 8 | BranchMin_5BranchMax_8 | 5,6,8 | 6 | 10 | HeaderMin_6HeaderMax_10 | 6,8,10
143 | 143 | 50129-4P-40HP VLSC | VLSC_50129_4P_40HP | 1383.6857 | 1383.6857 | 2767.3715 | 2 | 0 | 2 | A | VLS_Inline | 5 | 5 | 5 | 8 | BranchMin_5BranchMax_8 | 5,6,8 | 6 | 12 | HeaderMin_6HeaderMax_12 | 6,8,10,12
144 | 144 | 50129-4P-50HP VLSC | VLSC_50129_4P_50HP | 1551.2098 | 1551.2098 | 3102.4196 | 2 | 0 | 2 | A | VLS_Inline | 5 | 5 | 5 | 8 | BranchMin_5BranchMax_8 | 5,6,8 | 6 | 12 | HeaderMin_6HeaderMax_12 | 6,8,10,12
145 | 145 | 50129-4P-60HP VLSC | VLSC_50129_4P_60HP | 1664.6746 | 1664.6746 | 3329.3491 | 2 | 0 | 2 | A | VLS_Inline | 5 | 5 | 5 | 10 | BranchMin_5BranchMax_10 | 5,6,8,10 | 6 | 12 | HeaderMin_6HeaderMax_12 | 6,8,10,12
146 | 146 | 5012A-4P-10HP VLSC | RC9940-8.37 | 840.7876 | 840.7876 | 1681.5751 | 2 | 0 | 2 | A | VLS_Inline | 5 | 5 | 5 | 6 | BranchMin_5BranchMax_6 | 5,6 | 6 | 10 | HeaderMin_6HeaderMax_10 | 6,8,10
147 | 147 | 5012A-4P-15HP VLSC | RC9940-9.62 | 995.4751 | 995.4751 | 1990.9502 | 2 | 0 | 2 | A | VLS_Inline | 5 | 5 | 5 | 8 | BranchMin_5BranchMax_8 | 5,6,8 | 6 | 10 | HeaderMin_6HeaderMax_10 | 6,8,10
148 | 148 | 5012A-4P-20HP VLSC | RC9940-10.48 | 1093.6698 | 1093.6698 | 2187.3397 | 2 | 0 | 2 | A | VLS_Inline | 5 | 5 | 5 | 8 | BranchMin_5BranchMax_8 | 5,6,8 | 6 | 10 | HeaderMin_6HeaderMax_10 | 6,8,10
149 | 149 | 5012A-4P-25HP VLSC | RC9940-11.02 | 1144.8546 | 1144.8546 | 2289.7092 | 2 | 0 | 2 | A | VLS_Inline | 5 | 5 | 5 | 8 | BranchMin_5BranchMax_8 | 5,6,8 | 6 | 10 | HeaderMin_6HeaderMax_10 | 6,8,10
150 | 150 | 5012A-4P-30HP VLSC | RC9940-11.62-4P | 1204.5001 | 1204.5001 | 2409.0002 | 2 | 0 | 2 | A | VLS_Inline | 5 | 5 | 5 | 8 | BranchMin_5BranchMax_8 | 5,6,8 | 6 | 10 | HeaderMin_6HeaderMax_10 | 6,8,10
151 | 151 | 5012A-4P-40HP VLSC | RC9940-12.1-4P | 1252.5 | 1252.5 | 2505 | 2 | 0 | 2 | A | VLS_Inline | 5 | 5 | 5 | 8 | BranchMin_5BranchMax_8 | 5,6,8 | 6 | 12 | HeaderMin_6HeaderMax_12 | 6,8,10,12
152 | 152 | 5012C-4P-10HP VLSC | VLSC_5012C_4P_10HP | 648.3835 | 648.3835 | 1296.767 | 2 | 0 | 2 | A | VLS_Inline | 5 | 5 | 5 | 5 | BranchMin_5BranchMax_5 | 5 | 6 | 8 | HeaderMin_6HeaderMax_8 | 6,8
153 | 153 | 5012C-4P-15HP VLSC | VLSC_5012C_4P_15HP | 820.3589 | 820.3589 | 1640.7178 | 2 | 0 | 2 | A | VLS_Inline | 5 | 5 | 5 | 6 | BranchMin_5BranchMax_6 | 5,6 | 6 | 10 | HeaderMin_6HeaderMax_10 | 6,8,10
154 | 154 | 5012C-4P-20HP VLSC | VLSC_5012C_4P_20HP | 941.0352 | 941.0352 | 1882.0704 | 2 | 0 | 2 | A | VLS_Inline | 5 | 5 | 5 | 6 | BranchMin_5BranchMax_6 | 5,6 | 6 | 10 | HeaderMin_6HeaderMax_10 | 6,8,10
155 | 155 | 5012C-4P-25HP VLSC | VLSC_5012C_4P_25HP | 1045.3157 | 1045.3157 | 2090.6314 | 2 | 0 | 2 | A | VLS_Inline | 5 | 5 | 5 | 8 | BranchMin_5BranchMax_8 | 5,6,8 | 6 | 10 | HeaderMin_6HeaderMax_10 | 6,8,10
156 | 156 | 5012C-4P-30HP VLSC | VLSC_5012C_4P_30HP | 1136.5096 | 1136.5096 | 2273.0192 | 2 | 0 | 2 | A | VLS_Inline | 5 | 5 | 5 | 8 | BranchMin_5BranchMax_8 | 5,6,8 | 6 | 10 | HeaderMin_6HeaderMax_10 | 6,8,10
157 | 157 | 5012C-4P-40HP VLSC | VLSC_5012C_4P_40HP | 1235.933 | 1235.933 | 2471.866 | 2 | 0 | 2 | A | VLS_Inline | 5 | 5 | 5 | 8 | BranchMin_5BranchMax_8 | 5,6,8 | 6 | 10 | HeaderMin_6HeaderMax_10 | 6,8,10
158 | 158 | 50157-4P-50HP VLSC | VLSC_50157_4P_50HP | 1229.0007 | 1229.0007 | 2458.0014 | 2 | 0 | 2 | A | VLS_Inline | 5 | 5 | 5 | 8 | BranchMin_5BranchMax_8 | 5,6,8 | 6 | 10 | HeaderMin_6HeaderMax_10 | 6,8,10
159 | 159 | 50157-4P-60HP VLSC | VLSC_50157_4P_60HP | 1303.9328 | 1303.9328 | 2607.8655 | 2 | 0 | 2 | A | VLS_Inline | 5 | 5 | 5 | 8 | BranchMin_5BranchMax_8 | 5,6,8 | 6 | 12 | HeaderMin_6HeaderMax_12 | 6,8,10,12
160 | 160 | 50157-4P-75HP VLSC | VLSC_50157_4P_75HP | 1403.874 | 1403.874 | 2807.748 | 2 | 0 | 2 | A | VLS_Inline | 5 | 5 | 5 | 8 | BranchMin_5BranchMax_8 | 5,6,8 | 6 | 12 | HeaderMin_6HeaderMax_12 | 6,8,10,12
161 | 161 | 50157-4P-100HP VLSC | VLSC_50157_4P_100HP | 1484.3188 | 1484.3188 | 2968.6376 | 2 | 0 | 2 | A | VLS_Inline | 5 | 5 | 5 | 8 | BranchMin_5BranchMax_8 | 5,6,8 | 6 | 12 | HeaderMin_6HeaderMax_12 | 6,8,10,12
162 | 162 | 60957-4P-15HP VLSC | VLSC_60957_4P_15HP | 1171.9065 | 1171.9065 | 2343.8131 | 2 | 0 | 2 | A | VLS_Inline | 6 | 6 | 6 | 8 | BranchMin_6BranchMax_8 | 6,8 | 8 | 10 | HeaderMin_8HeaderMax_10 | 8,10
163 | 163 | 60957-4P-20HP VLSC | VLSC_60957_4P_20HP | 1316.9347 | 1316.9347 | 2633.8694 | 2 | 0 | 2 | A | VLS_Inline | 6 | 6 | 6 | 8 | BranchMin_6BranchMax_8 | 6,8 | 8 | 12 | HeaderMin_8HeaderMax_12 | 8,10,12
164 | 164 | 60957-4P-25HP VLSC | VLSC_60957_4P_25HP | 1454.2378 | 1454.2378 | 2908.4756 | 2 | 0 | 2 | A | VLS_Inline | 6 | 6 | 6 | 8 | BranchMin_6BranchMax_8 | 6,8 | 8 | 12 | HeaderMin_8HeaderMax_12 | 8,10,12
165 | 165 | 60957-4P-30HP VLSC | VLSC_60957_4P_30HP | 1568.7217 | 1568.7217 | 3137.4434 | 2 | 0 | 2 | A | VLS_Inline | 6 | 6 | 6 | 8 | BranchMin_6BranchMax_8 | 6,8 | 8 | 12 | HeaderMin_8HeaderMax_12 | 8,10,12
166 | 166 | 60125-4P-20HP VLSC | VLSC_60125_4P_20HP | 1414.8836 | 1414.8836 | 2829.7672 | 2 | 0 | 2 | A | VLS_Inline | 6 | 6 | 6 | 8 | BranchMin_6BranchMax_8 | 6,8 | 8 | 12 | HeaderMin_8HeaderMax_12 | 8,10,12
167 | 167 | 60125-4P-25HP VLSC | VLSC_60125_4P_25HP | 1523.3743 | 1523.3743 | 3046.7486 | 2 | 0 | 2 | A | VLS_Inline | 6 | 6 | 6 | 8 | BranchMin_6BranchMax_8 | 6,8 | 8 | 12 | HeaderMin_8HeaderMax_12 | 8,10,12
168 | 168 | 60125-4P-30HP VLSC | VLSC_60125_4P_30HP | 1625.1171 | 1625.1171 | 3250.2342 | 2 | 0 | 2 | A | VLS_Inline | 6 | 6 | 6 | 10 | BranchMin_6BranchMax_10 | 6,8,10 | 8 | 12 | HeaderMin_8HeaderMax_12 | 8,10,12
169 | 169 | 60125-4P-40HP VLSC | VLSC_60125_4P_40HP | 1757.2796 | 1757.2796 | 3514.5593 | 2 | 0 | 2 | A | VLS_Inline | 6 | 6 | 6 | 10 | BranchMin_6BranchMax_10 | 6,8,10 | 8 | 12 | HeaderMin_8HeaderMax_12 | 8,10,12
170 | 170 | 60125-4P-50HP VLSC | VLSC_60125_4P_50HP | 1846.8509 | 1846.8509 | 3693.7017 | 2 | 0 | 2 | A | VLS_Inline | 6 | 6 | 6 | 10 | BranchMin_6BranchMax_10 | 6,8,10 | 8 | 14 | HeaderMin_8HeaderMax_14 | 8,10,12,14
171 | 171 | 60125-4P-60HP VLSC | VLSC_60125_4P_60HP | 1914.581 | 1914.581 | 3829.162 | 2 | 0 | 2 | A | VLS_Inline | 6 | 6 | 6 | 10 | BranchMin_6BranchMax_10 | 6,8,10 | 8 | 14 | HeaderMin_8HeaderMax_14 | 8,10,12,14
172 | 172 | 60157-4P-75HP VLSC | VLSC_60157_4P_75HP | 1634.3829 | 1634.3829 | 3268.7658 | 2 | 0 | 2 | A | VLS_Inline | 6 | 6 | 6 | 10 | BranchMin_6BranchMax_10 | 6,8,10 | 8 | 12 | HeaderMin_8HeaderMax_12 | 8,10,12
173 | 173 | 60157-4P-100HP VLSC | VLSC_60157_4P_100HP | 1915.2738 | 1915.2738 | 3830.5476 | 2 | 0 | 2 | A | VLS_Inline | 6 | 6 | 6 | 10 | BranchMin_6BranchMax_10 | 6,8,10 | 8 | 14 | HeaderMin_8HeaderMax_14 | 8,10,12,14
174 | 174 | 60157-4P-125HP VLSC | VLSC_60157_4P_125HP | 2165.2718 | 2165.2718 | 4330.5437 | 2 | 0 | 2 | A | VLS_Inline | 6 | 6 | 6 | 10 | BranchMin_6BranchMax_10 | 6,8,10 | 8 | 16 | HeaderMin_8HeaderMax_16 | 8,10,12,14,16
175 | 175 | 80951-4P-20HP VLSC | VLSC_80951_4P_20HP | 1914.1469 | 1914.1469 | 3828.2938 | 2 | 0 | 2 | A | VLS_Inline | 8 | 8 | 8 | 10 | BranchMin_8BranchMax_10 | 8,10 | 10 | 14 | HeaderMin_10HeaderMax_14 | 10,12,14
176 | 176 | 80951-4P-25HP VLSC | VLSC_80951_4P_25HP | 2017.9874 | 2017.9874 | 4035.9748 | 2 | 0 | 2 | A | VLS_Inline | 8 | 8 | 8 | 10 | BranchMin_8BranchMax_10 | 8,10 | 10 | 14 | HeaderMin_10HeaderMax_14 | 10,12,14
177 | 177 | 80951-4P-30HP VLSC | VLSC_80951_4P_30HP | 2141.5995 | 2141.5995 | 4283.199 | 2 | 0 | 2 | A | VLS_Inline | 8 | 8 | 8 | 10 | BranchMin_8BranchMax_10 | 8,10 | 10 | 16 | HeaderMin_10HeaderMax_16 | 10,12,14,16
178 | 178 | 80951-4P-40HP VLSC | VLSC_80951_4P_40HP | 2290.5785 | 2290.5785 | 4581.157 | 2 | 0 | 2 | A | VLS_Inline | 8 | 8 | 8 | 10 | BranchMin_8BranchMax_10 | 8,10 | 10 | 16 | HeaderMin_10HeaderMax_16 | 10,12,14,16
179 | 179 | 80123-4P-25HP VLSC | VLSC_80123_4P_25HP | 1727.4951 | 1727.4951 | 3454.9903 | 2 | 0 | 2 | A | VLS_Inline | 8 | 8 | 8 | 10 | BranchMin_8BranchMax_10 | 8,10 | 10 | 12 | HeaderMin_10HeaderMax_12 | 10,12
180 | 180 | 80123-4P-30HP VLSC | VLSC_80123_4P_30HP | 1826.6982 | 1826.6982 | 3653.3965 | 2 | 0 | 2 | A | VLS_Inline | 8 | 8 | 8 | 10 | BranchMin_8BranchMax_10 | 8,10 | 10 | 14 | HeaderMin_10HeaderMax_14 | 10,12,14
181 | 181 | 80123-4P-40HP VLSC | VLSC_80123_4P_40HP | 2003.3556 | 2003.3556 | 4006.7112 | 2 | 0 | 2 | A | VLS_Inline | 8 | 8 | 8 | 10 | BranchMin_8BranchMax_10 | 8,10 | 10 | 14 | HeaderMin_10HeaderMax_14 | 10,12,14
182 | 182 | 80123-4P-50HP VLSC | VLSC_80123_4P_50HP | 2187.1986 | 2187.1986 | 4374.3972 | 2 | 0 | 2 | A | VLS_Inline | 8 | 8 | 8 | 10 | BranchMin_8BranchMax_10 | 8,10 | 10 | 16 | HeaderMin_10HeaderMax_16 | 10,12,14,16
183 | 183 | 80123-4P-60HP VLSC | VLSC_80123_4P_60HP | 2293.6739 | 2293.6739 | 4587.3477 | 2 | 0 | 2 | A | VLS_Inline | 8 | 8 | 8 | 10 | BranchMin_8BranchMax_10 | 8,10 | 10 | 16 | HeaderMin_10HeaderMax_16 | 10,12,14,16
184 | 184 | 80123-4P-75HP VLSC | VLSC_80123_4P_75HP | 2422.2984 | 2422.2984 | 4844.5968 | 2 | 0 | 2 | A | VLS_Inline | 8 | 8 | 8 | 10 | BranchMin_8BranchMax_10 | 8,10 | 10 | 16 | HeaderMin_10HeaderMax_16 | 10,12,14,16
185 | 185 | 80123-4P-100HP VLSC | VLSC_80123_4P_100HP | 2547.3614 | 2547.3614 | 5094.7228 | 2 | 0 | 2 | A | VLS_Inline | 8 | 8 | 8 | 12 | BranchMin_8BranchMax_12 | 8,10,12 | 10 | 16 | HeaderMin_10HeaderMax_16 | 10,12,14,16
186 | 186 | 80157-4P-100HP VLSC | VLSC_80157_4P_100HP | 2953.0528 | 2953.0528 | 5906.1056 | 2 | 0 | 2 | A | VLS_Inline | 8 | 8 | 8 | 12 | BranchMin_8BranchMax_12 | 8,10,12 | 10 | 18 | HeaderMin_10HeaderMax_18 | 10,12,14,16,18
187 | 187 | 80157-4P-125HP VLSC | VLSC_80157_4P_125HP | 3220.9607 | 3220.9607 | 6441.9215 | 2 | 0 | 2 | A | VLS_Inline | 8 | 8 | 8 | 12 | BranchMin_8BranchMax_12 | 8,10,12 | 10 | 18 | HeaderMin_10HeaderMax_18 | 10,12,14,16,18
188 | 188 | 10123-4P-75HP VLSC | VLSC_10123_4P_75HP | 3579.8797 | 3579.8797 | 7159.7593 | 2 | 0 | 2 | A | VLS_Inline | 10 | 10 | 10 | 14 | BranchMin_10BranchMax_14 | 10,12,14 | 12 | 20 | HeaderMin_12HeaderMax_20 | 12,14,16,18,20
189 | 189 | 10123-4P-100HP VLSC | VLSC_10123_4P_100HP | 3926.8748 | 3926.8748 | 7853.7497 | 2 | 0 | 2 | A | VLS_Inline | 10 | 10 | 10 | 14 | BranchMin_10BranchMax_14 | 10,12,14 | 12 | 20 | HeaderMin_12HeaderMax_20 | 12,14,16,18,20
190 | 190 | 10123-4P-125HP VLSC | VLSC_10123_4P_125HP | 4128.2784 | 4128.2784 | 8256.5567 | 2 | 0 | 2 | A | VLS_Inline | 10 | 10 | 10 | 14 | BranchMin_10BranchMax_14 | 10,12,14 | 12 | 20 | HeaderMin_12HeaderMax_20 | 12,14,16,18,20
191 | 1 | 12707-2P-5HP VLSC | VLSC_12707_2P_5HP | 120.9035 | 120.9035 | 362.7105 | 3 | 0 | 3 | B | VLS_Inline | 1.25 | 1.25 | 2 | 2.5 | BranchMin_2BranchMax_2.5 | 2,2.5 | 2.5 | 4 | HeaderMin_2.5HeaderMax_4 | 2.5,3,4
192 | 2 | 12707-2P-7.5HP VLSC | VLSC_12707_2P_7.5HP | 134.1949 | 134.1949 | 402.5848 | 3 | 0 | 3 | B | VLS_Inline | 1.25 | 1.25 | 2 | 3 | BranchMin_2BranchMax_3 | 2,2.5,3 | 2.5 | 5 | HeaderMin_2.5HeaderMax_5 | 2.5,3,4,5
193 | 3 | 12707-2P-10HP VLSC | VLSC_12707_2P_10HP | 146.7341 | 146.7341 | 440.2024 | 3 | 0 | 3 | B | VLS_Inline | 1.25 | 1.25 | 2 | 3 | BranchMin_2BranchMax_3 | 2,2.5,3 | 2.5 | 5 | HeaderMin_2.5HeaderMax_5 | 2.5,3,4,5
194 | 4 | 12707-2P-15HP VLSC | VLSC_12707_2P_15HP | 154 | 154 | 462 | 3 | 0 | 3 | B | VLS_Inline | 1.25 | 1.25 | 2 | 3 | BranchMin_2BranchMax_3 | 2,2.5,3 | 2.5 | 5 | HeaderMin_2.5HeaderMax_5 | 2.5,3,4,5
195 | 5 | 12707-4P-3HP VLSC | VLSC_12707_4P_3HP | 79 | 79 | 237 | 3 | 0 | 3 | B | VLS_Inline | 1.25 | 1.25 | 2 | 2 | BranchMin_2BranchMax_2 | 2 | 2.5 | 4 | HeaderMin_2.5HeaderMax_4 | 2.5,3,4
196 | 6 | 15709-2P-7.5HP VLSC | VLSC_15709_2P_7.5HP | 169.9715 | 169.9715 | 509.9146 | 3 | 0 | 3 | B | VLS_Inline | 1.5 | 1.5 | 2 | 3 | BranchMin_2BranchMax_3 | 2,2.5,3 | 2.5 | 5 | HeaderMin_2.5HeaderMax_5 | 2.5,3,4,5
197 | 7 | 15709-2P-10HP VLSC | VLSC_15709_2P_10HP | 191.939 | 191.939 | 575.8169 | 3 | 0 | 3 | B | VLS_Inline | 1.5 | 1.5 | 2 | 3 | BranchMin_2BranchMax_3 | 2,2.5,3 | 2.5 | 5 | HeaderMin_2.5HeaderMax_5 | 2.5,3,4,5
198 | 8 | 15709-2P-15HP VLSC | VLSC_15709_2P_15HP | 226.3257 | 226.3257 | 678.977 | 3 | 0 | 3 | B | VLS_Inline | 1.5 | 1.5 | 2 | 4 | BranchMin_2BranchMax_4 | 2,2.5,3,4 | 2.5 | 6 | HeaderMin_2.5HeaderMax_6 | 2.5,3,4,5,6
199 | 9 | 15709-4P-3HP VLSC | VLSC_15709_4P_3HP | 124.0691 | 124.0691 | 372.2073 | 3 | 0 | 3 | B | VLS_Inline | 1.5 | 1.5 | 2 | 2.5 | BranchMin_2BranchMax_2.5 | 2,2.5 | 2.5 | 4 | HeaderMin_2.5HeaderMax_4 | 2.5,3,4
200 | 10 | 20705-2P-7.5HP VLSC | VLSC_20705_2P_7.5HP | 190.191 | 190.191 | 570.5729 | 3 | 0 | 3 | B | VLS_Inline | 2 | 2 | 2 | 3 | BranchMin_2BranchMax_3 | 2,2.5,3 | 2.5 | 5 | HeaderMin_2.5HeaderMax_5 | 2.5,3,4,5
201 | 11 | 20705-2P-10HP VLSC | VLSC_20705_2P_10HP | 214.0515 | 214.0515 | 642.1546 | 3 | 0 | 3 | B | VLS_Inline | 2 | 2 | 2 | 3 | BranchMin_2BranchMax_3 | 2,2.5,3 | 2.5 | 5 | HeaderMin_2.5HeaderMax_5 | 2.5,3,4,5
202 | 12 | 20705-2P-15HP VLSC | VLSC_20705_2P_15HP | 249.8523 | 249.8523 | 749.5569 | 3 | 0 | 3 | B | VLS_Inline | 2 | 2 | 2 | 4 | BranchMin_2BranchMax_4 | 2,2.5,3,4 | 2.5 | 6 | HeaderMin_2.5HeaderMax_6 | 2.5,3,4,5,6
203 | 13 | 20705-2P-20HP VLSC | VLSC_20705_2P_20HP | 243.9916 | 243.9916 | 731.9747 | 3 | 0 | 3 | B | VLS_Inline | 2 | 2 | 2 | 4 | BranchMin_2BranchMax_4 | 2,2.5,3,4 | 2.5 | 6 | HeaderMin_2.5HeaderMax_6 | 2.5,3,4,5,6
204 | 14 | 20705-4P-3HP VLSC | VLSC_20705_4P_3HP | 128.156 | 128.156 | 384.4681 | 3 | 0 | 3 | B | VLS_Inline | 2 | 2 | 2 | 3 | BranchMin_2BranchMax_3 | 2,2.5,3 | 2.5 | 4 | HeaderMin_2.5HeaderMax_4 | 2.5,3,4
205 | 15 | 20951-2P-15HP VLSC | RC2511-7.70 | 152.95 | 152.95 | 458.85 | 3 | 0 | 3 | B | VLS_Inline | 2 | 2 | 2 | 3 | BranchMin_2BranchMax_3 | 2,2.5,3 | 2.5 | 5 | HeaderMin_2.5HeaderMax_5 | 2.5,3,4,5
206 | 16 | 20951-2P-20HP VLSC | RC2511-8.31 | 168.2305 | 168.2305 | 504.6915 | 3 | 0 | 3 | B | VLS_Inline | 2 | 2 | 2 | 3 | BranchMin_2BranchMax_3 | 2,2.5,3 | 2.5 | 5 | HeaderMin_2.5HeaderMax_5 | 2.5,3,4,5
207 | 17 | 20951-2P-25HP VLSC | RC2511-8.84 | 184.528 | 184.528 | 553.584 | 3 | 0 | 3 | B | VLS_Inline | 2 | 2 | 2 | 3 | BranchMin_2BranchMax_3 | 2,2.5,3 | 2.5 | 5 | HeaderMin_2.5HeaderMax_5 | 2.5,3,4,5
208 | 18 | 20951-2P-30HP VLSC | RC2511-9.44 | 191.32 | 191.32 | 573.96 | 3 | 0 | 3 | B | VLS_Inline | 2 | 2 | 2 | 3 | BranchMin_2BranchMax_3 | 2,2.5,3 | 2.5 | 5 | HeaderMin_2.5HeaderMax_5 | 2.5,3,4,5
209 | 19 | 20951-4P-3HP VLSC | RC2511-8.70 | 90.3291 | 90.3291 | 270.9873 | 3 | 0 | 3 | B | VLS_Inline | 2 | 2 | 2 | 2.5 | BranchMin_2BranchMax_2.5 | 2,2.5 | 2.5 | 4 | HeaderMin_2.5HeaderMax_4 | 2.5,3,4
210 | 20 | 20951-4P-5HP VLSC | RC2511-9.6 | 95.22 | 95.22 | 285.66 | 3 | 0 | 3 | B | VLS_Inline | 2 | 2 | 2 | 2.5 | BranchMin_2BranchMax_2.5 | 2,2.5 | 2.5 | 4 | HeaderMin_2.5HeaderMax_4 | 2.5,3,4
211 | 21 | 2095A-2P-15HP VLSC | VLSC_2095A_2P_15HP | 176.1225 | 176.1225 | 528.3676 | 3 | 0 | 3 | B | VLS_Inline | 2 | 2 | 2 | 3 | BranchMin_2BranchMax_3 | 2,2.5,3 | 2.5 | 5 | HeaderMin_2.5HeaderMax_5 | 2.5,3,4,5
212 | 22 | 2095A-2P-20HP VLSC | VLSC_2095A_2P_20HP | 200.368 | 200.368 | 601.1041 | 3 | 0 | 3 | B | VLS_Inline | 2 | 2 | 2 | 3 | BranchMin_2BranchMax_3 | 2,2.5,3 | 2.5 | 5 | HeaderMin_2.5HeaderMax_5 | 2.5,3,4,5
213 | 23 | 2095A-2P-25HP VLSC | VLSC_2095A_2P_25HP | 232.5586 | 232.5586 | 697.6759 | 3 | 0 | 3 | B | VLS_Inline | 2 | 2 | 2 | 4 | BranchMin_2BranchMax_4 | 2,2.5,3,4 | 2.5 | 6 | HeaderMin_2.5HeaderMax_6 | 2.5,3,4,5,6
214 | 24 | 2095A-2P-30HP VLSC | VLSC_2095A_2P_30HP | 232.5586 | 232.5586 | 697.6759 | 3 | 0 | 3 | B | VLS_Inline | 2 | 2 | 2 | 4 | BranchMin_2BranchMax_4 | 2,2.5,3,4 | 2.5 | 6 | HeaderMin_2.5HeaderMax_6 | 2.5,3,4,5,6
215 | 25 | 2095A-4P-3HP VLSC | VLSC_2095A_4P_3HP | 111.4482 | 111.4482 | 334.3446 | 3 | 0 | 3 | B | VLS_Inline | 2 | 2 | 2 | 2.5 | BranchMin_2BranchMax_2.5 | 2,2.5 | 2.5 | 4 | HeaderMin_2.5HeaderMax_4 | 2.5,3,4
216 | 26 | 2095A-4P-5HP VLSC | VLSC_2095A_4P_5HP | 118.6369 | 118.6369 | 355.9106 | 3 | 0 | 3 | B | VLS_Inline | 2 | 2 | 2 | 2.5 | BranchMin_2BranchMax_2.5 | 2,2.5 | 2.5 | 4 | HeaderMin_2.5HeaderMax_4 | 2.5,3,4
217 | 27 | 20955-2P-15HP VLSC | VLSC_20955_2P_15HP | 205.3636 | 205.3636 | 616.0908 | 3 | 0 | 3 | B | VLS_Inline | 2 | 2 | 2 | 3 | BranchMin_2BranchMax_3 | 2,2.5,3 | 2.5 | 5 | HeaderMin_2.5HeaderMax_5 | 2.5,3,4,5
218 | 28 | 20955-2P-20HP VLSC | VLSC_20955_2P_20HP | 235.6474 | 235.6474 | 706.9421 | 3 | 0 | 3 | B | VLS_Inline | 2 | 2 | 2 | 4 | BranchMin_2BranchMax_4 | 2,2.5,3,4 | 2.5 | 6 | HeaderMin_2.5HeaderMax_6 | 2.5,3,4,5,6
219 | 29 | 20955-2P-25HP VLSC | VLSC_20955_2P_25HP | 257.4 | 257.4 | 772.2001 | 3 | 0 | 3 | B | VLS_Inline | 2 | 2 | 2 | 4 | BranchMin_2BranchMax_4 | 2,2.5,3,4 | 2.5 | 6 | HeaderMin_2.5HeaderMax_6 | 2.5,3,4,5,6
220 | 30 | 20955-2P-30HP VLSC | VLSC_20955_2P_30HP | 277.4627 | 277.4627 | 832.388 | 3 | 0 | 3 | B | VLS_Inline | 2 | 2 | 2 | 4 | BranchMin_2BranchMax_4 | 2,2.5,3,4 | 2.5 | 6 | HeaderMin_2.5HeaderMax_6 | 2.5,3,4,5,6
221 | 31 | 20955-2P-40HP VLSC | VLSC_20955_2P_40HP | 300 | 300 | 900 | 3 | 0 | 3 | B | VLS_Inline | 2 | 2 | 2 | 4 | BranchMin_2BranchMax_4 | 2,2.5,3,4 | 2.5 | 6 | HeaderMin_2.5HeaderMax_6 | 2.5,3,4,5,6
222 | 32 | 20955-2P-50HP VLSC | VLSC_20955_2P_50HP | 300 | 300 | 900 | 3 | 0 | 3 | B | VLS_Inline | 2 | 2 | 2 | 4 | BranchMin_2BranchMax_4 | 2,2.5,3,4 | 2.5 | 6 | HeaderMin_2.5HeaderMax_6 | 2.5,3,4,5,6
223 | 33 | 20955-4P-3HP VLSC | VLSC_20955_4P_3HP | 136.1059 | 136.1059 | 408.3177 | 3 | 0 | 3 | B | VLS_Inline | 2 | 2 | 2 | 3 | BranchMin_2BranchMax_3 | 2,2.5,3 | 2.5 | 5 | HeaderMin_2.5HeaderMax_5 | 2.5,3,4,5
224 | 34 | 20955-4P-5HP VLSC | VLSC_20955_4P_5HP | 162.637 | 162.637 | 487.911 | 3 | 0 | 3 | B | VLS_Inline | 2 | 2 | 2 | 3 | BranchMin_2BranchMax_3 | 2,2.5,3 | 2.5 | 5 | HeaderMin_2.5HeaderMax_5 | 2.5,3,4,5
225 | 35 | 20955-4P-7.5HP VLSC | VLSC_20955_4P_7.5HP | 165.3271 | 165.3271 | 495.9813 | 3 | 0 | 3 | B | VLS_Inline | 2 | 2 | 2 | 3 | BranchMin_2BranchMax_3 | 2,2.5,3 | 2.5 | 5 | HeaderMin_2.5HeaderMax_5 | 2.5,3,4,5
226 | 36 | 20959-2P-20HP VLSC | VLSC_20959_2P_20HP | 271.9533 | 271.9533 | 815.8599 | 3 | 0 | 3 | B | VLS_Inline | 2 | 2 | 2 | 4 | BranchMin_2BranchMax_4 | 2,2.5,3,4 | 2.5 | 6 | HeaderMin_2.5HeaderMax_6 | 2.5,3,4,5,6
227 | 37 | 20959-2P-25HP VLSC | VLSC_20959_2P_25HP | 309.3395 | 309.3395 | 928.0185 | 3 | 0 | 3 | B | VLS_Inline | 2 | 2 | 2 | 4 | BranchMin_2BranchMax_4 | 2,2.5,3,4 | 2.5 | 6 | HeaderMin_2.5HeaderMax_6 | 2.5,3,4,5,6
228 | 38 | 20959-2P-30HP VLSC | VLSC_20959_2P_30HP | 341.2848 | 341.2848 | 1023.8543 | 3 | 0 | 3 | B | VLS_Inline | 2 | 2 | 2 | 4 | BranchMin_2BranchMax_4 | 2,2.5,3,4 | 2.5 | 8 | HeaderMin_2.5HeaderMax_8 | 2.5,4,6,8
229 | 39 | 20959-2P-40HP VLSC | VLSC_20959_2P_40HP | 380.858 | 380.858 | 1142.5741 | 3 | 0 | 3 | B | VLS_Inline | 2 | 2 | 2 | 4 | BranchMin_2BranchMax_4 | 2,2.5,3,4 | 2.5 | 8 | HeaderMin_2.5HeaderMax_8 | 2.5,4,6,8
230 | 40 | 20959-2P-50HP VLSC | VLSC_20959_2P_50HP | 405.1149 | 405.1149 | 1215.3446 | 3 | 0 | 3 | B | VLS_Inline | 2 | 2 | 2 | 5 | BranchMin_2BranchMax_5 | 2,2.5,3,4,5 | 2.5 | 8 | HeaderMin_2.5HeaderMax_8 | 2.5,4,6,8
231 | 41 | 20959-2P-60HP VLSC | VLSC_20959_2P_60HP | 406.8778 | 406.8778 | 1220.6335 | 3 | 0 | 3 | B | VLS_Inline | 2 | 2 | 2 | 5 | BranchMin_2BranchMax_5 | 2,2.5,3,4,5 | 2.5 | 8 | HeaderMin_2.5HeaderMax_8 | 2.5,4,6,8
232 | 42 | 20959-4P-3HP VLSC | VLSC_20959_4P_3HP | 154.2292 | 154.2292 | 462.6875 | 3 | 0 | 3 | B | VLS_Inline | 2 | 2 | 2 | 3 | BranchMin_2BranchMax_3 | 2,2.5,3 | 2.5 | 5 | HeaderMin_2.5HeaderMax_5 | 2.5,3,4,5
233 | 43 | 20959-4P-5HP VLSC | VLSC_20959_4P_5HP | 205.8649 | 205.8649 | 617.5946 | 3 | 0 | 3 | B | VLS_Inline | 2 | 2 | 2 | 3 | BranchMin_2BranchMax_3 | 2,2.5,3 | 2.5 | 5 | HeaderMin_2.5HeaderMax_5 | 2.5,3,4,5
234 | 44 | 20959-4P-7.5HP VLSC | VLSC_20959_4P_7.5HP | 227.7916 | 227.7916 | 683.3749 | 3 | 0 | 3 | B | VLS_Inline | 2 | 2 | 2 | 4 | BranchMin_2BranchMax_4 | 2,2.5,3,4 | 2.5 | 6 | HeaderMin_2.5HeaderMax_6 | 2.5,3,4,5,6
235 | 45 | 25709-2P-10HP VLSC | VLSC_25709_2P_10HP | 294.5625 | 294.5625 | 883.6876 | 3 | 0 | 3 | B | VLS_Inline | 2.5 | 2.5 | 2.5 | 4 | BranchMin_2.5BranchMax_4 | 2.5,3,4 | 3 | 6 | HeaderMin_3HeaderMax_6 | 3,4,5,6
236 | 46 | 25709-2P-15HP VLSC | VLSC_25709_2P_15HP | 355.8818 | 355.8818 | 1067.6453 | 3 | 0 | 3 | B | VLS_Inline | 2.5 | 2.5 | 2.5 | 4 | BranchMin_2.5BranchMax_4 | 2.5,3,4 | 3 | 8 | HeaderMin_3HeaderMax_8 | 3,4,5,6,8
237 | 47 | 25709-2P-20HP VLSC | VLSC_25709_2P_20HP | 415.2757 | 415.2757 | 1245.8272 | 3 | 0 | 3 | B | VLS_Inline | 2.5 | 2.5 | 2.5 | 5 | BranchMin_2.5BranchMax_5 | 2.5,3,4,5 | 3 | 8 | HeaderMin_3HeaderMax_8 | 3,4,5,6,8
238 | 48 | 25709-2P-25HP VLSC | VLSC_25709_2P_25HP | 449.14 | 449.14 | 1347.4201 | 3 | 0 | 3 | B | VLS_Inline | 2.5 | 2.5 | 2.5 | 5 | BranchMin_2.5BranchMax_5 | 2.5,3,4,5 | 3 | 8 | HeaderMin_3HeaderMax_8 | 3,4,5,6,8
239 | 49 | 25709-4P-3HP VLSC | VLSC_25709_4P_3HP | 222.9265 | 222.9265 | 668.7796 | 3 | 0 | 3 | B | VLS_Inline | 2.5 | 2.5 | 2.5 | 4 | BranchMin_2.5BranchMax_4 | 2.5,3,4 | 3 | 6 | HeaderMin_3HeaderMax_6 | 3,4,5,6
240 | 50 | 25953-2P-20HP VLSC | VLSC_25953_2P_20HP | 339.6329 | 339.6329 | 1018.8988 | 3 | 0 | 3 | B | VLS_Inline | 2.5 | 2.5 | 2.5 | 4 | BranchMin_2.5BranchMax_4 | 2.5,3,4 | 3 | 8 | HeaderMin_3HeaderMax_8 | 3,4,5,6,8
241 | 51 | 25953-2P-25HP VLSC | VLSC_25953_2P_25HP | 384.0902 | 384.0902 | 1152.2706 | 3 | 0 | 3 | B | VLS_Inline | 2.5 | 2.5 | 2.5 | 4 | BranchMin_2.5BranchMax_4 | 2.5,3,4 | 3 | 8 | HeaderMin_3HeaderMax_8 | 3,4,5,6,8
242 | 52 | 25953-2P-30HP VLSC | VLSC_25953_2P_30HP | 424.5536 | 424.5536 | 1273.6608 | 3 | 0 | 3 | B | VLS_Inline | 2.5 | 2.5 | 2.5 | 5 | BranchMin_2.5BranchMax_5 | 2.5,3,4,5 | 3 | 8 | HeaderMin_3HeaderMax_8 | 3,4,5,6,8
243 | 53 | 25953-2P-40HP VLSC | VLSC_25953_2P_40HP | 491.3603 | 491.3603 | 1474.0808 | 3 | 0 | 3 | B | VLS_Inline | 2.5 | 2.5 | 2.5 | 5 | BranchMin_2.5BranchMax_5 | 2.5,3,4,5 | 3 | 8 | HeaderMin_3HeaderMax_8 | 3,4,5,6,8
244 | 54 | 25953-2P-50HP VLSC | VLSC_25953_2P_50HP | 551.7418 | 551.7418 | 1655.2254 | 3 | 0 | 3 | B | VLS_Inline | 2.5 | 2.5 | 2.5 | 5 | BranchMin_2.5BranchMax_5 | 2.5,3,4,5 | 3 | 10 | HeaderMin_3HeaderMax_10 | 3,4,5,6,8,10
245 | 55 | 25953-2P-60HP VLSC | VLSC_25953_2P_60HP | 573.0512 | 573.0512 | 1719.1537 | 3 | 0 | 3 | B | VLS_Inline | 2.5 | 2.5 | 2.5 | 5 | BranchMin_2.5BranchMax_5 | 2.5,3,4,5 | 3 | 10 | HeaderMin_3HeaderMax_10 | 3,4,5,6,8,10
246 | 56 | 25953-4P-3HP VLSC | VLSC_25953_4P_3HP | 179.981 | 179.981 | 539.9431 | 3 | 0 | 3 | B | VLS_Inline | 2.5 | 2.5 | 2.5 | 3 | BranchMin_2.5BranchMax_3 | 2.5,3 | 3 | 5 | HeaderMin_3HeaderMax_5 | 3,4,5
247 | 57 | 25953-4P-5HP VLSC | VLSC_25953_4P_5HP | 237.9031 | 237.9031 | 713.7094 | 3 | 0 | 3 | B | VLS_Inline | 2.5 | 2.5 | 2.5 | 4 | BranchMin_2.5BranchMax_4 | 2.5,3,4 | 3 | 6 | HeaderMin_3HeaderMax_6 | 3,4,5,6
248 | 58 | 25953-4P-7.5HP VLSC | VLSC_25953_4P_7.5HP | 284.3868 | 284.3868 | 853.1603 | 3 | 0 | 3 | B | VLS_Inline | 2.5 | 2.5 | 2.5 | 4 | BranchMin_2.5BranchMax_4 | 2.5,3,4 | 3 | 6 | HeaderMin_3HeaderMax_6 | 3,4,5,6
249 | 59 | 25121-4P-7.5HP VLSC | VLSC_25121_4P_7.5HP | 260.585 | 260.585 | 781.755 | 3 | 0 | 3 | B | VLS_Inline | 2.5 | 2.5 | 2.5 | 4 | BranchMin_2.5BranchMax_4 | 2.5,3,4 | 3 | 6 | HeaderMin_3HeaderMax_6 | 3,4,5,6
250 | 60 | 25121-4P-10HP VLSC | VLSC_25121_4P_10HP | 273.2839 | 273.2839 | 819.8518 | 3 | 0 | 3 | B | VLS_Inline | 2.5 | 2.5 | 2.5 | 4 | BranchMin_2.5BranchMax_4 | 2.5,3,4 | 3 | 6 | HeaderMin_3HeaderMax_6 | 3,4,5,6
251 | 61 | 25121-4P-15HP VLSC | VLSC_25121_4P_15HP | 330.9972 | 330.9972 | 992.9917 | 3 | 0 | 3 | B | VLS_Inline | 2.5 | 2.5 | 2.5 | 4 | BranchMin_2.5BranchMax_4 | 2.5,3,4 | 3 | 8 | HeaderMin_3HeaderMax_8 | 3,4,5,6,8
252 | 62 | 30707-2P-15HP VLSC | VLSC_30707_2P_15HP | 524.7552 | 524.7552 | 1574.2657 | 3 | 0 | 3 | B | VLS_Inline | 3 | 3 | 3 | 5 | BranchMin_3BranchMax_5 | 3,4,5 | 4 | 8 | HeaderMin_4HeaderMax_8 | 4,5,6,8
253 | 63 | 30707-2P-20HP VLSC | VLSC_30707_2P_20HP | 534.9404 | 534.9404 | 1604.8213 | 3 | 0 | 3 | B | VLS_Inline | 3 | 3 | 3 | 5 | BranchMin_3BranchMax_5 | 3,4,5 | 4 | 10 | HeaderMin_4HeaderMax_10 | 4,5,6,8,10
254 | 64 | 30707-2P-25HP VLSC | VLSC_30707_2P_25HP | 573.9449 | 573.9449 | 1721.8346 | 3 | 0 | 3 | B | VLS_Inline | 3 | 3 | 3 | 5 | BranchMin_3BranchMax_5 | 3,4,5 | 4 | 10 | HeaderMin_4HeaderMax_10 | 4,5,6,8,10
255 | 65 | 30707-2P-30HP VLSC | VLSC_30707_2P_30HP | 599.7227 | 599.7227 | 1799.168 | 3 | 0 | 3 | B | VLS_Inline | 3 | 3 | 3 | 5 | BranchMin_3BranchMax_5 | 3,4,5 | 4 | 10 | HeaderMin_4HeaderMax_10 | 4,5,6,8,10
256 | 66 | 30957-2P-30HP VLSC | VLSC_30957_2P_30HP | 512.3923 | 512.3923 | 1537.1769 | 3 | 0 | 3 | B | VLS_Inline | 3 | 3 | 3 | 5 | BranchMin_3BranchMax_5 | 3,4,5 | 4 | 8 | HeaderMin_4HeaderMax_8 | 4,5,6,8
257 | 67 | 30957-2P-40HP VLSC | VLSC_30957_2P_40HP | 573.8168 | 573.8168 | 1721.4503 | 3 | 0 | 3 | B | VLS_Inline | 3 | 3 | 3 | 5 | BranchMin_3BranchMax_5 | 3,4,5 | 4 | 10 | HeaderMin_4HeaderMax_10 | 4,5,6,8,10
258 | 68 | 30957-2P-50HP VLSC | VLSC_30957_2P_50HP | 630.1667 | 630.1667 | 1890.5 | 3 | 0 | 3 | B | VLS_Inline | 3 | 3 | 3 | 5 | BranchMin_3BranchMax_5 | 3,4,5 | 4 | 10 | HeaderMin_4HeaderMax_10 | 4,5,6,8,10
259 | 69 | 30957-2P-60HP VLSC | VLSC_30957_2P_60HP | 681.695 | 681.695 | 2045.085 | 3 | 0 | 3 | B | VLS_Inline | 3 | 3 | 3 | 6 | BranchMin_3BranchMax_6 | 3,4,5,6 | 4 | 10 | HeaderMin_4HeaderMax_10 | 4,5,6,8,10
260 | 70 | 30707-4P-3HP VLSC | VLSC_30707_4P_3HP | 242.0702 | 242.0702 | 726.2105 | 3 | 0 | 3 | B | VLS_Inline | 3 | 3 | 3 | 4 | BranchMin_3BranchMax_4 | 3,4 | 4 | 6 | HeaderMin_4HeaderMax_6 | 4,5,6
261 | 71 | 30707-4P-5HP VLSC | VLSC_30707_4P_5HP | 291.6367 | 291.6367 | 874.91 | 3 | 0 | 3 | B | VLS_Inline | 3 | 3 | 3 | 4 | BranchMin_3BranchMax_4 | 3,4 | 4 | 6 | HeaderMin_4HeaderMax_6 | 4,5,6
262 | 72 | 30957-4P-5HP VLSC | VLSC_30957_4P_5HP | 290.4936 | 290.4936 | 871.4809 | 3 | 0 | 3 | B | VLS_Inline | 3 | 3 | 3 | 4 | BranchMin_3BranchMax_4 | 3,4 | 4 | 6 | HeaderMin_4HeaderMax_6 | 4,5,6
263 | 73 | 30957-4P-7.5HP VLSC | VLSC_30957_4P_7.5HP | 350.6693 | 350.6693 | 1052.008 | 3 | 0 | 3 | B | VLS_Inline | 3 | 3 | 3 | 4 | BranchMin_3BranchMax_4 | 3,4 | 4 | 8 | HeaderMin_4HeaderMax_8 | 4,5,6,8
264 | 74 | 30957-4P-10HP VLSC | VLSC_30957_4P_10HP | 375.4803 | 375.4803 | 1126.4408 | 3 | 0 | 3 | B | VLS_Inline | 3 | 3 | 3 | 4 | BranchMin_3BranchMax_4 | 3,4 | 4 | 8 | HeaderMin_4HeaderMax_8 | 4,5,6,8
265 | 75 | 30123-4P-7.5HP VLSC | RC2539-9.07 | 402.5638 | 402.5638 | 1207.6913 | 3 | 0 | 3 | B | VLS_Inline | 3 | 3 | 3 | 5 | BranchMin_3BranchMax_5 | 3,4,5 | 4 | 8 | HeaderMin_4HeaderMax_8 | 4,5,6,8
266 | 76 | 30123-4P-10HP VLSC | RC2539-9.91 | 427.3855 | 427.3855 | 1282.1565 | 3 | 0 | 3 | B | VLS_Inline | 3 | 3 | 3 | 5 | BranchMin_3BranchMax_5 | 3,4,5 | 4 | 8 | HeaderMin_4HeaderMax_8 | 4,5,6,8
267 | 77 | 30123-4P-15HP VLSC | RC2539-11.12 | 430.0891 | 430.0891 | 1290.2674 | 3 | 0 | 3 | B | VLS_Inline | 3 | 3 | 3 | 5 | BranchMin_3BranchMax_5 | 3,4,5 | 4 | 8 | HeaderMin_4HeaderMax_8 | 4,5,6,8
268 | 78 | 30123-4P-20HP VLSC | RC2539-12.1 | 453.84 | 453.84 | 1361.52 | 3 | 0 | 3 | B | VLS_Inline | 3 | 3 | 3 | 5 | BranchMin_3BranchMax_5 | 3,4,5 | 4 | 8 | HeaderMin_4HeaderMax_8 | 4,5,6,8
269 | 79 | 30125-4P-7.5HP VLSC | VLSC_30125_4P_7.5HP | 360.7205 | 360.7205 | 1082.1614 | 3 | 0 | 3 | B | VLS_Inline | 3 | 3 | 3 | 4 | BranchMin_3BranchMax_4 | 3,4 | 4 | 8 | HeaderMin_4HeaderMax_8 | 4,5,6,8
270 | 80 | 30125-4P-10HP VLSC | VLSC_30125_4P_10HP | 391.3696 | 391.3696 | 1174.1089 | 3 | 0 | 3 | B | VLS_Inline | 3 | 3 | 3 | 4 | BranchMin_3BranchMax_4 | 3,4 | 4 | 8 | HeaderMin_4HeaderMax_8 | 4,5,6,8
271 | 81 | 30125-4P-15HP VLSC | VLSC_30125_4P_15HP | 444.5377 | 444.5377 | 1333.6131 | 3 | 0 | 3 | B | VLS_Inline | 3 | 3 | 3 | 5 | BranchMin_3BranchMax_5 | 3,4,5 | 4 | 8 | HeaderMin_4HeaderMax_8 | 4,5,6,8
272 | 82 | 30125-4P-20HP VLSC | VLSC_30125_4P_20HP | 455.5928 | 455.5928 | 1366.7783 | 3 | 0 | 3 | B | VLS_Inline | 3 | 3 | 3 | 5 | BranchMin_3BranchMax_5 | 3,4,5 | 4 | 8 | HeaderMin_4HeaderMax_8 | 4,5,6,8
273 | 83 | 40707-2P-15HP VLSC | VLSC_40707_2P_15HP | 548.8465 | 548.8465 | 1646.5396 | 3 | 0 | 3 | B | VLS_Inline | 4 | 4 | 4 | 5 | BranchMin_4BranchMax_5 | 4,5 | 5 | 10 | HeaderMin_5HeaderMax_10 | 5,6,8,10
274 | 84 | 40707-2P-20HP VLSC | VLSC_40707_2P_20HP | 628.8755 | 628.8755 | 1886.6265 | 3 | 0 | 3 | B | VLS_Inline | 4 | 4 | 4 | 5 | BranchMin_4BranchMax_5 | 4,5 | 5 | 10 | HeaderMin_5HeaderMax_10 | 5,6,8,10
275 | 85 | 40707-2P-25HP VLSC | VLSC_40707_2P_25HP | 683.4996 | 683.4996 | 2050.4988 | 3 | 0 | 3 | B | VLS_Inline | 4 | 4 | 4 | 6 | BranchMin_4BranchMax_6 | 4,5,6 | 5 | 10 | HeaderMin_5HeaderMax_10 | 5,6,8,10
276 | 86 | 40707-2P-30HP VLSC | VLSC_40707_2P_30HP | 734.2064 | 734.2064 | 2202.6191 | 3 | 0 | 3 | B | VLS_Inline | 4 | 4 | 4 | 6 | BranchMin_4BranchMax_6 | 4,5,6 | 5 | 10 | HeaderMin_5HeaderMax_10 | 5,6,8,10
277 | 87 | 40707-2P-40HP VLSC | VLSC_40707_2P_40HP | 789.7994 | 789.7994 | 2369.3983 | 3 | 0 | 3 | B | VLS_Inline | 4 | 4 | 4 | 6 | BranchMin_4BranchMax_6 | 4,5,6 | 5 | 10 | HeaderMin_5HeaderMax_10 | 5,6,8,10
278 | 88 | 40707-4P-3HP VLSC | VLSC_40707_4P_3HP | 360.84 | 360.84 | 1082.52 | 3 | 0 | 3 | B | VLS_Inline | 4 | 4 | 4 | 4 | BranchMin_4BranchMax_4 | 4 | 5 | 8 | HeaderMin_5HeaderMax_8 | 5,6,8
279 | 89 | 40707-4P-5HP VLSC | VLSC_40707_4P_5HP | 427.4383 | 427.4383 | 1282.3149 | 3 | 0 | 3 | B | VLS_Inline | 4 | 4 | 4 | 5 | BranchMin_4BranchMax_5 | 4,5 | 5 | 8 | HeaderMin_5HeaderMax_8 | 5,6,8
280 | 90 | 40957-2P-40HP VLSC | RC9914-1-6.92-2P | 913.8143 | 913.8143 | 2741.443 | 3 | 0 | 3 | B | VLS_Inline | 4 | 4 | 4 | 6 | BranchMin_4BranchMax_6 | 4,5,6 | 5 | 12 | HeaderMin_5HeaderMax_12 | 5,6,8,10,12
281 | 91 | 40957-2P-50HP VLSC | RC9914-1-7.60-2P | 969.4037 | 969.4037 | 2908.2111 | 3 | 0 | 3 | B | VLS_Inline | 4 | 4 | 4 | 8 | BranchMin_4BranchMax_8 | 4,5,6,8 | 5 | 12 | HeaderMin_5HeaderMax_12 | 5,6,8,10,12
282 | 92 | 40957-2P-60HP VLSC | RC9914-1-8.04-2P | 1015.343 | 1015.343 | 3046.0289 | 3 | 0 | 3 | B | VLS_Inline | 4 | 4 | 4 | 8 | BranchMin_4BranchMax_8 | 4,5,6,8 | 5 | 12 | HeaderMin_5HeaderMax_12 | 5,6,8,10,12
283 | 93 | 40957-2P-75HP VLSC | RC9914-1-8.58-2P | 1051.8577 | 1051.8577 | 3155.5731 | 3 | 0 | 3 | B | VLS_Inline | 4 | 4 | 4 | 8 | BranchMin_4BranchMax_8 | 4,5,6,8 | 5 | 12 | HeaderMin_5HeaderMax_12 | 5,6,8,10,12
284 | 94 | 40957-2P-100HP VLSC | RC9914-1-9.43-2P | 1127.0937 | 1127.0937 | 3381.2812 | 3 | 0 | 3 | B | VLS_Inline | 4 | 4 | 4 | 8 | BranchMin_4BranchMax_8 | 4,5,6,8 | 5 | 12 | HeaderMin_5HeaderMax_12 | 5,6,8,10,12
285 | 95 | 40957-4P-5HP VLSC | RC9914-1-6.91 | 456.5775 | 456.5775 | 1369.7324 | 3 | 0 | 3 | B | VLS_Inline | 4 | 4 | 4 | 5 | BranchMin_4BranchMax_5 | 4,5 | 5 | 8 | HeaderMin_5HeaderMax_8 | 5,6,8
286 | 96 | 40957-4P-7.5HP VLSC | RC9914-1-8.04 | 508.0798 | 508.0798 | 1524.2394 | 3 | 0 | 3 | B | VLS_Inline | 4 | 4 | 4 | 5 | BranchMin_4BranchMax_5 | 4,5 | 5 | 8 | HeaderMin_5HeaderMax_8 | 5,6,8
287 | 97 | 40957-4P-10HP VLSC | RC9914-1-8.77 | 534.9443 | 534.9443 | 1604.833 | 3 | 0 | 3 | B | VLS_Inline | 4 | 4 | 4 | 5 | BranchMin_4BranchMax_5 | 4,5 | 5 | 10 | HeaderMin_5HeaderMax_10 | 5,6,8,10
288 | 98 | 40957-4P-15HP VLSC | RC9914-1-9.6 | 568.82 | 568.82 | 1706.46 | 3 | 0 | 3 | B | VLS_Inline | 4 | 4 | 4 | 5 | BranchMin_4BranchMax_5 | 4,5 | 5 | 10 | HeaderMin_5HeaderMax_10 | 5,6,8,10
289 | 99 | 40959-2P-40HP VLSC | VLSC_40959_2P_40HP | 885.0742 | 885.0742 | 2655.2225 | 3 | 0 | 3 | B | VLS_Inline | 4 | 4 | 4 | 6 | BranchMin_4BranchMax_6 | 4,5,6 | 5 | 12 | HeaderMin_5HeaderMax_12 | 5,6,8,10,12
290 | 100 | 40959-2P-50HP VLSC | VLSC_40959_2P_50HP | 912.6252 | 912.6252 | 2737.8756 | 3 | 0 | 3 | B | VLS_Inline | 4 | 4 | 4 | 6 | BranchMin_4BranchMax_6 | 4,5,6 | 5 | 12 | HeaderMin_5HeaderMax_12 | 5,6,8,10,12
291 | 101 | 40959-2P-60HP VLSC | VLSC_40959_2P_60HP | 955.0129 | 955.0129 | 2865.0386 | 3 | 0 | 3 | B | VLS_Inline | 4 | 4 | 4 | 8 | BranchMin_4BranchMax_8 | 4,5,6,8 | 5 | 12 | HeaderMin_5HeaderMax_12 | 5,6,8,10,12
292 | 102 | 40959-2P-75HP VLSC | VLSC_40959_2P_75HP | 1024.8269 | 1024.8269 | 3074.4806 | 3 | 0 | 3 | B | VLS_Inline | 4 | 4 | 4 | 8 | BranchMin_4BranchMax_8 | 4,5,6,8 | 5 | 12 | HeaderMin_5HeaderMax_12 | 5,6,8,10,12
293 | 103 | 40959-2P-100HP VLSC | VLSC_40959_2P_100HP | 1116.5838 | 1116.5838 | 3349.7514 | 3 | 0 | 3 | B | VLS_Inline | 4 | 4 | 4 | 8 | BranchMin_4BranchMax_8 | 4,5,6,8 | 5 | 12 | HeaderMin_5HeaderMax_12 | 5,6,8,10,12
294 | 104 | 40959-4P-5HP VLSC | VLSC_40959_4P_5HP | 466.2681 | 466.2681 | 1398.8044 | 3 | 0 | 3 | B | VLS_Inline | 4 | 4 | 4 | 5 | BranchMin_4BranchMax_5 | 4,5 | 5 | 8 | HeaderMin_5HeaderMax_8 | 5,6,8
295 | 105 | 40959-4P-7.5HP VLSC | VLSC_40959_4P_7.5HP | 509.7501 | 509.7501 | 1529.2504 | 3 | 0 | 3 | B | VLS_Inline | 4 | 4 | 4 | 5 | BranchMin_4BranchMax_5 | 4,5 | 5 | 8 | HeaderMin_5HeaderMax_8 | 5,6,8
296 | 106 | 40959-4P-10HP VLSC | VLSC_40959_4P_10HP | 543.4703 | 543.4703 | 1630.411 | 3 | 0 | 3 | B | VLS_Inline | 4 | 4 | 4 | 5 | BranchMin_4BranchMax_5 | 4,5 | 5 | 10 | HeaderMin_5HeaderMax_10 | 5,6,8,10
297 | 107 | 40959-4P-15HP VLSC | VLSC_40959_4P_15HP | 607.7455 | 607.7455 | 1823.2366 | 3 | 0 | 3 | B | VLS_Inline | 4 | 4 | 4 | 5 | BranchMin_4BranchMax_5 | 4,5 | 5 | 10 | HeaderMin_5HeaderMax_10 | 5,6,8,10
298 | 108 | 40127-4P-15HP VLSC | RC9904-3-9.87 | 667.9 | 667.9 | 2003.7 | 3 | 0 | 3 | B | VLS_Inline | 4 | 4 | 4 | 6 | BranchMin_4BranchMax_6 | 4,5,6 | 5 | 10 | HeaderMin_5HeaderMax_10 | 5,6,8,10
299 | 109 | 40127-4P-20HP VLSC | RC9904-3-10.75 | 732.8 | 732.8 | 2198.4 | 3 | 0 | 3 | B | VLS_Inline | 4 | 4 | 4 | 6 | BranchMin_4BranchMax_6 | 4,5,6 | 5 | 10 | HeaderMin_5HeaderMax_10 | 5,6,8,10
300 | 110 | 40127-4P-25HP VLSC | RC9904-3-11.39 | 774.6 | 774.6 | 2323.8 | 3 | 0 | 3 | B | VLS_Inline | 4 | 4 | 4 | 6 | BranchMin_4BranchMax_6 | 4,5,6 | 5 | 10 | HeaderMin_5HeaderMax_10 | 5,6,8,10
301 | 111 | 40127-4P-30HP VLSC | RC9904-3-12.10-4P | 813.5 | 813.5 | 2440.5 | 3 | 0 | 3 | B | VLS_Inline | 4 | 4 | 4 | 6 | BranchMin_4BranchMax_6 | 4,5,6 | 5 | 10 | HeaderMin_5HeaderMax_10 | 5,6,8,10
302 | 112 | 40129-4P-15HP VLSC | VLSC_40129_4P_15HP | 616.3385 | 616.3385 | 1849.0154 | 3 | 0 | 3 | B | VLS_Inline | 4 | 4 | 4 | 5 | BranchMin_4BranchMax_5 | 4,5 | 5 | 10 | HeaderMin_5HeaderMax_10 | 5,6,8,10
303 | 113 | 40129-4P-20HP VLSC | VLSC_40129_4P_20HP | 707.5905 | 707.5905 | 2122.7716 | 3 | 0 | 3 | B | VLS_Inline | 4 | 4 | 4 | 6 | BranchMin_4BranchMax_6 | 4,5,6 | 5 | 10 | HeaderMin_5HeaderMax_10 | 5,6,8,10
304 | 114 | 40129-4P-25HP VLSC | VLSC_40129_4P_25HP | 786.8099 | 786.8099 | 2360.4297 | 3 | 0 | 3 | B | VLS_Inline | 4 | 4 | 4 | 6 | BranchMin_4BranchMax_6 | 4,5,6 | 5 | 10 | HeaderMin_5HeaderMax_10 | 5,6,8,10
305 | 115 | 40129-4P-30HP VLSC | VLSC_40129_4P_30HP | 825.5 | 825.5 | 2476.5 | 3 | 0 | 3 | B | VLS_Inline | 4 | 4 | 4 | 6 | BranchMin_4BranchMax_6 | 4,5,6 | 5 | 10 | HeaderMin_5HeaderMax_10 | 5,6,8,10
306 | 116 | 40157-4P-30HP VLSC | RC9947-1-12.0-4P | 756.8 | 756.8 | 2270.4 | 3 | 0 | 3 | B | VLS_Inline | 4 | 4 | 4 | 6 | BranchMin_4BranchMax_6 | 4,5,6 | 5 | 10 | HeaderMin_5HeaderMax_10 | 5,6,8,10
307 | 117 | 40157-4P-40HP VLSC | RC9947-1-13.41-4P | 830.5 | 830.5 | 2491.5 | 3 | 0 | 3 | B | VLS_Inline | 4 | 4 | 4 | 6 | BranchMin_4BranchMax_6 | 4,5,6 | 5 | 10 | HeaderMin_5HeaderMax_10 | 5,6,8,10
308 | 118 | 40157-4P-50HP VLSC | RC9947-1-14.10-4P | 873.3 | 873.3 | 2619.9 | 3 | 0 | 3 | B | VLS_Inline | 4 | 4 | 4 | 6 | BranchMin_4BranchMax_6 | 4,5,6 | 5 | 12 | HeaderMin_5HeaderMax_12 | 5,6,8,10,12
309 | 119 | 40159-4P-30HP VLSC | VLSC_40159_4P_30HP | 639.1572 | 639.1572 | 1917.4715 | 3 | 0 | 3 | B | VLS_Inline | 4 | 4 | 4 | 5 | BranchMin_4BranchMax_5 | 4,5 | 5 | 10 | HeaderMin_5HeaderMax_10 | 5,6,8,10
310 | 120 | 40159-4P-40HP VLSC | VLSC_40159_4P_40HP | 794.9133 | 794.9133 | 2384.7399 | 3 | 0 | 3 | B | VLS_Inline | 4 | 4 | 4 | 6 | BranchMin_4BranchMax_6 | 4,5,6 | 5 | 10 | HeaderMin_5HeaderMax_10 | 5,6,8,10
311 | 121 | 40159-4P-50HP VLSC | VLSC_40159_4P_50HP | 882.342 | 882.342 | 2647.0261 | 3 | 0 | 3 | B | VLS_Inline | 4 | 4 | 4 | 6 | BranchMin_4BranchMax_6 | 4,5,6 | 5 | 12 | HeaderMin_5HeaderMax_12 | 5,6,8,10,12
312 | 122 | 50707-2P-30HP VLSC | VLSC_50707_2P_30HP | 935.9263 | 935.9263 | 2807.7789 | 3 | 0 | 3 | B | VLS_Inline | 5 | 5 | 5 | 6 | BranchMin_5BranchMax_6 | 5,6 | 6 | 12 | HeaderMin_6HeaderMax_12 | 6,8,10,12
313 | 123 | 50707-2P-40HP VLSC | VLSC_50707_2P_40HP | 1136.2741 | 1136.2741 | 3408.8222 | 3 | 0 | 3 | B | VLS_Inline | 5 | 5 | 5 | 8 | BranchMin_5BranchMax_8 | 5,6,8 | 6 | 12 | HeaderMin_6HeaderMax_12 | 6,8,10,12
314 | 124 | 50707-2P-50HP VLSC | VLSC_50707_2P_50HP | 1332.9681 | 1332.9681 | 3998.9043 | 3 | 0 | 3 | B | VLS_Inline | 5 | 5 | 5 | 8 | BranchMin_5BranchMax_8 | 5,6,8 | 6 | 14 | HeaderMin_6HeaderMax_14 | 6,8,10,12,14
315 | 125 | 50707-2P-60HP VLSC | VLSC_50707_2P_60HP | 1528.3535 | 1528.3535 | 4585.0605 | 3 | 0 | 3 | B | VLS_Inline | 5 | 5 | 5 | 8 | BranchMin_5BranchMax_8 | 5,6,8 | 6 | 16 | HeaderMin_6HeaderMax_16 | 6,8,10,12,14,16
316 | 126 | 50707-4P-5HP VLSC | VLSC_50707_4P_5HP | 626.346 | 626.346 | 1879.0379 | 3 | 0 | 3 | B | VLS_Inline | 5 | 5 | 5 | 5 | BranchMin_5BranchMax_5 | 5 | 6 | 10 | HeaderMin_6HeaderMax_10 | 6,8,10
317 | 127 | 50707-4P-7.5HP VLSC | VLSC_50707_4P_7.5HP | 764.9699 | 764.9699 | 2294.9098 | 3 | 0 | 3 | B | VLS_Inline | 5 | 5 | 5 | 6 | BranchMin_5BranchMax_6 | 5,6 | 6 | 10 | HeaderMin_6HeaderMax_10 | 6,8,10
318 | 128 | 50957-4P-7.5HP VLSC | RC2552-7.24 | 682.0481 | 682.0481 | 2046.1442 | 3 | 0 | 3 | B | VLS_Inline | 5 | 5 | 5 | 6 | BranchMin_5BranchMax_6 | 5,6 | 6 | 10 | HeaderMin_6HeaderMax_10 | 6,8,10
319 | 129 | 50957-4P-10HP VLSC | RC2552-8.02 | 802.7921 | 802.7921 | 2408.3762 | 3 | 0 | 3 | B | VLS_Inline | 5 | 5 | 5 | 6 | BranchMin_5BranchMax_6 | 5,6 | 6 | 10 | HeaderMin_6HeaderMax_10 | 6,8,10
320 | 130 | 50957-4P-15HP VLSC | RC2552-9.10 | 932.9167 | 932.9167 | 2798.7502 | 3 | 0 | 3 | B | VLS_Inline | 5 | 5 | 5 | 6 | BranchMin_5BranchMax_6 | 5,6 | 6 | 12 | HeaderMin_6HeaderMax_12 | 6,8,10,12
321 | 131 | 50957-4P-20HP VLSC | RC2552-9.6 | 1000.0001 | 1000.0001 | 3000.0002 | 3 | 0 | 3 | B | VLS_Inline | 5 | 5 | 5 | 8 | BranchMin_5BranchMax_8 | 5,6,8 | 6 | 12 | HeaderMin_6HeaderMax_12 | 6,8,10,12
322 | 132 | 5095A-4P-7.5HP VLSC | VLSC_5095A_4P_7.5HP | 753.2463 | 753.2463 | 2259.739 | 3 | 0 | 3 | B | VLS_Inline | 5 | 5 | 5 | 6 | BranchMin_5BranchMax_6 | 5,6 | 6 | 10 | HeaderMin_6HeaderMax_10 | 6,8,10
323 | 133 | 5095A-4P-10HP VLSC | VLSC_5095A_4P_10HP | 820.4429 | 820.4429 | 2461.3287 | 3 | 0 | 3 | B | VLS_Inline | 5 | 5 | 5 | 6 | BranchMin_5BranchMax_6 | 5,6 | 6 | 10 | HeaderMin_6HeaderMax_10 | 6,8,10
324 | 134 | 5095A-4P-15HP VLSC | VLSC_5095A_4P_15HP | 953.3171 | 953.3171 | 2859.9513 | 3 | 0 | 3 | B | VLS_Inline | 5 | 5 | 5 | 8 | BranchMin_5BranchMax_8 | 5,6,8 | 6 | 12 | HeaderMin_6HeaderMax_12 | 6,8,10,12
325 | 135 | 5095A-4P-20HP VLSC | VLSC_5095A_4P_20HP | 1029.7585 | 1029.7585 | 3089.2754 | 3 | 0 | 3 | B | VLS_Inline | 5 | 5 | 5 | 8 | BranchMin_5BranchMax_8 | 5,6,8 | 6 | 12 | HeaderMin_6HeaderMax_12 | 6,8,10,12
326 | 136 | 50959-2P-60HP VLSC | VLSC_50959_2P_60HP | 1330.3437 | 1330.3437 | 3991.0312 | 3 | 0 | 3 | B | VLS_Inline | 5 | 5 | 5 | 8 | BranchMin_5BranchMax_8 | 5,6,8 | 6 | 14 | HeaderMin_6HeaderMax_14 | 6,8,10,12,14
327 | 137 | 50959-2P-75HP VLSC | VLSC_50959_2P_75HP | 1378.5213 | 1378.5213 | 4135.5639 | 3 | 0 | 3 | B | VLS_Inline | 5 | 5 | 5 | 8 | BranchMin_5BranchMax_8 | 5,6,8 | 6 | 14 | HeaderMin_6HeaderMax_14 | 6,8,10,12,14
328 | 138 | 50959-2P-100HP VLSC | VLSC_50959_2P_100HP | 1467.9509 | 1467.9509 | 4403.8528 | 3 | 0 | 3 | B | VLS_Inline | 5 | 5 | 5 | 8 | BranchMin_5BranchMax_8 | 5,6,8 | 6 | 16 | HeaderMin_6HeaderMax_16 | 6,8,10,12,14,16
329 | 139 | 50129-4P-15HP VLSC | VLSC_50129_4P_15HP | 844.864 | 844.864 | 2534.5919 | 3 | 0 | 3 | B | VLS_Inline | 5 | 5 | 5 | 6 | BranchMin_5BranchMax_6 | 5,6 | 6 | 12 | HeaderMin_6HeaderMax_12 | 6,8,10,12
330 | 140 | 50129-4P-20HP VLSC | VLSC_50129_4P_20HP | 982.3526 | 982.3526 | 2947.0578 | 3 | 0 | 3 | B | VLS_Inline | 5 | 5 | 5 | 8 | BranchMin_5BranchMax_8 | 5,6,8 | 6 | 12 | HeaderMin_6HeaderMax_12 | 6,8,10,12
331 | 141 | 50129-4P-25HP VLSC | VLSC_50129_4P_25HP | 1104.8611 | 1104.8611 | 3314.5834 | 3 | 0 | 3 | B | VLS_Inline | 5 | 5 | 5 | 8 | BranchMin_5BranchMax_8 | 5,6,8 | 6 | 12 | HeaderMin_6HeaderMax_12 | 6,8,10,12
332 | 142 | 50129-4P-30HP VLSC | VLSC_50129_4P_30HP | 1214.4257 | 1214.4257 | 3643.277 | 3 | 0 | 3 | B | VLS_Inline | 5 | 5 | 5 | 8 | BranchMin_5BranchMax_8 | 5,6,8 | 6 | 14 | HeaderMin_6HeaderMax_14 | 6,8,10,12,14
333 | 143 | 50129-4P-40HP VLSC | VLSC_50129_4P_40HP | 1383.6857 | 1383.6857 | 4151.0572 | 3 | 0 | 3 | B | VLS_Inline | 5 | 5 | 5 | 8 | BranchMin_5BranchMax_8 | 5,6,8 | 6 | 14 | HeaderMin_6HeaderMax_14 | 6,8,10,12,14
334 | 144 | 50129-4P-50HP VLSC | VLSC_50129_4P_50HP | 1551.2098 | 1551.2098 | 4653.6293 | 3 | 0 | 3 | B | VLS_Inline | 5 | 5 | 5 | 8 | BranchMin_5BranchMax_8 | 5,6,8 | 6 | 16 | HeaderMin_6HeaderMax_16 | 6,8,10,12,14,16
335 | 145 | 50129-4P-60HP VLSC | VLSC_50129_4P_60HP | 1664.6746 | 1664.6746 | 4994.0237 | 3 | 0 | 3 | B | VLS_Inline | 5 | 5 | 5 | 10 | BranchMin_5BranchMax_10 | 5,6,8,10 | 6 | 16 | HeaderMin_6HeaderMax_16 | 6,8,10,12,14,16
336 | 146 | 5012A-4P-10HP VLSC | RC9940-8.37 | 840.7876 | 840.7876 | 2522.3627 | 3 | 0 | 3 | B | VLS_Inline | 5 | 5 | 5 | 6 | BranchMin_5BranchMax_6 | 5,6 | 6 | 12 | HeaderMin_6HeaderMax_12 | 6,8,10,12
337 | 147 | 5012A-4P-15HP VLSC | RC9940-9.62 | 995.4751 | 995.4751 | 2986.4252 | 3 | 0 | 3 | B | VLS_Inline | 5 | 5 | 5 | 8 | BranchMin_5BranchMax_8 | 5,6,8 | 6 | 12 | HeaderMin_6HeaderMax_12 | 6,8,10,12
338 | 148 | 5012A-4P-20HP VLSC | RC9940-10.48 | 1093.6698 | 1093.6698 | 3281.0095 | 3 | 0 | 3 | B | VLS_Inline | 5 | 5 | 5 | 8 | BranchMin_5BranchMax_8 | 5,6,8 | 6 | 12 | HeaderMin_6HeaderMax_12 | 6,8,10,12
339 | 149 | 5012A-4P-25HP VLSC | RC9940-11.02 | 1144.8546 | 1144.8546 | 3434.5638 | 3 | 0 | 3 | B | VLS_Inline | 5 | 5 | 5 | 8 | BranchMin_5BranchMax_8 | 5,6,8 | 6 | 12 | HeaderMin_6HeaderMax_12 | 6,8,10,12
340 | 150 | 5012A-4P-30HP VLSC | RC9940-11.62-4P | 1204.5001 | 1204.5001 | 3613.5003 | 3 | 0 | 3 | B | VLS_Inline | 5 | 5 | 5 | 8 | BranchMin_5BranchMax_8 | 5,6,8 | 6 | 14 | HeaderMin_6HeaderMax_14 | 6,8,10,12,14
341 | 151 | 5012A-4P-40HP VLSC | RC9940-12.1-4P | 1252.5 | 1252.5 | 3757.5 | 3 | 0 | 3 | B | VLS_Inline | 5 | 5 | 5 | 8 | BranchMin_5BranchMax_8 | 5,6,8 | 6 | 14 | HeaderMin_6HeaderMax_14 | 6,8,10,12,14
342 | 152 | 5012C-4P-10HP VLSC | VLSC_5012C_4P_10HP | 648.3835 | 648.3835 | 1945.1505 | 3 | 0 | 3 | B | VLS_Inline | 5 | 5 | 5 | 5 | BranchMin_5BranchMax_5 | 5 | 6 | 10 | HeaderMin_6HeaderMax_10 | 6,8,10
343 | 153 | 5012C-4P-15HP VLSC | VLSC_5012C_4P_15HP | 820.3589 | 820.3589 | 2461.0767 | 3 | 0 | 3 | B | VLS_Inline | 5 | 5 | 5 | 6 | BranchMin_5BranchMax_6 | 5,6 | 6 | 10 | HeaderMin_6HeaderMax_10 | 6,8,10
344 | 154 | 5012C-4P-20HP VLSC | VLSC_5012C_4P_20HP | 941.0352 | 941.0352 | 2823.1056 | 3 | 0 | 3 | B | VLS_Inline | 5 | 5 | 5 | 6 | BranchMin_5BranchMax_6 | 5,6 | 6 | 12 | HeaderMin_6HeaderMax_12 | 6,8,10,12
345 | 155 | 5012C-4P-25HP VLSC | VLSC_5012C_4P_25HP | 1045.3157 | 1045.3157 | 3135.947 | 3 | 0 | 3 | B | VLS_Inline | 5 | 5 | 5 | 8 | BranchMin_5BranchMax_8 | 5,6,8 | 6 | 12 | HeaderMin_6HeaderMax_12 | 6,8,10,12
346 | 156 | 5012C-4P-30HP VLSC | VLSC_5012C_4P_30HP | 1136.5096 | 1136.5096 | 3409.5287 | 3 | 0 | 3 | B | VLS_Inline | 5 | 5 | 5 | 8 | BranchMin_5BranchMax_8 | 5,6,8 | 6 | 12 | HeaderMin_6HeaderMax_12 | 6,8,10,12
347 | 157 | 5012C-4P-40HP VLSC | VLSC_5012C_4P_40HP | 1235.933 | 1235.933 | 3707.799 | 3 | 0 | 3 | B | VLS_Inline | 5 | 5 | 5 | 8 | BranchMin_5BranchMax_8 | 5,6,8 | 6 | 14 | HeaderMin_6HeaderMax_14 | 6,8,10,12,14
348 | 158 | 50157-4P-50HP VLSC | VLSC_50157_4P_50HP | 1229.0007 | 1229.0007 | 3687.0022 | 3 | 0 | 3 | B | VLS_Inline | 5 | 5 | 5 | 8 | BranchMin_5BranchMax_8 | 5,6,8 | 6 | 14 | HeaderMin_6HeaderMax_14 | 6,8,10,12,14
349 | 159 | 50157-4P-60HP VLSC | VLSC_50157_4P_60HP | 1303.9328 | 1303.9328 | 3911.7983 | 3 | 0 | 3 | B | VLS_Inline | 5 | 5 | 5 | 8 | BranchMin_5BranchMax_8 | 5,6,8 | 6 | 14 | HeaderMin_6HeaderMax_14 | 6,8,10,12,14
350 | 160 | 50157-4P-75HP VLSC | VLSC_50157_4P_75HP | 1403.874 | 1403.874 | 4211.6221 | 3 | 0 | 3 | B | VLS_Inline | 5 | 5 | 5 | 8 | BranchMin_5BranchMax_8 | 5,6,8 | 6 | 14 | HeaderMin_6HeaderMax_14 | 6,8,10,12,14
351 | 161 | 50157-4P-100HP VLSC | VLSC_50157_4P_100HP | 1484.3188 | 1484.3188 | 4452.9564 | 3 | 0 | 3 | B | VLS_Inline | 5 | 5 | 5 | 8 | BranchMin_5BranchMax_8 | 5,6,8 | 6 | 16 | HeaderMin_6HeaderMax_16 | 6,8,10,12,14,16
352 | 162 | 60957-4P-15HP VLSC | VLSC_60957_4P_15HP | 1171.9065 | 1171.9065 | 3515.7196 | 3 | 0 | 3 | B | VLS_Inline | 6 | 6 | 6 | 8 | BranchMin_6BranchMax_8 | 6,8 | 8 | 12 | HeaderMin_8HeaderMax_12 | 8,10,12
353 | 163 | 60957-4P-20HP VLSC | VLSC_60957_4P_20HP | 1316.9347 | 1316.9347 | 3950.8041 | 3 | 0 | 3 | B | VLS_Inline | 6 | 6 | 6 | 8 | BranchMin_6BranchMax_8 | 6,8 | 8 | 14 | HeaderMin_8HeaderMax_14 | 8,10,12,14
354 | 164 | 60957-4P-25HP VLSC | VLSC_60957_4P_25HP | 1454.2378 | 1454.2378 | 4362.7133 | 3 | 0 | 3 | B | VLS_Inline | 6 | 6 | 6 | 8 | BranchMin_6BranchMax_8 | 6,8 | 8 | 16 | HeaderMin_8HeaderMax_16 | 8,10,12,14,16
355 | 165 | 60957-4P-30HP VLSC | VLSC_60957_4P_30HP | 1568.7217 | 1568.7217 | 4706.1651 | 3 | 0 | 3 | B | VLS_Inline | 6 | 6 | 6 | 8 | BranchMin_6BranchMax_8 | 6,8 | 8 | 16 | HeaderMin_8HeaderMax_16 | 8,10,12,14,16
356 | 166 | 60125-4P-20HP VLSC | VLSC_60125_4P_20HP | 1414.8836 | 1414.8836 | 4244.6507 | 3 | 0 | 3 | B | VLS_Inline | 6 | 6 | 6 | 8 | BranchMin_6BranchMax_8 | 6,8 | 8 | 14 | HeaderMin_8HeaderMax_14 | 8,10,12,14
357 | 167 | 60125-4P-25HP VLSC | VLSC_60125_4P_25HP | 1523.3743 | 1523.3743 | 4570.123 | 3 | 0 | 3 | B | VLS_Inline | 6 | 6 | 6 | 8 | BranchMin_6BranchMax_8 | 6,8 | 8 | 16 | HeaderMin_8HeaderMax_16 | 8,10,12,14,16
358 | 168 | 60125-4P-30HP VLSC | VLSC_60125_4P_30HP | 1625.1171 | 1625.1171 | 4875.3512 | 3 | 0 | 3 | B | VLS_Inline | 6 | 6 | 6 | 10 | BranchMin_6BranchMax_10 | 6,8,10 | 8 | 16 | HeaderMin_8HeaderMax_16 | 8,10,12,14,16
359 | 169 | 60125-4P-40HP VLSC | VLSC_60125_4P_40HP | 1757.2796 | 1757.2796 | 5271.8389 | 3 | 0 | 3 | B | VLS_Inline | 6 | 6 | 6 | 10 | BranchMin_6BranchMax_10 | 6,8,10 | 8 | 16 | HeaderMin_8HeaderMax_16 | 8,10,12,14,16
360 | 170 | 60125-4P-50HP VLSC | VLSC_60125_4P_50HP | 1846.8509 | 1846.8509 | 5540.5526 | 3 | 0 | 3 | B | VLS_Inline | 6 | 6 | 6 | 10 | BranchMin_6BranchMax_10 | 6,8,10 | 8 | 16 | HeaderMin_8HeaderMax_16 | 8,10,12,14,16
361 | 171 | 60125-4P-60HP VLSC | VLSC_60125_4P_60HP | 1914.581 | 1914.581 | 5743.743 | 3 | 0 | 3 | B | VLS_Inline | 6 | 6 | 6 | 10 | BranchMin_6BranchMax_10 | 6,8,10 | 8 | 18 | HeaderMin_8HeaderMax_18 | 8,10,12,14,16,18
362 | 172 | 60157-4P-75HP VLSC | VLSC_60157_4P_75HP | 1634.3829 | 1634.3829 | 4903.1487 | 3 | 0 | 3 | B | VLS_Inline | 6 | 6 | 6 | 10 | BranchMin_6BranchMax_10 | 6,8,10 | 8 | 16 | HeaderMin_8HeaderMax_16 | 8,10,12,14,16
363 | 173 | 60157-4P-100HP VLSC | VLSC_60157_4P_100HP | 1915.2738 | 1915.2738 | 5745.8213 | 3 | 0 | 3 | B | VLS_Inline | 6 | 6 | 6 | 10 | BranchMin_6BranchMax_10 | 6,8,10 | 8 | 18 | HeaderMin_8HeaderMax_18 | 8,10,12,14,16,18
364 | 174 | 60157-4P-125HP VLSC | VLSC_60157_4P_125HP | 2165.2718 | 2165.2718 | 6495.8155 | 3 | 0 | 3 | B | VLS_Inline | 6 | 6 | 6 | 10 | BranchMin_6BranchMax_10 | 6,8,10 | 8 | 18 | HeaderMin_8HeaderMax_18 | 8,10,12,14,16,18
365 | 175 | 80951-4P-20HP VLSC | VLSC_80951_4P_20HP | 1914.1469 | 1914.1469 | 5742.4408 | 3 | 0 | 3 | B | VLS_Inline | 8 | 8 | 8 | 10 | BranchMin_8BranchMax_10 | 8,10 | 10 | 18 | HeaderMin_10HeaderMax_18 | 10,12,14,16,18
366 | 176 | 80951-4P-25HP VLSC | VLSC_80951_4P_25HP | 2017.9874 | 2017.9874 | 6053.9622 | 3 | 0 | 3 | B | VLS_Inline | 8 | 8 | 8 | 10 | BranchMin_8BranchMax_10 | 8,10 | 10 | 18 | HeaderMin_10HeaderMax_18 | 10,12,14,16,18
367 | 177 | 80951-4P-30HP VLSC | VLSC_80951_4P_30HP | 2141.5995 | 2141.5995 | 6424.7985 | 3 | 0 | 3 | B | VLS_Inline | 8 | 8 | 8 | 10 | BranchMin_8BranchMax_10 | 8,10 | 10 | 18 | HeaderMin_10HeaderMax_18 | 10,12,14,16,18
368 | 178 | 80951-4P-40HP VLSC | VLSC_80951_4P_40HP | 2290.5785 | 2290.5785 | 6871.7355 | 3 | 0 | 3 | B | VLS_Inline | 8 | 8 | 8 | 10 | BranchMin_8BranchMax_10 | 8,10 | 10 | 18 | HeaderMin_10HeaderMax_18 | 10,12,14,16,18
369 | 179 | 80123-4P-25HP VLSC | VLSC_80123_4P_25HP | 1727.4951 | 1727.4951 | 5182.4854 | 3 | 0 | 3 | B | VLS_Inline | 8 | 8 | 8 | 10 | BranchMin_8BranchMax_10 | 8,10 | 10 | 16 | HeaderMin_10HeaderMax_16 | 10,12,14,16
370 | 180 | 80123-4P-30HP VLSC | VLSC_80123_4P_30HP | 1826.6982 | 1826.6982 | 5480.0947 | 3 | 0 | 3 | B | VLS_Inline | 8 | 8 | 8 | 10 | BranchMin_8BranchMax_10 | 8,10 | 10 | 16 | HeaderMin_10HeaderMax_16 | 10,12,14,16
371 | 181 | 80123-4P-40HP VLSC | VLSC_80123_4P_40HP | 2003.3556 | 2003.3556 | 6010.0669 | 3 | 0 | 3 | B | VLS_Inline | 8 | 8 | 8 | 10 | BranchMin_8BranchMax_10 | 8,10 | 10 | 18 | HeaderMin_10HeaderMax_18 | 10,12,14,16,18
372 | 182 | 80123-4P-50HP VLSC | VLSC_80123_4P_50HP | 2187.1986 | 2187.1986 | 6561.5959 | 3 | 0 | 3 | B | VLS_Inline | 8 | 8 | 8 | 10 | BranchMin_8BranchMax_10 | 8,10 | 10 | 18 | HeaderMin_10HeaderMax_18 | 10,12,14,16,18
373 | 183 | 80123-4P-60HP VLSC | VLSC_80123_4P_60HP | 2293.6739 | 2293.6739 | 6881.0216 | 3 | 0 | 3 | B | VLS_Inline | 8 | 8 | 8 | 10 | BranchMin_8BranchMax_10 | 8,10 | 10 | 18 | HeaderMin_10HeaderMax_18 | 10,12,14,16,18
374 | 184 | 80123-4P-75HP VLSC | VLSC_80123_4P_75HP | 2422.2984 | 2422.2984 | 7266.8952 | 3 | 0 | 3 | B | VLS_Inline | 8 | 8 | 8 | 10 | BranchMin_8BranchMax_10 | 8,10 | 10 | 20 | HeaderMin_10HeaderMax_20 | 10,12,14,16,18,20
375 | 185 | 80123-4P-100HP VLSC | VLSC_80123_4P_100HP | 2547.3614 | 2547.3614 | 7642.0842 | 3 | 0 | 3 | B | VLS_Inline | 8 | 8 | 8 | 12 | BranchMin_8BranchMax_12 | 8,10,12 | 10 | 20 | HeaderMin_10HeaderMax_20 | 10,12,14,16,18,20
376 | 186 | 80157-4P-100HP VLSC | VLSC_80157_4P_100HP | 2953.0528 | 2953.0528 | 8859.1584 | 3 | 0 | 3 | B | VLS_Inline | 8 | 8 | 8 | 12 | BranchMin_8BranchMax_12 | 8,10,12 | 10 | 24 | HeaderMin_10HeaderMax_24 | 10,12,14,16,18,20,24
377 | 187 | 80157-4P-125HP VLSC | VLSC_80157_4P_125HP | 3220.9607 | 3220.9607 | 9662.8822 | 3 | 0 | 3 | B | VLS_Inline | 8 | 8 | 8 | 12 | BranchMin_8BranchMax_12 | 8,10,12 | 10 | 24 | HeaderMin_10HeaderMax_24 | 10,12,14,16,18,20,24
378 | 188 | 10123-4P-75HP VLSC | VLSC_10123_4P_75HP | 3579.8797 | 3579.8797 | 10739.639 | 3 | 0 | 3 | B | VLS_Inline | 10 | 10 | 10 | 14 | BranchMin_10BranchMax_14 | 10,12,14 | 12 | 24 | HeaderMin_12HeaderMax_24 | 12,14,16,18,20,24
379 | 189 | 10123-4P-100HP VLSC | VLSC_10123_4P_100HP | 3926.8748 | 3926.8748 | 11780.6245 | 3 | 0 | 3 | B | VLS_Inline | 10 | 10 | 10 | 14 | BranchMin_10BranchMax_14 | 10,12,14 | 12 | 24 | HeaderMin_12HeaderMax_24 | 12,14,16,18,20,24
380 | 190 | 10123-4P-125HP VLSC | VLSC_10123_4P_125HP | 4128.2784 | 4128.2784 | 12384.8351 | 3 | 0 | 3 | B | VLS_Inline | 10 | 10 | 10 | 14 | BranchMin_10BranchMax_14 | 10,12,14 | 12 | 24 | HeaderMin_12HeaderMax_24 | 12,14,16,18,20,24
381 | 1 | 12707-2P-5HP VLSC | VLSC_12707_2P_5HP | 120.9035 | 120.9035 | 483.6139 | 4 | 0 | 4 | C | VLS_Inline | 1.25 | 1.25 | 2 | 2.5 | BranchMin_2BranchMax_2.5 | 2,2.5 | 2.5 | 5 | HeaderMin_2.5HeaderMax_5 | 2.5,3,4,5
382 | 2 | 12707-2P-7.5HP VLSC | VLSC_12707_2P_7.5HP | 134.1949 | 134.1949 | 536.7797 | 4 | 0 | 4 | C | VLS_Inline | 1.25 | 1.25 | 2 | 3 | BranchMin_2BranchMax_3 | 2,2.5,3 | 2.5 | 5 | HeaderMin_2.5HeaderMax_5 | 2.5,3,4,5
383 | 3 | 12707-2P-10HP VLSC | VLSC_12707_2P_10HP | 146.7341 | 146.7341 | 586.9365 | 4 | 0 | 4 | C | VLS_Inline | 1.25 | 1.25 | 2 | 3 | BranchMin_2BranchMax_3 | 2,2.5,3 | 2.5 | 5 | HeaderMin_2.5HeaderMax_5 | 2.5,3,4,5
384 | 4 | 12707-2P-15HP VLSC | VLSC_12707_2P_15HP | 154 | 154 | 616 | 4 | 0 | 4 | C | VLS_Inline | 1.25 | 1.25 | 2 | 3 | BranchMin_2BranchMax_3 | 2,2.5,3 | 2.5 | 5 | HeaderMin_2.5HeaderMax_5 | 2.5,3,4,5
385 | 5 | 12707-4P-3HP VLSC | VLSC_12707_4P_3HP | 79 | 79 | 316 | 4 | 0 | 4 | C | VLS_Inline | 1.25 | 1.25 | 2 | 2 | BranchMin_2BranchMax_2 | 2 | 2.5 | 4 | HeaderMin_2.5HeaderMax_4 | 2.5,3,4
386 | 6 | 15709-2P-7.5HP VLSC | VLSC_15709_2P_7.5HP | 169.9715 | 169.9715 | 679.8862 | 4 | 0 | 4 | C | VLS_Inline | 1.5 | 1.5 | 2 | 3 | BranchMin_2BranchMax_3 | 2,2.5,3 | 2.5 | 6 | HeaderMin_2.5HeaderMax_6 | 2.5,3,4,5,6
387 | 7 | 15709-2P-10HP VLSC | VLSC_15709_2P_10HP | 191.939 | 191.939 | 767.7559 | 4 | 0 | 4 | C | VLS_Inline | 1.5 | 1.5 | 2 | 3 | BranchMin_2BranchMax_3 | 2,2.5,3 | 2.5 | 6 | HeaderMin_2.5HeaderMax_6 | 2.5,3,4,5,6
388 | 8 | 15709-2P-15HP VLSC | VLSC_15709_2P_15HP | 226.3257 | 226.3257 | 905.3027 | 4 | 0 | 4 | C | VLS_Inline | 1.5 | 1.5 | 2 | 4 | BranchMin_2BranchMax_4 | 2,2.5,3,4 | 2.5 | 6 | HeaderMin_2.5HeaderMax_6 | 2.5,3,4,5,6
389 | 9 | 15709-4P-3HP VLSC | VLSC_15709_4P_3HP | 124.0691 | 124.0691 | 496.2764 | 4 | 0 | 4 | C | VLS_Inline | 1.5 | 1.5 | 2 | 2.5 | BranchMin_2BranchMax_2.5 | 2,2.5 | 2.5 | 5 | HeaderMin_2.5HeaderMax_5 | 2.5,3,4,5
390 | 10 | 20705-2P-7.5HP VLSC | VLSC_20705_2P_7.5HP | 190.191 | 190.191 | 760.7639 | 4 | 0 | 4 | C | VLS_Inline | 2 | 2 | 2 | 3 | BranchMin_2BranchMax_3 | 2,2.5,3 | 2.5 | 6 | HeaderMin_2.5HeaderMax_6 | 2.5,3,4,5,6
391 | 11 | 20705-2P-10HP VLSC | VLSC_20705_2P_10HP | 214.0515 | 214.0515 | 856.2061 | 4 | 0 | 4 | C | VLS_Inline | 2 | 2 | 2 | 3 | BranchMin_2BranchMax_3 | 2,2.5,3 | 2.5 | 6 | HeaderMin_2.5HeaderMax_6 | 2.5,3,4,5,6
392 | 12 | 20705-2P-15HP VLSC | VLSC_20705_2P_15HP | 249.8523 | 249.8523 | 999.4092 | 4 | 0 | 4 | C | VLS_Inline | 2 | 2 | 2 | 4 | BranchMin_2BranchMax_4 | 2,2.5,3,4 | 2.5 | 8 | HeaderMin_2.5HeaderMax_8 | 2.5,4,6,8
393 | 13 | 20705-2P-20HP VLSC | VLSC_20705_2P_20HP | 243.9916 | 243.9916 | 975.9663 | 4 | 0 | 4 | C | VLS_Inline | 2 | 2 | 2 | 4 | BranchMin_2BranchMax_4 | 2,2.5,3,4 | 2.5 | 8 | HeaderMin_2.5HeaderMax_8 | 2.5,4,6,8
394 | 14 | 20705-4P-3HP VLSC | VLSC_20705_4P_3HP | 128.156 | 128.156 | 512.6241 | 4 | 0 | 4 | C | VLS_Inline | 2 | 2 | 2 | 3 | BranchMin_2BranchMax_3 | 2,2.5,3 | 2.5 | 5 | HeaderMin_2.5HeaderMax_5 | 2.5,3,4,5
395 | 15 | 20951-2P-15HP VLSC | RC2511-7.70 | 152.95 | 152.95 | 611.8001 | 4 | 0 | 4 | C | VLS_Inline | 2 | 2 | 2 | 3 | BranchMin_2BranchMax_3 | 2,2.5,3 | 2.5 | 5 | HeaderMin_2.5HeaderMax_5 | 2.5,3,4,5
396 | 16 | 20951-2P-20HP VLSC | RC2511-8.31 | 168.2305 | 168.2305 | 672.9221 | 4 | 0 | 4 | C | VLS_Inline | 2 | 2 | 2 | 3 | BranchMin_2BranchMax_3 | 2,2.5,3 | 2.5 | 6 | HeaderMin_2.5HeaderMax_6 | 2.5,3,4,5,6
397 | 17 | 20951-2P-25HP VLSC | RC2511-8.84 | 184.528 | 184.528 | 738.1121 | 4 | 0 | 4 | C | VLS_Inline | 2 | 2 | 2 | 3 | BranchMin_2BranchMax_3 | 2,2.5,3 | 2.5 | 6 | HeaderMin_2.5HeaderMax_6 | 2.5,3,4,5,6
398 | 18 | 20951-2P-30HP VLSC | RC2511-9.44 | 191.32 | 191.32 | 765.2801 | 4 | 0 | 4 | C | VLS_Inline | 2 | 2 | 2 | 3 | BranchMin_2BranchMax_3 | 2,2.5,3 | 2.5 | 6 | HeaderMin_2.5HeaderMax_6 | 2.5,3,4,5,6
399 | 19 | 20951-4P-3HP VLSC | RC2511-8.70 | 90.3291 | 90.3291 | 361.3164 | 4 | 0 | 4 | C | VLS_Inline | 2 | 2 | 2 | 2.5 | BranchMin_2BranchMax_2.5 | 2,2.5 | 2.5 | 4 | HeaderMin_2.5HeaderMax_4 | 2.5,3,4
400 | 20 | 20951-4P-5HP VLSC | RC2511-9.6 | 95.22 | 95.22 | 380.88 | 4 | 0 | 4 | C | VLS_Inline | 2 | 2 | 2 | 2.5 | BranchMin_2BranchMax_2.5 | 2,2.5 | 2.5 | 4 | HeaderMin_2.5HeaderMax_4 | 2.5,3,4
401 | 21 | 2095A-2P-15HP VLSC | VLSC_2095A_2P_15HP | 176.1225 | 176.1225 | 704.4902 | 4 | 0 | 4 | C | VLS_Inline | 2 | 2 | 2 | 3 | BranchMin_2BranchMax_3 | 2,2.5,3 | 2.5 | 6 | HeaderMin_2.5HeaderMax_6 | 2.5,3,4,5,6
402 | 22 | 2095A-2P-20HP VLSC | VLSC_2095A_2P_20HP | 200.368 | 200.368 | 801.4722 | 4 | 0 | 4 | C | VLS_Inline | 2 | 2 | 2 | 3 | BranchMin_2BranchMax_3 | 2,2.5,3 | 2.5 | 6 | HeaderMin_2.5HeaderMax_6 | 2.5,3,4,5,6
403 | 23 | 2095A-2P-25HP VLSC | VLSC_2095A_2P_25HP | 232.5586 | 232.5586 | 930.2345 | 4 | 0 | 4 | C | VLS_Inline | 2 | 2 | 2 | 4 | BranchMin_2BranchMax_4 | 2,2.5,3,4 | 2.5 | 6 | HeaderMin_2.5HeaderMax_6 | 2.5,3,4,5,6
404 | 24 | 2095A-2P-30HP VLSC | VLSC_2095A_2P_30HP | 232.5586 | 232.5586 | 930.2345 | 4 | 0 | 4 | C | VLS_Inline | 2 | 2 | 2 | 4 | BranchMin_2BranchMax_4 | 2,2.5,3,4 | 2.5 | 6 | HeaderMin_2.5HeaderMax_6 | 2.5,3,4,5,6
405 | 25 | 2095A-4P-3HP VLSC | VLSC_2095A_4P_3HP | 111.4482 | 111.4482 | 445.7928 | 4 | 0 | 4 | C | VLS_Inline | 2 | 2 | 2 | 2.5 | BranchMin_2BranchMax_2.5 | 2,2.5 | 2.5 | 5 | HeaderMin_2.5HeaderMax_5 | 2.5,3,4,5
406 | 26 | 2095A-4P-5HP VLSC | VLSC_2095A_4P_5HP | 118.6369 | 118.6369 | 474.5474 | 4 | 0 | 4 | C | VLS_Inline | 2 | 2 | 2 | 2.5 | BranchMin_2BranchMax_2.5 | 2,2.5 | 2.5 | 5 | HeaderMin_2.5HeaderMax_5 | 2.5,3,4,5
407 | 27 | 20955-2P-15HP VLSC | VLSC_20955_2P_15HP | 205.3636 | 205.3636 | 821.4543 | 4 | 0 | 4 | C | VLS_Inline | 2 | 2 | 2 | 3 | BranchMin_2BranchMax_3 | 2,2.5,3 | 2.5 | 6 | HeaderMin_2.5HeaderMax_6 | 2.5,3,4,5,6
408 | 28 | 20955-2P-20HP VLSC | VLSC_20955_2P_20HP | 235.6474 | 235.6474 | 942.5895 | 4 | 0 | 4 | C | VLS_Inline | 2 | 2 | 2 | 4 | BranchMin_2BranchMax_4 | 2,2.5,3,4 | 2.5 | 6 | HeaderMin_2.5HeaderMax_6 | 2.5,3,4,5,6
409 | 29 | 20955-2P-25HP VLSC | VLSC_20955_2P_25HP | 257.4 | 257.4 | 1029.6001 | 4 | 0 | 4 | C | VLS_Inline | 2 | 2 | 2 | 4 | BranchMin_2BranchMax_4 | 2,2.5,3,4 | 2.5 | 8 | HeaderMin_2.5HeaderMax_8 | 2.5,4,6,8
410 | 30 | 20955-2P-30HP VLSC | VLSC_20955_2P_30HP | 277.4627 | 277.4627 | 1109.8506 | 4 | 0 | 4 | C | VLS_Inline | 2 | 2 | 2 | 4 | BranchMin_2BranchMax_4 | 2,2.5,3,4 | 2.5 | 8 | HeaderMin_2.5HeaderMax_8 | 2.5,4,6,8
411 | 31 | 20955-2P-40HP VLSC | VLSC_20955_2P_40HP | 300 | 300 | 1200 | 4 | 0 | 4 | C | VLS_Inline | 2 | 2 | 2 | 4 | BranchMin_2BranchMax_4 | 2,2.5,3,4 | 2.5 | 8 | HeaderMin_2.5HeaderMax_8 | 2.5,4,6,8
412 | 32 | 20955-2P-50HP VLSC | VLSC_20955_2P_50HP | 300 | 300 | 1200 | 4 | 0 | 4 | C | VLS_Inline | 2 | 2 | 2 | 4 | BranchMin_2BranchMax_4 | 2,2.5,3,4 | 2.5 | 8 | HeaderMin_2.5HeaderMax_8 | 2.5,4,6,8
413 | 33 | 20955-4P-3HP VLSC | VLSC_20955_4P_3HP | 136.1059 | 136.1059 | 544.4236 | 4 | 0 | 4 | C | VLS_Inline | 2 | 2 | 2 | 3 | BranchMin_2BranchMax_3 | 2,2.5,3 | 2.5 | 5 | HeaderMin_2.5HeaderMax_5 | 2.5,3,4,5
414 | 34 | 20955-4P-5HP VLSC | VLSC_20955_4P_5HP | 162.637 | 162.637 | 650.548 | 4 | 0 | 4 | C | VLS_Inline | 2 | 2 | 2 | 3 | BranchMin_2BranchMax_3 | 2,2.5,3 | 2.5 | 6 | HeaderMin_2.5HeaderMax_6 | 2.5,3,4,5,6
415 | 35 | 20955-4P-7.5HP VLSC | VLSC_20955_4P_7.5HP | 165.3271 | 165.3271 | 661.3083 | 4 | 0 | 4 | C | VLS_Inline | 2 | 2 | 2 | 3 | BranchMin_2BranchMax_3 | 2,2.5,3 | 2.5 | 6 | HeaderMin_2.5HeaderMax_6 | 2.5,3,4,5,6
416 | 36 | 20959-2P-20HP VLSC | VLSC_20959_2P_20HP | 271.9533 | 271.9533 | 1087.8131 | 4 | 0 | 4 | C | VLS_Inline | 2 | 2 | 2 | 4 | BranchMin_2BranchMax_4 | 2,2.5,3,4 | 2.5 | 8 | HeaderMin_2.5HeaderMax_8 | 2.5,4,6,8
417 | 37 | 20959-2P-25HP VLSC | VLSC_20959_2P_25HP | 309.3395 | 309.3395 | 1237.358 | 4 | 0 | 4 | C | VLS_Inline | 2 | 2 | 2 | 4 | BranchMin_2BranchMax_4 | 2,2.5,3,4 | 2.5 | 8 | HeaderMin_2.5HeaderMax_8 | 2.5,4,6,8
418 | 38 | 20959-2P-30HP VLSC | VLSC_20959_2P_30HP | 341.2848 | 341.2848 | 1365.139 | 4 | 0 | 4 | C | VLS_Inline | 2 | 2 | 2 | 4 | BranchMin_2BranchMax_4 | 2,2.5,3,4 | 2.5 | 8 | HeaderMin_2.5HeaderMax_8 | 2.5,4,6,8
419 | 39 | 20959-2P-40HP VLSC | VLSC_20959_2P_40HP | 380.858 | 380.858 | 1523.4321 | 4 | 0 | 4 | C | VLS_Inline | 2 | 2 | 2 | 4 | BranchMin_2BranchMax_4 | 2,2.5,3,4 | 2.5 | 8 | HeaderMin_2.5HeaderMax_8 | 2.5,4,6,8
420 | 40 | 20959-2P-50HP VLSC | VLSC_20959_2P_50HP | 405.1149 | 405.1149 | 1620.4594 | 4 | 0 | 4 | C | VLS_Inline | 2 | 2 | 2 | 5 | BranchMin_2BranchMax_5 | 2,2.5,3,4,5 | 2.5 | 10 | HeaderMin_2.5HeaderMax_10 | 2.5,4,6,8,10
421 | 41 | 20959-2P-60HP VLSC | VLSC_20959_2P_60HP | 406.8778 | 406.8778 | 1627.5113 | 4 | 0 | 4 | C | VLS_Inline | 2 | 2 | 2 | 5 | BranchMin_2BranchMax_5 | 2,2.5,3,4,5 | 2.5 | 10 | HeaderMin_2.5HeaderMax_10 | 2.5,4,6,8,10
422 | 42 | 20959-4P-3HP VLSC | VLSC_20959_4P_3HP | 154.2292 | 154.2292 | 616.9167 | 4 | 0 | 4 | C | VLS_Inline | 2 | 2 | 2 | 3 | BranchMin_2BranchMax_3 | 2,2.5,3 | 2.5 | 5 | HeaderMin_2.5HeaderMax_5 | 2.5,3,4,5
423 | 43 | 20959-4P-5HP VLSC | VLSC_20959_4P_5HP | 205.8649 | 205.8649 | 823.4595 | 4 | 0 | 4 | C | VLS_Inline | 2 | 2 | 2 | 3 | BranchMin_2BranchMax_3 | 2,2.5,3 | 2.5 | 6 | HeaderMin_2.5HeaderMax_6 | 2.5,3,4,5,6
424 | 44 | 20959-4P-7.5HP VLSC | VLSC_20959_4P_7.5HP | 227.7916 | 227.7916 | 911.1665 | 4 | 0 | 4 | C | VLS_Inline | 2 | 2 | 2 | 4 | BranchMin_2BranchMax_4 | 2,2.5,3,4 | 2.5 | 6 | HeaderMin_2.5HeaderMax_6 | 2.5,3,4,5,6
425 | 45 | 25709-2P-10HP VLSC | VLSC_25709_2P_10HP | 294.5625 | 294.5625 | 1178.2501 | 4 | 0 | 4 | C | VLS_Inline | 2.5 | 2.5 | 2.5 | 4 | BranchMin_2.5BranchMax_4 | 2.5,3,4 | 3 | 8 | HeaderMin_3HeaderMax_8 | 3,4,5,6,8
426 | 46 | 25709-2P-15HP VLSC | VLSC_25709_2P_15HP | 355.8818 | 355.8818 | 1423.5271 | 4 | 0 | 4 | C | VLS_Inline | 2.5 | 2.5 | 2.5 | 4 | BranchMin_2.5BranchMax_4 | 2.5,3,4 | 3 | 8 | HeaderMin_3HeaderMax_8 | 3,4,5,6,8
427 | 47 | 25709-2P-20HP VLSC | VLSC_25709_2P_20HP | 415.2757 | 415.2757 | 1661.103 | 4 | 0 | 4 | C | VLS_Inline | 2.5 | 2.5 | 2.5 | 5 | BranchMin_2.5BranchMax_5 | 2.5,3,4,5 | 3 | 10 | HeaderMin_3HeaderMax_10 | 3,4,5,6,8,10
428 | 48 | 25709-2P-25HP VLSC | VLSC_25709_2P_25HP | 449.14 | 449.14 | 1796.5602 | 4 | 0 | 4 | C | VLS_Inline | 2.5 | 2.5 | 2.5 | 5 | BranchMin_2.5BranchMax_5 | 2.5,3,4,5 | 3 | 10 | HeaderMin_3HeaderMax_10 | 3,4,5,6,8,10
429 | 49 | 25709-4P-3HP VLSC | VLSC_25709_4P_3HP | 222.9265 | 222.9265 | 891.7062 | 4 | 0 | 4 | C | VLS_Inline | 2.5 | 2.5 | 2.5 | 4 | BranchMin_2.5BranchMax_4 | 2.5,3,4 | 3 | 6 | HeaderMin_3HeaderMax_6 | 3,4,5,6
430 | 50 | 25953-2P-20HP VLSC | VLSC_25953_2P_20HP | 339.6329 | 339.6329 | 1358.5317 | 4 | 0 | 4 | C | VLS_Inline | 2.5 | 2.5 | 2.5 | 4 | BranchMin_2.5BranchMax_4 | 2.5,3,4 | 3 | 8 | HeaderMin_3HeaderMax_8 | 3,4,5,6,8
431 | 51 | 25953-2P-25HP VLSC | VLSC_25953_2P_25HP | 384.0902 | 384.0902 | 1536.3608 | 4 | 0 | 4 | C | VLS_Inline | 2.5 | 2.5 | 2.5 | 4 | BranchMin_2.5BranchMax_4 | 2.5,3,4 | 3 | 8 | HeaderMin_3HeaderMax_8 | 3,4,5,6,8
432 | 52 | 25953-2P-30HP VLSC | VLSC_25953_2P_30HP | 424.5536 | 424.5536 | 1698.2144 | 4 | 0 | 4 | C | VLS_Inline | 2.5 | 2.5 | 2.5 | 5 | BranchMin_2.5BranchMax_5 | 2.5,3,4,5 | 3 | 10 | HeaderMin_3HeaderMax_10 | 3,4,5,6,8,10
433 | 53 | 25953-2P-40HP VLSC | VLSC_25953_2P_40HP | 491.3603 | 491.3603 | 1965.4411 | 4 | 0 | 4 | C | VLS_Inline | 2.5 | 2.5 | 2.5 | 5 | BranchMin_2.5BranchMax_5 | 2.5,3,4,5 | 3 | 10 | HeaderMin_3HeaderMax_10 | 3,4,5,6,8,10
434 | 54 | 25953-2P-50HP VLSC | VLSC_25953_2P_50HP | 551.7418 | 551.7418 | 2206.9672 | 4 | 0 | 4 | C | VLS_Inline | 2.5 | 2.5 | 2.5 | 5 | BranchMin_2.5BranchMax_5 | 2.5,3,4,5 | 3 | 10 | HeaderMin_3HeaderMax_10 | 3,4,5,6,8,10
435 | 55 | 25953-2P-60HP VLSC | VLSC_25953_2P_60HP | 573.0512 | 573.0512 | 2292.2049 | 4 | 0 | 4 | C | VLS_Inline | 2.5 | 2.5 | 2.5 | 5 | BranchMin_2.5BranchMax_5 | 2.5,3,4,5 | 3 | 10 | HeaderMin_3HeaderMax_10 | 3,4,5,6,8,10
436 | 56 | 25953-4P-3HP VLSC | VLSC_25953_4P_3HP | 179.981 | 179.981 | 719.9241 | 4 | 0 | 4 | C | VLS_Inline | 2.5 | 2.5 | 2.5 | 3 | BranchMin_2.5BranchMax_3 | 2.5,3 | 3 | 6 | HeaderMin_3HeaderMax_6 | 3,4,5,6
437 | 57 | 25953-4P-5HP VLSC | VLSC_25953_4P_5HP | 237.9031 | 237.9031 | 951.6126 | 4 | 0 | 4 | C | VLS_Inline | 2.5 | 2.5 | 2.5 | 4 | BranchMin_2.5BranchMax_4 | 2.5,3,4 | 3 | 8 | HeaderMin_3HeaderMax_8 | 3,4,5,6,8
438 | 58 | 25953-4P-7.5HP VLSC | VLSC_25953_4P_7.5HP | 284.3868 | 284.3868 | 1137.547 | 4 | 0 | 4 | C | VLS_Inline | 2.5 | 2.5 | 2.5 | 4 | BranchMin_2.5BranchMax_4 | 2.5,3,4 | 3 | 8 | HeaderMin_3HeaderMax_8 | 3,4,5,6,8
439 | 59 | 25121-4P-7.5HP VLSC | VLSC_25121_4P_7.5HP | 260.585 | 260.585 | 1042.34 | 4 | 0 | 4 | C | VLS_Inline | 2.5 | 2.5 | 2.5 | 4 | BranchMin_2.5BranchMax_4 | 2.5,3,4 | 3 | 8 | HeaderMin_3HeaderMax_8 | 3,4,5,6,8
440 | 60 | 25121-4P-10HP VLSC | VLSC_25121_4P_10HP | 273.2839 | 273.2839 | 1093.1357 | 4 | 0 | 4 | C | VLS_Inline | 2.5 | 2.5 | 2.5 | 4 | BranchMin_2.5BranchMax_4 | 2.5,3,4 | 3 | 8 | HeaderMin_3HeaderMax_8 | 3,4,5,6,8
441 | 61 | 25121-4P-15HP VLSC | VLSC_25121_4P_15HP | 330.9972 | 330.9972 | 1323.9889 | 4 | 0 | 4 | C | VLS_Inline | 2.5 | 2.5 | 2.5 | 4 | BranchMin_2.5BranchMax_4 | 2.5,3,4 | 3 | 8 | HeaderMin_3HeaderMax_8 | 3,4,5,6,8
442 | 62 | 30707-2P-15HP VLSC | VLSC_30707_2P_15HP | 524.7552 | 524.7552 | 2099.021 | 4 | 0 | 4 | C | VLS_Inline | 3 | 3 | 3 | 5 | BranchMin_3BranchMax_5 | 3,4,5 | 4 | 10 | HeaderMin_4HeaderMax_10 | 4,5,6,8,10
443 | 63 | 30707-2P-20HP VLSC | VLSC_30707_2P_20HP | 534.9404 | 534.9404 | 2139.7617 | 4 | 0 | 4 | C | VLS_Inline | 3 | 3 | 3 | 5 | BranchMin_3BranchMax_5 | 3,4,5 | 4 | 10 | HeaderMin_4HeaderMax_10 | 4,5,6,8,10
444 | 64 | 30707-2P-25HP VLSC | VLSC_30707_2P_25HP | 573.9449 | 573.9449 | 2295.7795 | 4 | 0 | 4 | C | VLS_Inline | 3 | 3 | 3 | 5 | BranchMin_3BranchMax_5 | 3,4,5 | 4 | 10 | HeaderMin_4HeaderMax_10 | 4,5,6,8,10
445 | 65 | 30707-2P-30HP VLSC | VLSC_30707_2P_30HP | 599.7227 | 599.7227 | 2398.8907 | 4 | 0 | 4 | C | VLS_Inline | 3 | 3 | 3 | 5 | BranchMin_3BranchMax_5 | 3,4,5 | 4 | 10 | HeaderMin_4HeaderMax_10 | 4,5,6,8,10
446 | 66 | 30957-2P-30HP VLSC | VLSC_30957_2P_30HP | 512.3923 | 512.3923 | 2049.5692 | 4 | 0 | 4 | C | VLS_Inline | 3 | 3 | 3 | 5 | BranchMin_3BranchMax_5 | 3,4,5 | 4 | 10 | HeaderMin_4HeaderMax_10 | 4,5,6,8,10
447 | 67 | 30957-2P-40HP VLSC | VLSC_30957_2P_40HP | 573.8168 | 573.8168 | 2295.2671 | 4 | 0 | 4 | C | VLS_Inline | 3 | 3 | 3 | 5 | BranchMin_3BranchMax_5 | 3,4,5 | 4 | 10 | HeaderMin_4HeaderMax_10 | 4,5,6,8,10
448 | 68 | 30957-2P-50HP VLSC | VLSC_30957_2P_50HP | 630.1667 | 630.1667 | 2520.6667 | 4 | 0 | 4 | C | VLS_Inline | 3 | 3 | 3 | 5 | BranchMin_3BranchMax_5 | 3,4,5 | 4 | 12 | HeaderMin_4HeaderMax_12 | 4,5,6,8,10,12
449 | 69 | 30957-2P-60HP VLSC | VLSC_30957_2P_60HP | 681.695 | 681.695 | 2726.78 | 4 | 0 | 4 | C | VLS_Inline | 3 | 3 | 3 | 6 | BranchMin_3BranchMax_6 | 3,4,5,6 | 4 | 12 | HeaderMin_4HeaderMax_12 | 4,5,6,8,10,12
450 | 70 | 30707-4P-3HP VLSC | VLSC_30707_4P_3HP | 242.0702 | 242.0702 | 968.2806 | 4 | 0 | 4 | C | VLS_Inline | 3 | 3 | 3 | 4 | BranchMin_3BranchMax_4 | 3,4 | 4 | 8 | HeaderMin_4HeaderMax_8 | 4,5,6,8
451 | 71 | 30707-4P-5HP VLSC | VLSC_30707_4P_5HP | 291.6367 | 291.6367 | 1166.5466 | 4 | 0 | 4 | C | VLS_Inline | 3 | 3 | 3 | 4 | BranchMin_3BranchMax_4 | 3,4 | 4 | 8 | HeaderMin_4HeaderMax_8 | 4,5,6,8
452 | 72 | 30957-4P-5HP VLSC | VLSC_30957_4P_5HP | 290.4936 | 290.4936 | 1161.9746 | 4 | 0 | 4 | C | VLS_Inline | 3 | 3 | 3 | 4 | BranchMin_3BranchMax_4 | 3,4 | 4 | 8 | HeaderMin_4HeaderMax_8 | 4,5,6,8
453 | 73 | 30957-4P-7.5HP VLSC | VLSC_30957_4P_7.5HP | 350.6693 | 350.6693 | 1402.6774 | 4 | 0 | 4 | C | VLS_Inline | 3 | 3 | 3 | 4 | BranchMin_3BranchMax_4 | 3,4 | 4 | 8 | HeaderMin_4HeaderMax_8 | 4,5,6,8
454 | 74 | 30957-4P-10HP VLSC | VLSC_30957_4P_10HP | 375.4803 | 375.4803 | 1501.921 | 4 | 0 | 4 | C | VLS_Inline | 3 | 3 | 3 | 4 | BranchMin_3BranchMax_4 | 3,4 | 4 | 8 | HeaderMin_4HeaderMax_8 | 4,5,6,8
455 | 75 | 30123-4P-7.5HP VLSC | RC2539-9.07 | 402.5638 | 402.5638 | 1610.2551 | 4 | 0 | 4 | C | VLS_Inline | 3 | 3 | 3 | 5 | BranchMin_3BranchMax_5 | 3,4,5 | 4 | 10 | HeaderMin_4HeaderMax_10 | 4,5,6,8,10
456 | 76 | 30123-4P-10HP VLSC | RC2539-9.91 | 427.3855 | 427.3855 | 1709.542 | 4 | 0 | 4 | C | VLS_Inline | 3 | 3 | 3 | 5 | BranchMin_3BranchMax_5 | 3,4,5 | 4 | 10 | HeaderMin_4HeaderMax_10 | 4,5,6,8,10
457 | 77 | 30123-4P-15HP VLSC | RC2539-11.12 | 430.0891 | 430.0891 | 1720.3565 | 4 | 0 | 4 | C | VLS_Inline | 3 | 3 | 3 | 5 | BranchMin_3BranchMax_5 | 3,4,5 | 4 | 10 | HeaderMin_4HeaderMax_10 | 4,5,6,8,10
458 | 78 | 30123-4P-20HP VLSC | RC2539-12.1 | 453.84 | 453.84 | 1815.36 | 4 | 0 | 4 | C | VLS_Inline | 3 | 3 | 3 | 5 | BranchMin_3BranchMax_5 | 3,4,5 | 4 | 10 | HeaderMin_4HeaderMax_10 | 4,5,6,8,10
459 | 79 | 30125-4P-7.5HP VLSC | VLSC_30125_4P_7.5HP | 360.7205 | 360.7205 | 1442.8819 | 4 | 0 | 4 | C | VLS_Inline | 3 | 3 | 3 | 4 | BranchMin_3BranchMax_4 | 3,4 | 4 | 8 | HeaderMin_4HeaderMax_8 | 4,5,6,8
460 | 80 | 30125-4P-10HP VLSC | VLSC_30125_4P_10HP | 391.3696 | 391.3696 | 1565.4785 | 4 | 0 | 4 | C | VLS_Inline | 3 | 3 | 3 | 4 | BranchMin_3BranchMax_4 | 3,4 | 4 | 8 | HeaderMin_4HeaderMax_8 | 4,5,6,8
461 | 81 | 30125-4P-15HP VLSC | VLSC_30125_4P_15HP | 444.5377 | 444.5377 | 1778.1508 | 4 | 0 | 4 | C | VLS_Inline | 3 | 3 | 3 | 5 | BranchMin_3BranchMax_5 | 3,4,5 | 4 | 10 | HeaderMin_4HeaderMax_10 | 4,5,6,8,10
462 | 82 | 30125-4P-20HP VLSC | VLSC_30125_4P_20HP | 455.5928 | 455.5928 | 1822.371 | 4 | 0 | 4 | C | VLS_Inline | 3 | 3 | 3 | 5 | BranchMin_3BranchMax_5 | 3,4,5 | 4 | 10 | HeaderMin_4HeaderMax_10 | 4,5,6,8,10
463 | 83 | 40707-2P-15HP VLSC | VLSC_40707_2P_15HP | 548.8465 | 548.8465 | 2195.3862 | 4 | 0 | 4 | C | VLS_Inline | 4 | 4 | 4 | 5 | BranchMin_4BranchMax_5 | 4,5 | 5 | 10 | HeaderMin_5HeaderMax_10 | 5,6,8,10
464 | 84 | 40707-2P-20HP VLSC | VLSC_40707_2P_20HP | 628.8755 | 628.8755 | 2515.502 | 4 | 0 | 4 | C | VLS_Inline | 4 | 4 | 4 | 5 | BranchMin_4BranchMax_5 | 4,5 | 5 | 12 | HeaderMin_5HeaderMax_12 | 5,6,8,10,12
465 | 85 | 40707-2P-25HP VLSC | VLSC_40707_2P_25HP | 683.4996 | 683.4996 | 2733.9985 | 4 | 0 | 4 | C | VLS_Inline | 4 | 4 | 4 | 6 | BranchMin_4BranchMax_6 | 4,5,6 | 5 | 12 | HeaderMin_5HeaderMax_12 | 5,6,8,10,12
466 | 86 | 40707-2P-30HP VLSC | VLSC_40707_2P_30HP | 734.2064 | 734.2064 | 2936.8255 | 4 | 0 | 4 | C | VLS_Inline | 4 | 4 | 4 | 6 | BranchMin_4BranchMax_6 | 4,5,6 | 5 | 12 | HeaderMin_5HeaderMax_12 | 5,6,8,10,12
467 | 87 | 40707-2P-40HP VLSC | VLSC_40707_2P_40HP | 789.7994 | 789.7994 | 3159.1977 | 4 | 0 | 4 | C | VLS_Inline | 4 | 4 | 4 | 6 | BranchMin_4BranchMax_6 | 4,5,6 | 5 | 12 | HeaderMin_5HeaderMax_12 | 5,6,8,10,12
468 | 88 | 40707-4P-3HP VLSC | VLSC_40707_4P_3HP | 360.84 | 360.84 | 1443.36 | 4 | 0 | 4 | C | VLS_Inline | 4 | 4 | 4 | 4 | BranchMin_4BranchMax_4 | 4 | 5 | 8 | HeaderMin_5HeaderMax_8 | 5,6,8
469 | 89 | 40707-4P-5HP VLSC | VLSC_40707_4P_5HP | 427.4383 | 427.4383 | 1709.7532 | 4 | 0 | 4 | C | VLS_Inline | 4 | 4 | 4 | 5 | BranchMin_4BranchMax_5 | 4,5 | 5 | 10 | HeaderMin_5HeaderMax_10 | 5,6,8,10
470 | 90 | 40957-2P-40HP VLSC | RC9914-1-6.92-2P | 913.8143 | 913.8143 | 3655.2573 | 4 | 0 | 4 | C | VLS_Inline | 4 | 4 | 4 | 6 | BranchMin_4BranchMax_6 | 4,5,6 | 5 | 14 | HeaderMin_5HeaderMax_14 | 5,6,8,10,12,14
471 | 91 | 40957-2P-50HP VLSC | RC9914-1-7.60-2P | 969.4037 | 969.4037 | 3877.6149 | 4 | 0 | 4 | C | VLS_Inline | 4 | 4 | 4 | 8 | BranchMin_4BranchMax_8 | 4,5,6,8 | 5 | 14 | HeaderMin_5HeaderMax_14 | 5,6,8,10,12,14
472 | 92 | 40957-2P-60HP VLSC | RC9914-1-8.04-2P | 1015.343 | 1015.343 | 4061.3719 | 4 | 0 | 4 | C | VLS_Inline | 4 | 4 | 4 | 8 | BranchMin_4BranchMax_8 | 4,5,6,8 | 5 | 14 | HeaderMin_5HeaderMax_14 | 5,6,8,10,12,14
473 | 93 | 40957-2P-75HP VLSC | RC9914-1-8.58-2P | 1051.8577 | 1051.8577 | 4207.4307 | 4 | 0 | 4 | C | VLS_Inline | 4 | 4 | 4 | 8 | BranchMin_4BranchMax_8 | 4,5,6,8 | 5 | 14 | HeaderMin_5HeaderMax_14 | 5,6,8,10,12,14
474 | 94 | 40957-2P-100HP VLSC | RC9914-1-9.43-2P | 1127.0937 | 1127.0937 | 4508.3749 | 4 | 0 | 4 | C | VLS_Inline | 4 | 4 | 4 | 8 | BranchMin_4BranchMax_8 | 4,5,6,8 | 5 | 16 | HeaderMin_5HeaderMax_16 | 5,6,8,10,12,14,16
475 | 95 | 40957-4P-5HP VLSC | RC9914-1-6.91 | 456.5775 | 456.5775 | 1826.3098 | 4 | 0 | 4 | C | VLS_Inline | 4 | 4 | 4 | 5 | BranchMin_4BranchMax_5 | 4,5 | 5 | 10 | HeaderMin_5HeaderMax_10 | 5,6,8,10
476 | 96 | 40957-4P-7.5HP VLSC | RC9914-1-8.04 | 508.0798 | 508.0798 | 2032.3192 | 4 | 0 | 4 | C | VLS_Inline | 4 | 4 | 4 | 5 | BranchMin_4BranchMax_5 | 4,5 | 5 | 10 | HeaderMin_5HeaderMax_10 | 5,6,8,10
477 | 97 | 40957-4P-10HP VLSC | RC9914-1-8.77 | 534.9443 | 534.9443 | 2139.7774 | 4 | 0 | 4 | C | VLS_Inline | 4 | 4 | 4 | 5 | BranchMin_4BranchMax_5 | 4,5 | 5 | 10 | HeaderMin_5HeaderMax_10 | 5,6,8,10
478 | 98 | 40957-4P-15HP VLSC | RC9914-1-9.6 | 568.82 | 568.82 | 2275.28 | 4 | 0 | 4 | C | VLS_Inline | 4 | 4 | 4 | 5 | BranchMin_4BranchMax_5 | 4,5 | 5 | 10 | HeaderMin_5HeaderMax_10 | 5,6,8,10
479 | 99 | 40959-2P-40HP VLSC | VLSC_40959_2P_40HP | 885.0742 | 885.0742 | 3540.2967 | 4 | 0 | 4 | C | VLS_Inline | 4 | 4 | 4 | 6 | BranchMin_4BranchMax_6 | 4,5,6 | 5 | 12 | HeaderMin_5HeaderMax_12 | 5,6,8,10,12
480 | 100 | 40959-2P-50HP VLSC | VLSC_40959_2P_50HP | 912.6252 | 912.6252 | 3650.5009 | 4 | 0 | 4 | C | VLS_Inline | 4 | 4 | 4 | 6 | BranchMin_4BranchMax_6 | 4,5,6 | 5 | 14 | HeaderMin_5HeaderMax_14 | 5,6,8,10,12,14
481 | 101 | 40959-2P-60HP VLSC | VLSC_40959_2P_60HP | 955.0129 | 955.0129 | 3820.0514 | 4 | 0 | 4 | C | VLS_Inline | 4 | 4 | 4 | 8 | BranchMin_4BranchMax_8 | 4,5,6,8 | 5 | 14 | HeaderMin_5HeaderMax_14 | 5,6,8,10,12,14
482 | 102 | 40959-2P-75HP VLSC | VLSC_40959_2P_75HP | 1024.8269 | 1024.8269 | 4099.3075 | 4 | 0 | 4 | C | VLS_Inline | 4 | 4 | 4 | 8 | BranchMin_4BranchMax_8 | 4,5,6,8 | 5 | 14 | HeaderMin_5HeaderMax_14 | 5,6,8,10,12,14
483 | 103 | 40959-2P-100HP VLSC | VLSC_40959_2P_100HP | 1116.5838 | 1116.5838 | 4466.3352 | 4 | 0 | 4 | C | VLS_Inline | 4 | 4 | 4 | 8 | BranchMin_4BranchMax_8 | 4,5,6,8 | 5 | 16 | HeaderMin_5HeaderMax_16 | 5,6,8,10,12,14,16
484 | 104 | 40959-4P-5HP VLSC | VLSC_40959_4P_5HP | 466.2681 | 466.2681 | 1865.0725 | 4 | 0 | 4 | C | VLS_Inline | 4 | 4 | 4 | 5 | BranchMin_4BranchMax_5 | 4,5 | 5 | 10 | HeaderMin_5HeaderMax_10 | 5,6,8,10
485 | 105 | 40959-4P-7.5HP VLSC | VLSC_40959_4P_7.5HP | 509.7501 | 509.7501 | 2039.0006 | 4 | 0 | 4 | C | VLS_Inline | 4 | 4 | 4 | 5 | BranchMin_4BranchMax_5 | 4,5 | 5 | 10 | HeaderMin_5HeaderMax_10 | 5,6,8,10
486 | 106 | 40959-4P-10HP VLSC | VLSC_40959_4P_10HP | 543.4703 | 543.4703 | 2173.8813 | 4 | 0 | 4 | C | VLS_Inline | 4 | 4 | 4 | 5 | BranchMin_4BranchMax_5 | 4,5 | 5 | 10 | HeaderMin_5HeaderMax_10 | 5,6,8,10
487 | 107 | 40959-4P-15HP VLSC | VLSC_40959_4P_15HP | 607.7455 | 607.7455 | 2430.9822 | 4 | 0 | 4 | C | VLS_Inline | 4 | 4 | 4 | 5 | BranchMin_4BranchMax_5 | 4,5 | 5 | 10 | HeaderMin_5HeaderMax_10 | 5,6,8,10
488 | 108 | 40127-4P-15HP VLSC | RC9904-3-9.87 | 667.9 | 667.9 | 2671.6 | 4 | 0 | 4 | C | VLS_Inline | 4 | 4 | 4 | 6 | BranchMin_4BranchMax_6 | 4,5,6 | 5 | 12 | HeaderMin_5HeaderMax_12 | 5,6,8,10,12
489 | 109 | 40127-4P-20HP VLSC | RC9904-3-10.75 | 732.8 | 732.8 | 2931.2 | 4 | 0 | 4 | C | VLS_Inline | 4 | 4 | 4 | 6 | BranchMin_4BranchMax_6 | 4,5,6 | 5 | 12 | HeaderMin_5HeaderMax_12 | 5,6,8,10,12
490 | 110 | 40127-4P-25HP VLSC | RC9904-3-11.39 | 774.6 | 774.6 | 3098.4 | 4 | 0 | 4 | C | VLS_Inline | 4 | 4 | 4 | 6 | BranchMin_4BranchMax_6 | 4,5,6 | 5 | 12 | HeaderMin_5HeaderMax_12 | 5,6,8,10,12
491 | 111 | 40127-4P-30HP VLSC | RC9904-3-12.10-4P | 813.5 | 813.5 | 3254 | 4 | 0 | 4 | C | VLS_Inline | 4 | 4 | 4 | 6 | BranchMin_4BranchMax_6 | 4,5,6 | 5 | 12 | HeaderMin_5HeaderMax_12 | 5,6,8,10,12
492 | 112 | 40129-4P-15HP VLSC | VLSC_40129_4P_15HP | 616.3385 | 616.3385 | 2465.3539 | 4 | 0 | 4 | C | VLS_Inline | 4 | 4 | 4 | 5 | BranchMin_4BranchMax_5 | 4,5 | 5 | 10 | HeaderMin_5HeaderMax_10 | 5,6,8,10
493 | 113 | 40129-4P-20HP VLSC | VLSC_40129_4P_20HP | 707.5905 | 707.5905 | 2830.3621 | 4 | 0 | 4 | C | VLS_Inline | 4 | 4 | 4 | 6 | BranchMin_4BranchMax_6 | 4,5,6 | 5 | 12 | HeaderMin_5HeaderMax_12 | 5,6,8,10,12
494 | 114 | 40129-4P-25HP VLSC | VLSC_40129_4P_25HP | 786.8099 | 786.8099 | 3147.2397 | 4 | 0 | 4 | C | VLS_Inline | 4 | 4 | 4 | 6 | BranchMin_4BranchMax_6 | 4,5,6 | 5 | 12 | HeaderMin_5HeaderMax_12 | 5,6,8,10,12
495 | 115 | 40129-4P-30HP VLSC | VLSC_40129_4P_30HP | 825.5 | 825.5 | 3302 | 4 | 0 | 4 | C | VLS_Inline | 4 | 4 | 4 | 6 | BranchMin_4BranchMax_6 | 4,5,6 | 5 | 12 | HeaderMin_5HeaderMax_12 | 5,6,8,10,12
496 | 116 | 40157-4P-30HP VLSC | RC9947-1-12.0-4P | 756.8 | 756.8 | 3027.2 | 4 | 0 | 4 | C | VLS_Inline | 4 | 4 | 4 | 6 | BranchMin_4BranchMax_6 | 4,5,6 | 5 | 12 | HeaderMin_5HeaderMax_12 | 5,6,8,10,12
497 | 117 | 40157-4P-40HP VLSC | RC9947-1-13.41-4P | 830.5 | 830.5 | 3322 | 4 | 0 | 4 | C | VLS_Inline | 4 | 4 | 4 | 6 | BranchMin_4BranchMax_6 | 4,5,6 | 5 | 12 | HeaderMin_5HeaderMax_12 | 5,6,8,10,12
498 | 118 | 40157-4P-50HP VLSC | RC9947-1-14.10-4P | 873.3 | 873.3 | 3493.2 | 4 | 0 | 4 | C | VLS_Inline | 4 | 4 | 4 | 6 | BranchMin_4BranchMax_6 | 4,5,6 | 5 | 12 | HeaderMin_5HeaderMax_12 | 5,6,8,10,12
499 | 119 | 40159-4P-30HP VLSC | VLSC_40159_4P_30HP | 639.1572 | 639.1572 | 2556.6287 | 4 | 0 | 4 | C | VLS_Inline | 4 | 4 | 4 | 5 | BranchMin_4BranchMax_5 | 4,5 | 5 | 12 | HeaderMin_5HeaderMax_12 | 5,6,8,10,12
500 | 120 | 40159-4P-40HP VLSC | VLSC_40159_4P_40HP | 794.9133 | 794.9133 | 3179.6532 | 4 | 0 | 4 | C | VLS_Inline | 4 | 4 | 4 | 6 | BranchMin_4BranchMax_6 | 4,5,6 | 5 | 12 | HeaderMin_5HeaderMax_12 | 5,6,8,10,12
501 | 121 | 40159-4P-50HP VLSC | VLSC_40159_4P_50HP | 882.342 | 882.342 | 3529.3682 | 4 | 0 | 4 | C | VLS_Inline | 4 | 4 | 4 | 6 | BranchMin_4BranchMax_6 | 4,5,6 | 5 | 12 | HeaderMin_5HeaderMax_12 | 5,6,8,10,12
502 | 122 | 50707-2P-30HP VLSC | VLSC_50707_2P_30HP | 935.9263 | 935.9263 | 3743.7052 | 4 | 0 | 4 | C | VLS_Inline | 5 | 5 | 5 | 6 | BranchMin_5BranchMax_6 | 5,6 | 6 | 14 | HeaderMin_6HeaderMax_14 | 6,8,10,12,14
503 | 123 | 50707-2P-40HP VLSC | VLSC_50707_2P_40HP | 1136.2741 | 1136.2741 | 4545.0963 | 4 | 0 | 4 | C | VLS_Inline | 5 | 5 | 5 | 8 | BranchMin_5BranchMax_8 | 5,6,8 | 6 | 16 | HeaderMin_6HeaderMax_16 | 6,8,10,12,14,16
504 | 124 | 50707-2P-50HP VLSC | VLSC_50707_2P_50HP | 1332.9681 | 1332.9681 | 5331.8724 | 4 | 0 | 4 | C | VLS_Inline | 5 | 5 | 5 | 8 | BranchMin_5BranchMax_8 | 5,6,8 | 6 | 16 | HeaderMin_6HeaderMax_16 | 6,8,10,12,14,16
505 | 125 | 50707-2P-60HP VLSC | VLSC_50707_2P_60HP | 1528.3535 | 1528.3535 | 6113.414 | 4 | 0 | 4 | C | VLS_Inline | 5 | 5 | 5 | 8 | BranchMin_5BranchMax_8 | 5,6,8 | 6 | 18 | HeaderMin_6HeaderMax_18 | 6,8,10,12,14,16,18
506 | 126 | 50707-4P-5HP VLSC | VLSC_50707_4P_5HP | 626.346 | 626.346 | 2505.3838 | 4 | 0 | 4 | C | VLS_Inline | 5 | 5 | 5 | 5 | BranchMin_5BranchMax_5 | 5 | 6 | 12 | HeaderMin_6HeaderMax_12 | 6,8,10,12
507 | 127 | 50707-4P-7.5HP VLSC | VLSC_50707_4P_7.5HP | 764.9699 | 764.9699 | 3059.8797 | 4 | 0 | 4 | C | VLS_Inline | 5 | 5 | 5 | 6 | BranchMin_5BranchMax_6 | 5,6 | 6 | 12 | HeaderMin_6HeaderMax_12 | 6,8,10,12
508 | 128 | 50957-4P-7.5HP VLSC | RC2552-7.24 | 682.0481 | 682.0481 | 2728.1922 | 4 | 0 | 4 | C | VLS_Inline | 5 | 5 | 5 | 6 | BranchMin_5BranchMax_6 | 5,6 | 6 | 12 | HeaderMin_6HeaderMax_12 | 6,8,10,12
509 | 129 | 50957-4P-10HP VLSC | RC2552-8.02 | 802.7921 | 802.7921 | 3211.1683 | 4 | 0 | 4 | C | VLS_Inline | 5 | 5 | 5 | 6 | BranchMin_5BranchMax_6 | 5,6 | 6 | 12 | HeaderMin_6HeaderMax_12 | 6,8,10,12
510 | 130 | 50957-4P-15HP VLSC | RC2552-9.10 | 932.9167 | 932.9167 | 3731.667 | 4 | 0 | 4 | C | VLS_Inline | 5 | 5 | 5 | 6 | BranchMin_5BranchMax_6 | 5,6 | 6 | 14 | HeaderMin_6HeaderMax_14 | 6,8,10,12,14
511 | 131 | 50957-4P-20HP VLSC | RC2552-9.6 | 1000.0001 | 1000.0001 | 4000.0003 | 4 | 0 | 4 | C | VLS_Inline | 5 | 5 | 5 | 8 | BranchMin_5BranchMax_8 | 5,6,8 | 6 | 14 | HeaderMin_6HeaderMax_14 | 6,8,10,12,14
512 | 132 | 5095A-4P-7.5HP VLSC | VLSC_5095A_4P_7.5HP | 753.2463 | 753.2463 | 3012.9853 | 4 | 0 | 4 | C | VLS_Inline | 5 | 5 | 5 | 6 | BranchMin_5BranchMax_6 | 5,6 | 6 | 12 | HeaderMin_6HeaderMax_12 | 6,8,10,12
513 | 133 | 5095A-4P-10HP VLSC | VLSC_5095A_4P_10HP | 820.4429 | 820.4429 | 3281.7717 | 4 | 0 | 4 | C | VLS_Inline | 5 | 5 | 5 | 6 | BranchMin_5BranchMax_6 | 5,6 | 6 | 12 | HeaderMin_6HeaderMax_12 | 6,8,10,12
514 | 134 | 5095A-4P-15HP VLSC | VLSC_5095A_4P_15HP | 953.3171 | 953.3171 | 3813.2684 | 4 | 0 | 4 | C | VLS_Inline | 5 | 5 | 5 | 8 | BranchMin_5BranchMax_8 | 5,6,8 | 6 | 14 | HeaderMin_6HeaderMax_14 | 6,8,10,12,14
515 | 135 | 5095A-4P-20HP VLSC | VLSC_5095A_4P_20HP | 1029.7585 | 1029.7585 | 4119.0339 | 4 | 0 | 4 | C | VLS_Inline | 5 | 5 | 5 | 8 | BranchMin_5BranchMax_8 | 5,6,8 | 6 | 14 | HeaderMin_6HeaderMax_14 | 6,8,10,12,14
516 | 136 | 50959-2P-60HP VLSC | VLSC_50959_2P_60HP | 1330.3437 | 1330.3437 | 5321.3749 | 4 | 0 | 4 | C | VLS_Inline | 5 | 5 | 5 | 8 | BranchMin_5BranchMax_8 | 5,6,8 | 6 | 16 | HeaderMin_6HeaderMax_16 | 6,8,10,12,14,16
517 | 137 | 50959-2P-75HP VLSC | VLSC_50959_2P_75HP | 1378.5213 | 1378.5213 | 5514.0852 | 4 | 0 | 4 | C | VLS_Inline | 5 | 5 | 5 | 8 | BranchMin_5BranchMax_8 | 5,6,8 | 6 | 16 | HeaderMin_6HeaderMax_16 | 6,8,10,12,14,16
518 | 138 | 50959-2P-100HP VLSC | VLSC_50959_2P_100HP | 1467.9509 | 1467.9509 | 5871.8037 | 4 | 0 | 4 | C | VLS_Inline | 5 | 5 | 5 | 8 | BranchMin_5BranchMax_8 | 5,6,8 | 6 | 18 | HeaderMin_6HeaderMax_18 | 6,8,10,12,14,16,18
519 | 139 | 50129-4P-15HP VLSC | VLSC_50129_4P_15HP | 844.864 | 844.864 | 3379.4558 | 4 | 0 | 4 | C | VLS_Inline | 5 | 5 | 5 | 6 | BranchMin_5BranchMax_6 | 5,6 | 6 | 12 | HeaderMin_6HeaderMax_12 | 6,8,10,12
520 | 140 | 50129-4P-20HP VLSC | VLSC_50129_4P_20HP | 982.3526 | 982.3526 | 3929.4104 | 4 | 0 | 4 | C | VLS_Inline | 5 | 5 | 5 | 8 | BranchMin_5BranchMax_8 | 5,6,8 | 6 | 14 | HeaderMin_6HeaderMax_14 | 6,8,10,12,14
521 | 141 | 50129-4P-25HP VLSC | VLSC_50129_4P_25HP | 1104.8611 | 1104.8611 | 4419.4445 | 4 | 0 | 4 | C | VLS_Inline | 5 | 5 | 5 | 8 | BranchMin_5BranchMax_8 | 5,6,8 | 6 | 16 | HeaderMin_6HeaderMax_16 | 6,8,10,12,14,16
522 | 142 | 50129-4P-30HP VLSC | VLSC_50129_4P_30HP | 1214.4257 | 1214.4257 | 4857.7027 | 4 | 0 | 4 | C | VLS_Inline | 5 | 5 | 5 | 8 | BranchMin_5BranchMax_8 | 5,6,8 | 6 | 16 | HeaderMin_6HeaderMax_16 | 6,8,10,12,14,16
523 | 143 | 50129-4P-40HP VLSC | VLSC_50129_4P_40HP | 1383.6857 | 1383.6857 | 5534.743 | 4 | 0 | 4 | C | VLS_Inline | 5 | 5 | 5 | 8 | BranchMin_5BranchMax_8 | 5,6,8 | 6 | 16 | HeaderMin_6HeaderMax_16 | 6,8,10,12,14,16
524 | 144 | 50129-4P-50HP VLSC | VLSC_50129_4P_50HP | 1551.2098 | 1551.2098 | 6204.8391 | 4 | 0 | 4 | C | VLS_Inline | 5 | 5 | 5 | 8 | BranchMin_5BranchMax_8 | 5,6,8 | 6 | 18 | HeaderMin_6HeaderMax_18 | 6,8,10,12,14,16,18
525 | 145 | 50129-4P-60HP VLSC | VLSC_50129_4P_60HP | 1664.6746 | 1664.6746 | 6658.6983 | 4 | 0 | 4 | C | VLS_Inline | 5 | 5 | 5 | 10 | BranchMin_5BranchMax_10 | 5,6,8,10 | 6 | 18 | HeaderMin_6HeaderMax_18 | 6,8,10,12,14,16,18
526 | 146 | 5012A-4P-10HP VLSC | RC9940-8.37 | 840.7876 | 840.7876 | 3363.1503 | 4 | 0 | 4 | C | VLS_Inline | 5 | 5 | 5 | 6 | BranchMin_5BranchMax_6 | 5,6 | 6 | 12 | HeaderMin_6HeaderMax_12 | 6,8,10,12
527 | 147 | 5012A-4P-15HP VLSC | RC9940-9.62 | 995.4751 | 995.4751 | 3981.9003 | 4 | 0 | 4 | C | VLS_Inline | 5 | 5 | 5 | 8 | BranchMin_5BranchMax_8 | 5,6,8 | 6 | 14 | HeaderMin_6HeaderMax_14 | 6,8,10,12,14
528 | 148 | 5012A-4P-20HP VLSC | RC9940-10.48 | 1093.6698 | 1093.6698 | 4374.6794 | 4 | 0 | 4 | C | VLS_Inline | 5 | 5 | 5 | 8 | BranchMin_5BranchMax_8 | 5,6,8 | 6 | 16 | HeaderMin_6HeaderMax_16 | 6,8,10,12,14,16
529 | 149 | 5012A-4P-25HP VLSC | RC9940-11.02 | 1144.8546 | 1144.8546 | 4579.4184 | 4 | 0 | 4 | C | VLS_Inline | 5 | 5 | 5 | 8 | BranchMin_5BranchMax_8 | 5,6,8 | 6 | 16 | HeaderMin_6HeaderMax_16 | 6,8,10,12,14,16
530 | 150 | 5012A-4P-30HP VLSC | RC9940-11.62-4P | 1204.5001 | 1204.5001 | 4818.0004 | 4 | 0 | 4 | C | VLS_Inline | 5 | 5 | 5 | 8 | BranchMin_5BranchMax_8 | 5,6,8 | 6 | 16 | HeaderMin_6HeaderMax_16 | 6,8,10,12,14,16
531 | 151 | 5012A-4P-40HP VLSC | RC9940-12.1-4P | 1252.5 | 1252.5 | 5010 | 4 | 0 | 4 | C | VLS_Inline | 5 | 5 | 5 | 8 | BranchMin_5BranchMax_8 | 5,6,8 | 6 | 16 | HeaderMin_6HeaderMax_16 | 6,8,10,12,14,16
532 | 152 | 5012C-4P-10HP VLSC | VLSC_5012C_4P_10HP | 648.3835 | 648.3835 | 2593.534 | 4 | 0 | 4 | C | VLS_Inline | 5 | 5 | 5 | 5 | BranchMin_5BranchMax_5 | 5 | 6 | 12 | HeaderMin_6HeaderMax_12 | 6,8,10,12
533 | 153 | 5012C-4P-15HP VLSC | VLSC_5012C_4P_15HP | 820.3589 | 820.3589 | 3281.4355 | 4 | 0 | 4 | C | VLS_Inline | 5 | 5 | 5 | 6 | BranchMin_5BranchMax_6 | 5,6 | 6 | 12 | HeaderMin_6HeaderMax_12 | 6,8,10,12
534 | 154 | 5012C-4P-20HP VLSC | VLSC_5012C_4P_20HP | 941.0352 | 941.0352 | 3764.1408 | 4 | 0 | 4 | C | VLS_Inline | 5 | 5 | 5 | 6 | BranchMin_5BranchMax_6 | 5,6 | 6 | 14 | HeaderMin_6HeaderMax_14 | 6,8,10,12,14
535 | 155 | 5012C-4P-25HP VLSC | VLSC_5012C_4P_25HP | 1045.3157 | 1045.3157 | 4181.2627 | 4 | 0 | 4 | C | VLS_Inline | 5 | 5 | 5 | 8 | BranchMin_5BranchMax_8 | 5,6,8 | 6 | 14 | HeaderMin_6HeaderMax_14 | 6,8,10,12,14
536 | 156 | 5012C-4P-30HP VLSC | VLSC_5012C_4P_30HP | 1136.5096 | 1136.5096 | 4546.0383 | 4 | 0 | 4 | C | VLS_Inline | 5 | 5 | 5 | 8 | BranchMin_5BranchMax_8 | 5,6,8 | 6 | 16 | HeaderMin_6HeaderMax_16 | 6,8,10,12,14,16
537 | 157 | 5012C-4P-40HP VLSC | VLSC_5012C_4P_40HP | 1235.933 | 1235.933 | 4943.7321 | 4 | 0 | 4 | C | VLS_Inline | 5 | 5 | 5 | 8 | BranchMin_5BranchMax_8 | 5,6,8 | 6 | 16 | HeaderMin_6HeaderMax_16 | 6,8,10,12,14,16
538 | 158 | 50157-4P-50HP VLSC | VLSC_50157_4P_50HP | 1229.0007 | 1229.0007 | 4916.0029 | 4 | 0 | 4 | C | VLS_Inline | 5 | 5 | 5 | 8 | BranchMin_5BranchMax_8 | 5,6,8 | 6 | 16 | HeaderMin_6HeaderMax_16 | 6,8,10,12,14,16
539 | 159 | 50157-4P-60HP VLSC | VLSC_50157_4P_60HP | 1303.9328 | 1303.9328 | 5215.731 | 4 | 0 | 4 | C | VLS_Inline | 5 | 5 | 5 | 8 | BranchMin_5BranchMax_8 | 5,6,8 | 6 | 16 | HeaderMin_6HeaderMax_16 | 6,8,10,12,14,16
540 | 160 | 50157-4P-75HP VLSC | VLSC_50157_4P_75HP | 1403.874 | 1403.874 | 5615.4961 | 4 | 0 | 4 | C | VLS_Inline | 5 | 5 | 5 | 8 | BranchMin_5BranchMax_8 | 5,6,8 | 6 | 18 | HeaderMin_6HeaderMax_18 | 6,8,10,12,14,16,18
541 | 161 | 50157-4P-100HP VLSC | VLSC_50157_4P_100HP | 1484.3188 | 1484.3188 | 5937.2753 | 4 | 0 | 4 | C | VLS_Inline | 5 | 5 | 5 | 8 | BranchMin_5BranchMax_8 | 5,6,8 | 6 | 18 | HeaderMin_6HeaderMax_18 | 6,8,10,12,14,16,18
542 | 162 | 60957-4P-15HP VLSC | VLSC_60957_4P_15HP | 1171.9065 | 1171.9065 | 4687.6261 | 4 | 0 | 4 | C | VLS_Inline | 6 | 6 | 6 | 8 | BranchMin_6BranchMax_8 | 6,8 | 8 | 16 | HeaderMin_8HeaderMax_16 | 8,10,12,14,16
543 | 163 | 60957-4P-20HP VLSC | VLSC_60957_4P_20HP | 1316.9347 | 1316.9347 | 5267.7388 | 4 | 0 | 4 | C | VLS_Inline | 6 | 6 | 6 | 8 | BranchMin_6BranchMax_8 | 6,8 | 8 | 16 | HeaderMin_8HeaderMax_16 | 8,10,12,14,16
544 | 164 | 60957-4P-25HP VLSC | VLSC_60957_4P_25HP | 1454.2378 | 1454.2378 | 5816.9511 | 4 | 0 | 4 | C | VLS_Inline | 6 | 6 | 6 | 8 | BranchMin_6BranchMax_8 | 6,8 | 8 | 18 | HeaderMin_8HeaderMax_18 | 8,10,12,14,16,18
545 | 165 | 60957-4P-30HP VLSC | VLSC_60957_4P_30HP | 1568.7217 | 1568.7217 | 6274.8868 | 4 | 0 | 4 | C | VLS_Inline | 6 | 6 | 6 | 8 | BranchMin_6BranchMax_8 | 6,8 | 8 | 18 | HeaderMin_8HeaderMax_18 | 8,10,12,14,16,18
546 | 166 | 60125-4P-20HP VLSC | VLSC_60125_4P_20HP | 1414.8836 | 1414.8836 | 5659.5343 | 4 | 0 | 4 | C | VLS_Inline | 6 | 6 | 6 | 8 | BranchMin_6BranchMax_8 | 6,8 | 8 | 18 | HeaderMin_8HeaderMax_18 | 8,10,12,14,16,18
547 | 167 | 60125-4P-25HP VLSC | VLSC_60125_4P_25HP | 1523.3743 | 1523.3743 | 6093.4973 | 4 | 0 | 4 | C | VLS_Inline | 6 | 6 | 6 | 8 | BranchMin_6BranchMax_8 | 6,8 | 8 | 18 | HeaderMin_8HeaderMax_18 | 8,10,12,14,16,18
548 | 168 | 60125-4P-30HP VLSC | VLSC_60125_4P_30HP | 1625.1171 | 1625.1171 | 6500.4683 | 4 | 0 | 4 | C | VLS_Inline | 6 | 6 | 6 | 10 | BranchMin_6BranchMax_10 | 6,8,10 | 8 | 18 | HeaderMin_8HeaderMax_18 | 8,10,12,14,16,18
549 | 169 | 60125-4P-40HP VLSC | VLSC_60125_4P_40HP | 1757.2796 | 1757.2796 | 7029.1185 | 4 | 0 | 4 | C | VLS_Inline | 6 | 6 | 6 | 10 | BranchMin_6BranchMax_10 | 6,8,10 | 8 | 18 | HeaderMin_8HeaderMax_18 | 8,10,12,14,16,18
550 | 170 | 60125-4P-50HP VLSC | VLSC_60125_4P_50HP | 1846.8509 | 1846.8509 | 7387.4035 | 4 | 0 | 4 | C | VLS_Inline | 6 | 6 | 6 | 10 | BranchMin_6BranchMax_10 | 6,8,10 | 8 | 20 | HeaderMin_8HeaderMax_20 | 8,10,12,14,16,18,20
551 | 171 | 60125-4P-60HP VLSC | VLSC_60125_4P_60HP | 1914.581 | 1914.581 | 7658.324 | 4 | 0 | 4 | C | VLS_Inline | 6 | 6 | 6 | 10 | BranchMin_6BranchMax_10 | 6,8,10 | 8 | 20 | HeaderMin_8HeaderMax_20 | 8,10,12,14,16,18,20
552 | 172 | 60157-4P-75HP VLSC | VLSC_60157_4P_75HP | 1634.3829 | 1634.3829 | 6537.5317 | 4 | 0 | 4 | C | VLS_Inline | 6 | 6 | 6 | 10 | BranchMin_6BranchMax_10 | 6,8,10 | 8 | 18 | HeaderMin_8HeaderMax_18 | 8,10,12,14,16,18
553 | 173 | 60157-4P-100HP VLSC | VLSC_60157_4P_100HP | 1915.2738 | 1915.2738 | 7661.0951 | 4 | 0 | 4 | C | VLS_Inline | 6 | 6 | 6 | 10 | BranchMin_6BranchMax_10 | 6,8,10 | 8 | 20 | HeaderMin_8HeaderMax_20 | 8,10,12,14,16,18,20
554 | 174 | 60157-4P-125HP VLSC | VLSC_60157_4P_125HP | 2165.2718 | 2165.2718 | 8661.0874 | 4 | 0 | 4 | C | VLS_Inline | 6 | 6 | 6 | 10 | BranchMin_6BranchMax_10 | 6,8,10 | 8 | 20 | HeaderMin_8HeaderMax_20 | 8,10,12,14,16,18,20
555 | 175 | 80951-4P-20HP VLSC | VLSC_80951_4P_20HP | 1914.1469 | 1914.1469 | 7656.5877 | 4 | 0 | 4 | C | VLS_Inline | 8 | 8 | 8 | 10 | BranchMin_8BranchMax_10 | 8,10 | 10 | 20 | HeaderMin_10HeaderMax_20 | 10,12,14,16,18,20
556 | 176 | 80951-4P-25HP VLSC | VLSC_80951_4P_25HP | 2017.9874 | 2017.9874 | 8071.9496 | 4 | 0 | 4 | C | VLS_Inline | 8 | 8 | 8 | 10 | BranchMin_8BranchMax_10 | 8,10 | 10 | 20 | HeaderMin_10HeaderMax_20 | 10,12,14,16,18,20
557 | 177 | 80951-4P-30HP VLSC | VLSC_80951_4P_30HP | 2141.5995 | 2141.5995 | 8566.398 | 4 | 0 | 4 | C | VLS_Inline | 8 | 8 | 8 | 10 | BranchMin_8BranchMax_10 | 8,10 | 10 | 20 | HeaderMin_10HeaderMax_20 | 10,12,14,16,18,20
558 | 178 | 80951-4P-40HP VLSC | VLSC_80951_4P_40HP | 2290.5785 | 2290.5785 | 9162.314 | 4 | 0 | 4 | C | VLS_Inline | 8 | 8 | 8 | 10 | BranchMin_8BranchMax_10 | 8,10 | 10 | 24 | HeaderMin_10HeaderMax_24 | 10,12,14,16,18,20,24
559 | 179 | 80123-4P-25HP VLSC | VLSC_80123_4P_25HP | 1727.4951 | 1727.4951 | 6909.9805 | 4 | 0 | 4 | C | VLS_Inline | 8 | 8 | 8 | 10 | BranchMin_8BranchMax_10 | 8,10 | 10 | 18 | HeaderMin_10HeaderMax_18 | 10,12,14,16,18
560 | 180 | 80123-4P-30HP VLSC | VLSC_80123_4P_30HP | 1826.6982 | 1826.6982 | 7306.7929 | 4 | 0 | 4 | C | VLS_Inline | 8 | 8 | 8 | 10 | BranchMin_8BranchMax_10 | 8,10 | 10 | 20 | HeaderMin_10HeaderMax_20 | 10,12,14,16,18,20
561 | 181 | 80123-4P-40HP VLSC | VLSC_80123_4P_40HP | 2003.3556 | 2003.3556 | 8013.4225 | 4 | 0 | 4 | C | VLS_Inline | 8 | 8 | 8 | 10 | BranchMin_8BranchMax_10 | 8,10 | 10 | 20 | HeaderMin_10HeaderMax_20 | 10,12,14,16,18,20
562 | 182 | 80123-4P-50HP VLSC | VLSC_80123_4P_50HP | 2187.1986 | 2187.1986 | 8748.7945 | 4 | 0 | 4 | C | VLS_Inline | 8 | 8 | 8 | 10 | BranchMin_8BranchMax_10 | 8,10 | 10 | 20 | HeaderMin_10HeaderMax_20 | 10,12,14,16,18,20
563 | 183 | 80123-4P-60HP VLSC | VLSC_80123_4P_60HP | 2293.6739 | 2293.6739 | 9174.6955 | 4 | 0 | 4 | C | VLS_Inline | 8 | 8 | 8 | 10 | BranchMin_8BranchMax_10 | 8,10 | 10 | 24 | HeaderMin_10HeaderMax_24 | 10,12,14,16,18,20,24
564 | 184 | 80123-4P-75HP VLSC | VLSC_80123_4P_75HP | 2422.2984 | 2422.2984 | 9689.1937 | 4 | 0 | 4 | C | VLS_Inline | 8 | 8 | 8 | 10 | BranchMin_8BranchMax_10 | 8,10 | 10 | 24 | HeaderMin_10HeaderMax_24 | 10,12,14,16,18,20,24
565 | 185 | 80123-4P-100HP VLSC | VLSC_80123_4P_100HP | 2547.3614 | 2547.3614 | 10189.4456 | 4 | 0 | 4 | C | VLS_Inline | 8 | 8 | 8 | 12 | BranchMin_8BranchMax_12 | 8,10,12 | 10 | 24 | HeaderMin_10HeaderMax_24 | 10,12,14,16,18,20,24
566 | 186 | 80157-4P-100HP VLSC | VLSC_80157_4P_100HP | 2953.0528 | 2953.0528 | 11812.2111 | 4 | 0 | 4 | C | VLS_Inline | 8 | 8 | 8 | 12 | BranchMin_8BranchMax_12 | 8,10,12 | 10 | 24 | HeaderMin_10HeaderMax_24 | 10,12,14,16,18,20,24
567 | 187 | 80157-4P-125HP VLSC | VLSC_80157_4P_125HP | 3220.9607 | 3220.9607 | 12883.8429 | 4 | 0 | 4 | C | VLS_Inline | 8 | 8 | 8 | 12 | BranchMin_8BranchMax_12 | 8,10,12 | 10 | 24 | HeaderMin_10HeaderMax_24 | 10,12,14,16,18,20,24
568 | 188 | 10123-4P-75HP VLSC | VLSC_10123_4P_75HP | 3579.8797 | 3579.8797 | 14319.5187 | 4 | 0 | 4 | C | VLS_Inline | 10 | 10 | 10 | 14 | BranchMin_10BranchMax_14 | 10,12,14 | 12 | 24 | HeaderMin_12HeaderMax_24 | 12,14,16,18,20,24
569 | 189 | 10123-4P-100HP VLSC | VLSC_10123_4P_100HP | 3926.8748 | 3926.8748 | 15707.4993 | 4 | 0 | 4 | C | VLS_Inline | 10 | 10 | 10 | 14 | BranchMin_10BranchMax_14 | 10,12,14 | 12 | 24 | HeaderMin_12HeaderMax_24 | 12,14,16,18,20,24
570 | 190 | 10123-4P-125HP VLSC | VLSC_10123_4P_125HP | 4128.2784 | 4128.2784 | 16513.1135 | 4 | 0 | 4 | C | VLS_Inline | 10 | 10 | 10 | 14 | BranchMin_10BranchMax_14 | 10,12,14 | 12 | 24 | HeaderMin_12HeaderMax_24 | 12,14,16,18,20,24
571 | 1 | 12707-2P-5HP VLSC | VLSC_12707_2P_5HP | 120.9035 | 120.9035 | 120.9035 | 1 | 1 | 2 | D | VLS_Inline | 1.25 | 1.25 | 2 | 2.5 | BranchMin_2BranchMax_2.5 | 2,2.5 | 2.5 | 2.5 | HeaderMin_2.5HeaderMax_2.5 | 2.5
572 | 2 | 12707-2P-7.5HP VLSC | VLSC_12707_2P_7.5HP | 134.1949 | 134.1949 | 134.1949 | 1 | 1 | 2 | D | VLS_Inline | 1.25 | 1.25 | 2 | 3 | BranchMin_2BranchMax_3 | 2,2.5,3 | 2.5 | 3 | HeaderMin_2.5HeaderMax_3 | 2.5,3
573 | 3 | 12707-2P-10HP VLSC | VLSC_12707_2P_10HP | 146.7341 | 146.7341 | 146.7341 | 1 | 1 | 2 | D | VLS_Inline | 1.25 | 1.25 | 2 | 3 | BranchMin_2BranchMax_3 | 2,2.5,3 | 2.5 | 3 | HeaderMin_2.5HeaderMax_3 | 2.5,3
574 | 4 | 12707-2P-15HP VLSC | VLSC_12707_2P_15HP | 154 | 154 | 154 | 1 | 1 | 2 | D | VLS_Inline | 1.25 | 1.25 | 2 | 3 | BranchMin_2BranchMax_3 | 2,2.5,3 | 2.5 | 3 | HeaderMin_2.5HeaderMax_3 | 2.5,3
575 | 5 | 12707-4P-3HP VLSC | VLSC_12707_4P_3HP | 79 | 79 | 79 | 1 | 1 | 2 | D | VLS_Inline | 1.25 | 1.25 | 2 | 2 | BranchMin_2BranchMax_2 | 2 | 2.5 | 2.5 | HeaderMin_2.5HeaderMax_2.5 | 2.5
576 | 6 | 15709-2P-7.5HP VLSC | VLSC_15709_2P_7.5HP | 169.9715 | 169.9715 | 169.9715 | 1 | 1 | 2 | D | VLS_Inline | 1.5 | 1.5 | 2 | 3 | BranchMin_2BranchMax_3 | 2,2.5,3 | 2.5 | 3 | HeaderMin_2.5HeaderMax_3 | 2.5,3
577 | 7 | 15709-2P-10HP VLSC | VLSC_15709_2P_10HP | 191.939 | 191.939 | 191.939 | 1 | 1 | 2 | D | VLS_Inline | 1.5 | 1.5 | 2 | 3 | BranchMin_2BranchMax_3 | 2,2.5,3 | 2.5 | 3 | HeaderMin_2.5HeaderMax_3 | 2.5,3
578 | 8 | 15709-2P-15HP VLSC | VLSC_15709_2P_15HP | 226.3257 | 226.3257 | 226.3257 | 1 | 1 | 2 | D | VLS_Inline | 1.5 | 1.5 | 2 | 4 | BranchMin_2BranchMax_4 | 2,2.5,3,4 | 2.5 | 4 | HeaderMin_2.5HeaderMax_4 | 2.5,3,4
579 | 9 | 15709-4P-3HP VLSC | VLSC_15709_4P_3HP | 124.0691 | 124.0691 | 124.0691 | 1 | 1 | 2 | D | VLS_Inline | 1.5 | 1.5 | 2 | 2.5 | BranchMin_2BranchMax_2.5 | 2,2.5 | 2.5 | 2.5 | HeaderMin_2.5HeaderMax_2.5 | 2.5
580 | 10 | 20705-2P-7.5HP VLSC | VLSC_20705_2P_7.5HP | 190.191 | 190.191 | 190.191 | 1 | 1 | 2 | D | VLS_Inline | 2 | 2 | 2 | 3 | BranchMin_2BranchMax_3 | 2,2.5,3 | 2.5 | 3 | HeaderMin_2.5HeaderMax_3 | 2.5,3
581 | 11 | 20705-2P-10HP VLSC | VLSC_20705_2P_10HP | 214.0515 | 214.0515 | 214.0515 | 1 | 1 | 2 | D | VLS_Inline | 2 | 2 | 2 | 3 | BranchMin_2BranchMax_3 | 2,2.5,3 | 2.5 | 3 | HeaderMin_2.5HeaderMax_3 | 2.5,3
582 | 12 | 20705-2P-15HP VLSC | VLSC_20705_2P_15HP | 249.8523 | 249.8523 | 249.8523 | 1 | 1 | 2 | D | VLS_Inline | 2 | 2 | 2 | 4 | BranchMin_2BranchMax_4 | 2,2.5,3,4 | 2.5 | 4 | HeaderMin_2.5HeaderMax_4 | 2.5,3,4
583 | 13 | 20705-2P-20HP VLSC | VLSC_20705_2P_20HP | 243.9916 | 243.9916 | 243.9916 | 1 | 1 | 2 | D | VLS_Inline | 2 | 2 | 2 | 4 | BranchMin_2BranchMax_4 | 2,2.5,3,4 | 2.5 | 4 | HeaderMin_2.5HeaderMax_4 | 2.5,3,4
584 | 14 | 20705-4P-3HP VLSC | VLSC_20705_4P_3HP | 128.156 | 128.156 | 128.156 | 1 | 1 | 2 | D | VLS_Inline | 2 | 2 | 2 | 3 | BranchMin_2BranchMax_3 | 2,2.5,3 | 2.5 | 3 | HeaderMin_2.5HeaderMax_3 | 2.5,3
585 | 15 | 20951-2P-15HP VLSC | RC2511-7.70 | 152.95 | 152.95 | 152.95 | 1 | 1 | 2 | D | VLS_Inline | 2 | 2 | 2 | 3 | BranchMin_2BranchMax_3 | 2,2.5,3 | 2.5 | 3 | HeaderMin_2.5HeaderMax_3 | 2.5,3
586 | 16 | 20951-2P-20HP VLSC | RC2511-8.31 | 168.2305 | 168.2305 | 168.2305 | 1 | 1 | 2 | D | VLS_Inline | 2 | 2 | 2 | 3 | BranchMin_2BranchMax_3 | 2,2.5,3 | 2.5 | 3 | HeaderMin_2.5HeaderMax_3 | 2.5,3
587 | 17 | 20951-2P-25HP VLSC | RC2511-8.84 | 184.528 | 184.528 | 184.528 | 1 | 1 | 2 | D | VLS_Inline | 2 | 2 | 2 | 3 | BranchMin_2BranchMax_3 | 2,2.5,3 | 2.5 | 3 | HeaderMin_2.5HeaderMax_3 | 2.5,3
588 | 18 | 20951-2P-30HP VLSC | RC2511-9.44 | 191.32 | 191.32 | 191.32 | 1 | 1 | 2 | D | VLS_Inline | 2 | 2 | 2 | 3 | BranchMin_2BranchMax_3 | 2,2.5,3 | 2.5 | 3 | HeaderMin_2.5HeaderMax_3 | 2.5,3
589 | 19 | 20951-4P-3HP VLSC | RC2511-8.70 | 90.3291 | 90.3291 | 90.3291 | 1 | 1 | 2 | D | VLS_Inline | 2 | 2 | 2 | 2.5 | BranchMin_2BranchMax_2.5 | 2,2.5 | 2.5 | 2.5 | HeaderMin_2.5HeaderMax_2.5 | 2.5
590 | 20 | 20951-4P-5HP VLSC | RC2511-9.6 | 95.22 | 95.22 | 95.22 | 1 | 1 | 2 | D | VLS_Inline | 2 | 2 | 2 | 2.5 | BranchMin_2BranchMax_2.5 | 2,2.5 | 2.5 | 2.5 | HeaderMin_2.5HeaderMax_2.5 | 2.5
591 | 21 | 2095A-2P-15HP VLSC | VLSC_2095A_2P_15HP | 176.1225 | 176.1225 | 176.1225 | 1 | 1 | 2 | D | VLS_Inline | 2 | 2 | 2 | 3 | BranchMin_2BranchMax_3 | 2,2.5,3 | 2.5 | 3 | HeaderMin_2.5HeaderMax_3 | 2.5,3
592 | 22 | 2095A-2P-20HP VLSC | VLSC_2095A_2P_20HP | 200.368 | 200.368 | 200.368 | 1 | 1 | 2 | D | VLS_Inline | 2 | 2 | 2 | 3 | BranchMin_2BranchMax_3 | 2,2.5,3 | 2.5 | 3 | HeaderMin_2.5HeaderMax_3 | 2.5,3
593 | 23 | 2095A-2P-25HP VLSC | VLSC_2095A_2P_25HP | 232.5586 | 232.5586 | 232.5586 | 1 | 1 | 2 | D | VLS_Inline | 2 | 2 | 2 | 4 | BranchMin_2BranchMax_4 | 2,2.5,3,4 | 2.5 | 4 | HeaderMin_2.5HeaderMax_4 | 2.5,3,4
594 | 24 | 2095A-2P-30HP VLSC | VLSC_2095A_2P_30HP | 232.5586 | 232.5586 | 232.5586 | 1 | 1 | 2 | D | VLS_Inline | 2 | 2 | 2 | 4 | BranchMin_2BranchMax_4 | 2,2.5,3,4 | 2.5 | 4 | HeaderMin_2.5HeaderMax_4 | 2.5,3,4
595 | 25 | 2095A-4P-3HP VLSC | VLSC_2095A_4P_3HP | 111.4482 | 111.4482 | 111.4482 | 1 | 1 | 2 | D | VLS_Inline | 2 | 2 | 2 | 2.5 | BranchMin_2BranchMax_2.5 | 2,2.5 | 2.5 | 2.5 | HeaderMin_2.5HeaderMax_2.5 | 2.5
596 | 26 | 2095A-4P-5HP VLSC | VLSC_2095A_4P_5HP | 118.6369 | 118.6369 | 118.6369 | 1 | 1 | 2 | D | VLS_Inline | 2 | 2 | 2 | 2.5 | BranchMin_2BranchMax_2.5 | 2,2.5 | 2.5 | 2.5 | HeaderMin_2.5HeaderMax_2.5 | 2.5
597 | 27 | 20955-2P-15HP VLSC | VLSC_20955_2P_15HP | 205.3636 | 205.3636 | 205.3636 | 1 | 1 | 2 | D | VLS_Inline | 2 | 2 | 2 | 3 | BranchMin_2BranchMax_3 | 2,2.5,3 | 2.5 | 3 | HeaderMin_2.5HeaderMax_3 | 2.5,3
598 | 28 | 20955-2P-20HP VLSC | VLSC_20955_2P_20HP | 235.6474 | 235.6474 | 235.6474 | 1 | 1 | 2 | D | VLS_Inline | 2 | 2 | 2 | 4 | BranchMin_2BranchMax_4 | 2,2.5,3,4 | 2.5 | 4 | HeaderMin_2.5HeaderMax_4 | 2.5,3,4
599 | 29 | 20955-2P-25HP VLSC | VLSC_20955_2P_25HP | 257.4 | 257.4 | 257.4 | 1 | 1 | 2 | D | VLS_Inline | 2 | 2 | 2 | 4 | BranchMin_2BranchMax_4 | 2,2.5,3,4 | 2.5 | 4 | HeaderMin_2.5HeaderMax_4 | 2.5,3,4
600 | 30 | 20955-2P-30HP VLSC | VLSC_20955_2P_30HP | 277.4627 | 277.4627 | 277.4627 | 1 | 1 | 2 | D | VLS_Inline | 2 | 2 | 2 | 4 | BranchMin_2BranchMax_4 | 2,2.5,3,4 | 2.5 | 4 | HeaderMin_2.5HeaderMax_4 | 2.5,3,4
601 | 31 | 20955-2P-40HP VLSC | VLSC_20955_2P_40HP | 300 | 300 | 300 | 1 | 1 | 2 | D | VLS_Inline | 2 | 2 | 2 | 4 | BranchMin_2BranchMax_4 | 2,2.5,3,4 | 2.5 | 4 | HeaderMin_2.5HeaderMax_4 | 2.5,3,4
602 | 32 | 20955-2P-50HP VLSC | VLSC_20955_2P_50HP | 300 | 300 | 300 | 1 | 1 | 2 | D | VLS_Inline | 2 | 2 | 2 | 4 | BranchMin_2BranchMax_4 | 2,2.5,3,4 | 2.5 | 4 | HeaderMin_2.5HeaderMax_4 | 2.5,3,4
603 | 33 | 20955-4P-3HP VLSC | VLSC_20955_4P_3HP | 136.1059 | 136.1059 | 136.1059 | 1 | 1 | 2 | D | VLS_Inline | 2 | 2 | 2 | 3 | BranchMin_2BranchMax_3 | 2,2.5,3 | 2.5 | 3 | HeaderMin_2.5HeaderMax_3 | 2.5,3
604 | 34 | 20955-4P-5HP VLSC | VLSC_20955_4P_5HP | 162.637 | 162.637 | 162.637 | 1 | 1 | 2 | D | VLS_Inline | 2 | 2 | 2 | 3 | BranchMin_2BranchMax_3 | 2,2.5,3 | 2.5 | 3 | HeaderMin_2.5HeaderMax_3 | 2.5,3
605 | 35 | 20955-4P-7.5HP VLSC | VLSC_20955_4P_7.5HP | 165.3271 | 165.3271 | 165.3271 | 1 | 1 | 2 | D | VLS_Inline | 2 | 2 | 2 | 3 | BranchMin_2BranchMax_3 | 2,2.5,3 | 2.5 | 3 | HeaderMin_2.5HeaderMax_3 | 2.5,3
606 | 36 | 20959-2P-20HP VLSC | VLSC_20959_2P_20HP | 271.9533 | 271.9533 | 271.9533 | 1 | 1 | 2 | D | VLS_Inline | 2 | 2 | 2 | 4 | BranchMin_2BranchMax_4 | 2,2.5,3,4 | 2.5 | 4 | HeaderMin_2.5HeaderMax_4 | 2.5,3,4
607 | 37 | 20959-2P-25HP VLSC | VLSC_20959_2P_25HP | 309.3395 | 309.3395 | 309.3395 | 1 | 1 | 2 | D | VLS_Inline | 2 | 2 | 2 | 4 | BranchMin_2BranchMax_4 | 2,2.5,3,4 | 2.5 | 4 | HeaderMin_2.5HeaderMax_4 | 2.5,3,4
608 | 38 | 20959-2P-30HP VLSC | VLSC_20959_2P_30HP | 341.2848 | 341.2848 | 341.2848 | 1 | 1 | 2 | D | VLS_Inline | 2 | 2 | 2 | 4 | BranchMin_2BranchMax_4 | 2,2.5,3,4 | 2.5 | 4 | HeaderMin_2.5HeaderMax_4 | 2.5,3,4
609 | 39 | 20959-2P-40HP VLSC | VLSC_20959_2P_40HP | 380.858 | 380.858 | 380.858 | 1 | 1 | 2 | D | VLS_Inline | 2 | 2 | 2 | 4 | BranchMin_2BranchMax_4 | 2,2.5,3,4 | 2.5 | 4 | HeaderMin_2.5HeaderMax_4 | 2.5,3,4
610 | 40 | 20959-2P-50HP VLSC | VLSC_20959_2P_50HP | 405.1149 | 405.1149 | 405.1149 | 1 | 1 | 2 | D | VLS_Inline | 2 | 2 | 2 | 5 | BranchMin_2BranchMax_5 | 2,2.5,3,4,5 | 2.5 | 5 | HeaderMin_2.5HeaderMax_5 | 2.5,3,4,5
611 | 41 | 20959-2P-60HP VLSC | VLSC_20959_2P_60HP | 406.8778 | 406.8778 | 406.8778 | 1 | 1 | 2 | D | VLS_Inline | 2 | 2 | 2 | 5 | BranchMin_2BranchMax_5 | 2,2.5,3,4,5 | 2.5 | 5 | HeaderMin_2.5HeaderMax_5 | 2.5,3,4,5
612 | 42 | 20959-4P-3HP VLSC | VLSC_20959_4P_3HP | 154.2292 | 154.2292 | 154.2292 | 1 | 1 | 2 | D | VLS_Inline | 2 | 2 | 2 | 3 | BranchMin_2BranchMax_3 | 2,2.5,3 | 2.5 | 3 | HeaderMin_2.5HeaderMax_3 | 2.5,3
613 | 43 | 20959-4P-5HP VLSC | VLSC_20959_4P_5HP | 205.8649 | 205.8649 | 205.8649 | 1 | 1 | 2 | D | VLS_Inline | 2 | 2 | 2 | 3 | BranchMin_2BranchMax_3 | 2,2.5,3 | 2.5 | 3 | HeaderMin_2.5HeaderMax_3 | 2.5,3
614 | 44 | 20959-4P-7.5HP VLSC | VLSC_20959_4P_7.5HP | 227.7916 | 227.7916 | 227.7916 | 1 | 1 | 2 | D | VLS_Inline | 2 | 2 | 2 | 4 | BranchMin_2BranchMax_4 | 2,2.5,3,4 | 2.5 | 4 | HeaderMin_2.5HeaderMax_4 | 2.5,3,4
615 | 45 | 25709-2P-10HP VLSC | VLSC_25709_2P_10HP | 294.5625 | 294.5625 | 294.5625 | 1 | 1 | 2 | D | VLS_Inline | 2.5 | 2.5 | 2.5 | 4 | BranchMin_2.5BranchMax_4 | 2.5,3,4 | 3 | 4 | HeaderMin_3HeaderMax_4 | 3,4
616 | 46 | 25709-2P-15HP VLSC | VLSC_25709_2P_15HP | 355.8818 | 355.8818 | 355.8818 | 1 | 1 | 2 | D | VLS_Inline | 2.5 | 2.5 | 2.5 | 4 | BranchMin_2.5BranchMax_4 | 2.5,3,4 | 3 | 4 | HeaderMin_3HeaderMax_4 | 3,4
617 | 47 | 25709-2P-20HP VLSC | VLSC_25709_2P_20HP | 415.2757 | 415.2757 | 415.2757 | 1 | 1 | 2 | D | VLS_Inline | 2.5 | 2.5 | 2.5 | 5 | BranchMin_2.5BranchMax_5 | 2.5,3,4,5 | 3 | 5 | HeaderMin_3HeaderMax_5 | 3,4,5
618 | 48 | 25709-2P-25HP VLSC | VLSC_25709_2P_25HP | 449.14 | 449.14 | 449.14 | 1 | 1 | 2 | D | VLS_Inline | 2.5 | 2.5 | 2.5 | 5 | BranchMin_2.5BranchMax_5 | 2.5,3,4,5 | 3 | 5 | HeaderMin_3HeaderMax_5 | 3,4,5
619 | 49 | 25709-4P-3HP VLSC | VLSC_25709_4P_3HP | 222.9265 | 222.9265 | 222.9265 | 1 | 1 | 2 | D | VLS_Inline | 2.5 | 2.5 | 2.5 | 4 | BranchMin_2.5BranchMax_4 | 2.5,3,4 | 3 | 4 | HeaderMin_3HeaderMax_4 | 3,4
620 | 50 | 25953-2P-20HP VLSC | VLSC_25953_2P_20HP | 339.6329 | 339.6329 | 339.6329 | 1 | 1 | 2 | D | VLS_Inline | 2.5 | 2.5 | 2.5 | 4 | BranchMin_2.5BranchMax_4 | 2.5,3,4 | 3 | 4 | HeaderMin_3HeaderMax_4 | 3,4
621 | 51 | 25953-2P-25HP VLSC | VLSC_25953_2P_25HP | 384.0902 | 384.0902 | 384.0902 | 1 | 1 | 2 | D | VLS_Inline | 2.5 | 2.5 | 2.5 | 4 | BranchMin_2.5BranchMax_4 | 2.5,3,4 | 3 | 4 | HeaderMin_3HeaderMax_4 | 3,4
622 | 52 | 25953-2P-30HP VLSC | VLSC_25953_2P_30HP | 424.5536 | 424.5536 | 424.5536 | 1 | 1 | 2 | D | VLS_Inline | 2.5 | 2.5 | 2.5 | 5 | BranchMin_2.5BranchMax_5 | 2.5,3,4,5 | 3 | 5 | HeaderMin_3HeaderMax_5 | 3,4,5
623 | 53 | 25953-2P-40HP VLSC | VLSC_25953_2P_40HP | 491.3603 | 491.3603 | 491.3603 | 1 | 1 | 2 | D | VLS_Inline | 2.5 | 2.5 | 2.5 | 5 | BranchMin_2.5BranchMax_5 | 2.5,3,4,5 | 3 | 5 | HeaderMin_3HeaderMax_5 | 3,4,5
624 | 54 | 25953-2P-50HP VLSC | VLSC_25953_2P_50HP | 551.7418 | 551.7418 | 551.7418 | 1 | 1 | 2 | D | VLS_Inline | 2.5 | 2.5 | 2.5 | 5 | BranchMin_2.5BranchMax_5 | 2.5,3,4,5 | 3 | 5 | HeaderMin_3HeaderMax_5 | 3,4,5
625 | 55 | 25953-2P-60HP VLSC | VLSC_25953_2P_60HP | 573.0512 | 573.0512 | 573.0512 | 1 | 1 | 2 | D | VLS_Inline | 2.5 | 2.5 | 2.5 | 5 | BranchMin_2.5BranchMax_5 | 2.5,3,4,5 | 3 | 5 | HeaderMin_3HeaderMax_5 | 3,4,5
626 | 56 | 25953-4P-3HP VLSC | VLSC_25953_4P_3HP | 179.981 | 179.981 | 179.981 | 1 | 1 | 2 | D | VLS_Inline | 2.5 | 2.5 | 2.5 | 3 | BranchMin_2.5BranchMax_3 | 2.5,3 | 3 | 3 | HeaderMin_3HeaderMax_3 | 3
627 | 57 | 25953-4P-5HP VLSC | VLSC_25953_4P_5HP | 237.9031 | 237.9031 | 237.9031 | 1 | 1 | 2 | D | VLS_Inline | 2.5 | 2.5 | 2.5 | 4 | BranchMin_2.5BranchMax_4 | 2.5,3,4 | 3 | 4 | HeaderMin_3HeaderMax_4 | 3,4
628 | 58 | 25953-4P-7.5HP VLSC | VLSC_25953_4P_7.5HP | 284.3868 | 284.3868 | 284.3868 | 1 | 1 | 2 | D | VLS_Inline | 2.5 | 2.5 | 2.5 | 4 | BranchMin_2.5BranchMax_4 | 2.5,3,4 | 3 | 4 | HeaderMin_3HeaderMax_4 | 3,4
629 | 59 | 25121-4P-7.5HP VLSC | VLSC_25121_4P_7.5HP | 260.585 | 260.585 | 260.585 | 1 | 1 | 2 | D | VLS_Inline | 2.5 | 2.5 | 2.5 | 4 | BranchMin_2.5BranchMax_4 | 2.5,3,4 | 3 | 4 | HeaderMin_3HeaderMax_4 | 3,4
630 | 60 | 25121-4P-10HP VLSC | VLSC_25121_4P_10HP | 273.2839 | 273.2839 | 273.2839 | 1 | 1 | 2 | D | VLS_Inline | 2.5 | 2.5 | 2.5 | 4 | BranchMin_2.5BranchMax_4 | 2.5,3,4 | 3 | 4 | HeaderMin_3HeaderMax_4 | 3,4
631 | 61 | 25121-4P-15HP VLSC | VLSC_25121_4P_15HP | 330.9972 | 330.9972 | 330.9972 | 1 | 1 | 2 | D | VLS_Inline | 2.5 | 2.5 | 2.5 | 4 | BranchMin_2.5BranchMax_4 | 2.5,3,4 | 3 | 4 | HeaderMin_3HeaderMax_4 | 3,4
632 | 62 | 30707-2P-15HP VLSC | VLSC_30707_2P_15HP | 524.7552 | 524.7552 | 524.7552 | 1 | 1 | 2 | D | VLS_Inline | 3 | 3 | 3 | 5 | BranchMin_3BranchMax_5 | 3,4,5 | 4 | 5 | HeaderMin_4HeaderMax_5 | 4,5
633 | 63 | 30707-2P-20HP VLSC | VLSC_30707_2P_20HP | 534.9404 | 534.9404 | 534.9404 | 1 | 1 | 2 | D | VLS_Inline | 3 | 3 | 3 | 5 | BranchMin_3BranchMax_5 | 3,4,5 | 4 | 5 | HeaderMin_4HeaderMax_5 | 4,5
634 | 64 | 30707-2P-25HP VLSC | VLSC_30707_2P_25HP | 573.9449 | 573.9449 | 573.9449 | 1 | 1 | 2 | D | VLS_Inline | 3 | 3 | 3 | 5 | BranchMin_3BranchMax_5 | 3,4,5 | 4 | 5 | HeaderMin_4HeaderMax_5 | 4,5
635 | 65 | 30707-2P-30HP VLSC | VLSC_30707_2P_30HP | 599.7227 | 599.7227 | 599.7227 | 1 | 1 | 2 | D | VLS_Inline | 3 | 3 | 3 | 5 | BranchMin_3BranchMax_5 | 3,4,5 | 4 | 5 | HeaderMin_4HeaderMax_5 | 4,5
636 | 66 | 30957-2P-30HP VLSC | VLSC_30957_2P_30HP | 512.3923 | 512.3923 | 512.3923 | 1 | 1 | 2 | D | VLS_Inline | 3 | 3 | 3 | 5 | BranchMin_3BranchMax_5 | 3,4,5 | 4 | 5 | HeaderMin_4HeaderMax_5 | 4,5
637 | 67 | 30957-2P-40HP VLSC | VLSC_30957_2P_40HP | 573.8168 | 573.8168 | 573.8168 | 1 | 1 | 2 | D | VLS_Inline | 3 | 3 | 3 | 5 | BranchMin_3BranchMax_5 | 3,4,5 | 4 | 5 | HeaderMin_4HeaderMax_5 | 4,5
638 | 68 | 30957-2P-50HP VLSC | VLSC_30957_2P_50HP | 630.1667 | 630.1667 | 630.1667 | 1 | 1 | 2 | D | VLS_Inline | 3 | 3 | 3 | 5 | BranchMin_3BranchMax_5 | 3,4,5 | 4 | 5 | HeaderMin_4HeaderMax_5 | 4,5
639 | 69 | 30957-2P-60HP VLSC | VLSC_30957_2P_60HP | 681.695 | 681.695 | 681.695 | 1 | 1 | 2 | D | VLS_Inline | 3 | 3 | 3 | 6 | BranchMin_3BranchMax_6 | 3,4,5,6 | 4 | 6 | HeaderMin_4HeaderMax_6 | 4,5,6
640 | 70 | 30707-4P-3HP VLSC | VLSC_30707_4P_3HP | 242.0702 | 242.0702 | 242.0702 | 1 | 1 | 2 | D | VLS_Inline | 3 | 3 | 3 | 4 | BranchMin_3BranchMax_4 | 3,4 | 4 | 4 | HeaderMin_4HeaderMax_4 | 4
641 | 71 | 30707-4P-5HP VLSC | VLSC_30707_4P_5HP | 291.6367 | 291.6367 | 291.6367 | 1 | 1 | 2 | D | VLS_Inline | 3 | 3 | 3 | 4 | BranchMin_3BranchMax_4 | 3,4 | 4 | 4 | HeaderMin_4HeaderMax_4 | 4
642 | 72 | 30957-4P-5HP VLSC | VLSC_30957_4P_5HP | 290.4936 | 290.4936 | 290.4936 | 1 | 1 | 2 | D | VLS_Inline | 3 | 3 | 3 | 4 | BranchMin_3BranchMax_4 | 3,4 | 4 | 4 | HeaderMin_4HeaderMax_4 | 4
643 | 73 | 30957-4P-7.5HP VLSC | VLSC_30957_4P_7.5HP | 350.6693 | 350.6693 | 350.6693 | 1 | 1 | 2 | D | VLS_Inline | 3 | 3 | 3 | 4 | BranchMin_3BranchMax_4 | 3,4 | 4 | 4 | HeaderMin_4HeaderMax_4 | 4
644 | 74 | 30957-4P-10HP VLSC | VLSC_30957_4P_10HP | 375.4803 | 375.4803 | 375.4803 | 1 | 1 | 2 | D | VLS_Inline | 3 | 3 | 3 | 4 | BranchMin_3BranchMax_4 | 3,4 | 4 | 4 | HeaderMin_4HeaderMax_4 | 4
645 | 75 | 30123-4P-7.5HP VLSC | RC2539-9.07 | 402.5638 | 402.5638 | 402.5638 | 1 | 1 | 2 | D | VLS_Inline | 3 | 3 | 3 | 5 | BranchMin_3BranchMax_5 | 3,4,5 | 4 | 5 | HeaderMin_4HeaderMax_5 | 4,5
646 | 76 | 30123-4P-10HP VLSC | RC2539-9.91 | 427.3855 | 427.3855 | 427.3855 | 1 | 1 | 2 | D | VLS_Inline | 3 | 3 | 3 | 5 | BranchMin_3BranchMax_5 | 3,4,5 | 4 | 5 | HeaderMin_4HeaderMax_5 | 4,5
647 | 77 | 30123-4P-15HP VLSC | RC2539-11.12 | 430.0891 | 430.0891 | 430.0891 | 1 | 1 | 2 | D | VLS_Inline | 3 | 3 | 3 | 5 | BranchMin_3BranchMax_5 | 3,4,5 | 4 | 5 | HeaderMin_4HeaderMax_5 | 4,5
648 | 78 | 30123-4P-20HP VLSC | RC2539-12.1 | 453.84 | 453.84 | 453.84 | 1 | 1 | 2 | D | VLS_Inline | 3 | 3 | 3 | 5 | BranchMin_3BranchMax_5 | 3,4,5 | 4 | 5 | HeaderMin_4HeaderMax_5 | 4,5
649 | 79 | 30125-4P-7.5HP VLSC | VLSC_30125_4P_7.5HP | 360.7205 | 360.7205 | 360.7205 | 1 | 1 | 2 | D | VLS_Inline | 3 | 3 | 3 | 4 | BranchMin_3BranchMax_4 | 3,4 | 4 | 4 | HeaderMin_4HeaderMax_4 | 4
650 | 80 | 30125-4P-10HP VLSC | VLSC_30125_4P_10HP | 391.3696 | 391.3696 | 391.3696 | 1 | 1 | 2 | D | VLS_Inline | 3 | 3 | 3 | 4 | BranchMin_3BranchMax_4 | 3,4 | 4 | 4 | HeaderMin_4HeaderMax_4 | 4
651 | 81 | 30125-4P-15HP VLSC | VLSC_30125_4P_15HP | 444.5377 | 444.5377 | 444.5377 | 1 | 1 | 2 | D | VLS_Inline | 3 | 3 | 3 | 5 | BranchMin_3BranchMax_5 | 3,4,5 | 4 | 5 | HeaderMin_4HeaderMax_5 | 4,5
652 | 82 | 30125-4P-20HP VLSC | VLSC_30125_4P_20HP | 455.5928 | 455.5928 | 455.5928 | 1 | 1 | 2 | D | VLS_Inline | 3 | 3 | 3 | 5 | BranchMin_3BranchMax_5 | 3,4,5 | 4 | 5 | HeaderMin_4HeaderMax_5 | 4,5
653 | 83 | 40707-2P-15HP VLSC | VLSC_40707_2P_15HP | 548.8465 | 548.8465 | 548.8465 | 1 | 1 | 2 | D | VLS_Inline | 4 | 4 | 4 | 5 | BranchMin_4BranchMax_5 | 4,5 | 5 | 5 | HeaderMin_5HeaderMax_5 | 5
654 | 84 | 40707-2P-20HP VLSC | VLSC_40707_2P_20HP | 628.8755 | 628.8755 | 628.8755 | 1 | 1 | 2 | D | VLS_Inline | 4 | 4 | 4 | 5 | BranchMin_4BranchMax_5 | 4,5 | 5 | 5 | HeaderMin_5HeaderMax_5 | 5
655 | 85 | 40707-2P-25HP VLSC | VLSC_40707_2P_25HP | 683.4996 | 683.4996 | 683.4996 | 1 | 1 | 2 | D | VLS_Inline | 4 | 4 | 4 | 6 | BranchMin_4BranchMax_6 | 4,5,6 | 5 | 6 | HeaderMin_5HeaderMax_6 | 5,6
656 | 86 | 40707-2P-30HP VLSC | VLSC_40707_2P_30HP | 734.2064 | 734.2064 | 734.2064 | 1 | 1 | 2 | D | VLS_Inline | 4 | 4 | 4 | 6 | BranchMin_4BranchMax_6 | 4,5,6 | 5 | 6 | HeaderMin_5HeaderMax_6 | 5,6
657 | 87 | 40707-2P-40HP VLSC | VLSC_40707_2P_40HP | 789.7994 | 789.7994 | 789.7994 | 1 | 1 | 2 | D | VLS_Inline | 4 | 4 | 4 | 6 | BranchMin_4BranchMax_6 | 4,5,6 | 5 | 6 | HeaderMin_5HeaderMax_6 | 5,6
658 | 88 | 40707-4P-3HP VLSC | VLSC_40707_4P_3HP | 360.84 | 360.84 | 360.84 | 1 | 1 | 2 | D | VLS_Inline | 4 | 4 | 4 | 4 | BranchMin_4BranchMax_4 | 4 | 5 | 5 | HeaderMin_5HeaderMax_5 | 5
659 | 89 | 40707-4P-5HP VLSC | VLSC_40707_4P_5HP | 427.4383 | 427.4383 | 427.4383 | 1 | 1 | 2 | D | VLS_Inline | 4 | 4 | 4 | 5 | BranchMin_4BranchMax_5 | 4,5 | 5 | 5 | HeaderMin_5HeaderMax_5 | 5
660 | 90 | 40957-2P-40HP VLSC | RC9914-1-6.92-2P | 913.8143 | 913.8143 | 913.8143 | 1 | 1 | 2 | D | VLS_Inline | 4 | 4 | 4 | 6 | BranchMin_4BranchMax_6 | 4,5,6 | 5 | 6 | HeaderMin_5HeaderMax_6 | 5,6
661 | 91 | 40957-2P-50HP VLSC | RC9914-1-7.60-2P | 969.4037 | 969.4037 | 969.4037 | 1 | 1 | 2 | D | VLS_Inline | 4 | 4 | 4 | 8 | BranchMin_4BranchMax_8 | 4,5,6,8 | 5 | 8 | HeaderMin_5HeaderMax_8 | 5,6,8
662 | 92 | 40957-2P-60HP VLSC | RC9914-1-8.04-2P | 1015.343 | 1015.343 | 1015.343 | 1 | 1 | 2 | D | VLS_Inline | 4 | 4 | 4 | 8 | BranchMin_4BranchMax_8 | 4,5,6,8 | 5 | 8 | HeaderMin_5HeaderMax_8 | 5,6,8
663 | 93 | 40957-2P-75HP VLSC | RC9914-1-8.58-2P | 1051.8577 | 1051.8577 | 1051.8577 | 1 | 1 | 2 | D | VLS_Inline | 4 | 4 | 4 | 8 | BranchMin_4BranchMax_8 | 4,5,6,8 | 5 | 8 | HeaderMin_5HeaderMax_8 | 5,6,8
664 | 94 | 40957-2P-100HP VLSC | RC9914-1-9.43-2P | 1127.0937 | 1127.0937 | 1127.0937 | 1 | 1 | 2 | D | VLS_Inline | 4 | 4 | 4 | 8 | BranchMin_4BranchMax_8 | 4,5,6,8 | 5 | 8 | HeaderMin_5HeaderMax_8 | 5,6,8
665 | 95 | 40957-4P-5HP VLSC | RC9914-1-6.91 | 456.5775 | 456.5775 | 456.5775 | 1 | 1 | 2 | D | VLS_Inline | 4 | 4 | 4 | 5 | BranchMin_4BranchMax_5 | 4,5 | 5 | 5 | HeaderMin_5HeaderMax_5 | 5
666 | 96 | 40957-4P-7.5HP VLSC | RC9914-1-8.04 | 508.0798 | 508.0798 | 508.0798 | 1 | 1 | 2 | D | VLS_Inline | 4 | 4 | 4 | 5 | BranchMin_4BranchMax_5 | 4,5 | 5 | 5 | HeaderMin_5HeaderMax_5 | 5
667 | 97 | 40957-4P-10HP VLSC | RC9914-1-8.77 | 534.9443 | 534.9443 | 534.9443 | 1 | 1 | 2 | D | VLS_Inline | 4 | 4 | 4 | 5 | BranchMin_4BranchMax_5 | 4,5 | 5 | 5 | HeaderMin_5HeaderMax_5 | 5
668 | 98 | 40957-4P-15HP VLSC | RC9914-1-9.6 | 568.82 | 568.82 | 568.82 | 1 | 1 | 2 | D | VLS_Inline | 4 | 4 | 4 | 5 | BranchMin_4BranchMax_5 | 4,5 | 5 | 5 | HeaderMin_5HeaderMax_5 | 5
669 | 99 | 40959-2P-40HP VLSC | VLSC_40959_2P_40HP | 885.0742 | 885.0742 | 885.0742 | 1 | 1 | 2 | D | VLS_Inline | 4 | 4 | 4 | 6 | BranchMin_4BranchMax_6 | 4,5,6 | 5 | 6 | HeaderMin_5HeaderMax_6 | 5,6
670 | 100 | 40959-2P-50HP VLSC | VLSC_40959_2P_50HP | 912.6252 | 912.6252 | 912.6252 | 1 | 1 | 2 | D | VLS_Inline | 4 | 4 | 4 | 6 | BranchMin_4BranchMax_6 | 4,5,6 | 5 | 6 | HeaderMin_5HeaderMax_6 | 5,6
671 | 101 | 40959-2P-60HP VLSC | VLSC_40959_2P_60HP | 955.0129 | 955.0129 | 955.0129 | 1 | 1 | 2 | D | VLS_Inline | 4 | 4 | 4 | 8 | BranchMin_4BranchMax_8 | 4,5,6,8 | 5 | 8 | HeaderMin_5HeaderMax_8 | 5,6,8
672 | 102 | 40959-2P-75HP VLSC | VLSC_40959_2P_75HP | 1024.8269 | 1024.8269 | 1024.8269 | 1 | 1 | 2 | D | VLS_Inline | 4 | 4 | 4 | 8 | BranchMin_4BranchMax_8 | 4,5,6,8 | 5 | 8 | HeaderMin_5HeaderMax_8 | 5,6,8
673 | 103 | 40959-2P-100HP VLSC | VLSC_40959_2P_100HP | 1116.5838 | 1116.5838 | 1116.5838 | 1 | 1 | 2 | D | VLS_Inline | 4 | 4 | 4 | 8 | BranchMin_4BranchMax_8 | 4,5,6,8 | 5 | 8 | HeaderMin_5HeaderMax_8 | 5,6,8
674 | 104 | 40959-4P-5HP VLSC | VLSC_40959_4P_5HP | 466.2681 | 466.2681 | 466.2681 | 1 | 1 | 2 | D | VLS_Inline | 4 | 4 | 4 | 5 | BranchMin_4BranchMax_5 | 4,5 | 5 | 5 | HeaderMin_5HeaderMax_5 | 5
675 | 105 | 40959-4P-7.5HP VLSC | VLSC_40959_4P_7.5HP | 509.7501 | 509.7501 | 509.7501 | 1 | 1 | 2 | D | VLS_Inline | 4 | 4 | 4 | 5 | BranchMin_4BranchMax_5 | 4,5 | 5 | 5 | HeaderMin_5HeaderMax_5 | 5
676 | 106 | 40959-4P-10HP VLSC | VLSC_40959_4P_10HP | 543.4703 | 543.4703 | 543.4703 | 1 | 1 | 2 | D | VLS_Inline | 4 | 4 | 4 | 5 | BranchMin_4BranchMax_5 | 4,5 | 5 | 5 | HeaderMin_5HeaderMax_5 | 5
677 | 107 | 40959-4P-15HP VLSC | VLSC_40959_4P_15HP | 607.7455 | 607.7455 | 607.7455 | 1 | 1 | 2 | D | VLS_Inline | 4 | 4 | 4 | 5 | BranchMin_4BranchMax_5 | 4,5 | 5 | 5 | HeaderMin_5HeaderMax_5 | 5
678 | 108 | 40127-4P-15HP VLSC | RC9904-3-9.87 | 667.9 | 667.9 | 667.9 | 1 | 1 | 2 | D | VLS_Inline | 4 | 4 | 4 | 6 | BranchMin_4BranchMax_6 | 4,5,6 | 5 | 6 | HeaderMin_5HeaderMax_6 | 5,6
679 | 109 | 40127-4P-20HP VLSC | RC9904-3-10.75 | 732.8 | 732.8 | 732.8 | 1 | 1 | 2 | D | VLS_Inline | 4 | 4 | 4 | 6 | BranchMin_4BranchMax_6 | 4,5,6 | 5 | 6 | HeaderMin_5HeaderMax_6 | 5,6
680 | 110 | 40127-4P-25HP VLSC | RC9904-3-11.39 | 774.6 | 774.6 | 774.6 | 1 | 1 | 2 | D | VLS_Inline | 4 | 4 | 4 | 6 | BranchMin_4BranchMax_6 | 4,5,6 | 5 | 6 | HeaderMin_5HeaderMax_6 | 5,6
681 | 111 | 40127-4P-30HP VLSC | RC9904-3-12.10-4P | 813.5 | 813.5 | 813.5 | 1 | 1 | 2 | D | VLS_Inline | 4 | 4 | 4 | 6 | BranchMin_4BranchMax_6 | 4,5,6 | 5 | 6 | HeaderMin_5HeaderMax_6 | 5,6
682 | 112 | 40129-4P-15HP VLSC | VLSC_40129_4P_15HP | 616.3385 | 616.3385 | 616.3385 | 1 | 1 | 2 | D | VLS_Inline | 4 | 4 | 4 | 5 | BranchMin_4BranchMax_5 | 4,5 | 5 | 5 | HeaderMin_5HeaderMax_5 | 5
683 | 113 | 40129-4P-20HP VLSC | VLSC_40129_4P_20HP | 707.5905 | 707.5905 | 707.5905 | 1 | 1 | 2 | D | VLS_Inline | 4 | 4 | 4 | 6 | BranchMin_4BranchMax_6 | 4,5,6 | 5 | 6 | HeaderMin_5HeaderMax_6 | 5,6
684 | 114 | 40129-4P-25HP VLSC | VLSC_40129_4P_25HP | 786.8099 | 786.8099 | 786.8099 | 1 | 1 | 2 | D | VLS_Inline | 4 | 4 | 4 | 6 | BranchMin_4BranchMax_6 | 4,5,6 | 5 | 6 | HeaderMin_5HeaderMax_6 | 5,6
685 | 115 | 40129-4P-30HP VLSC | VLSC_40129_4P_30HP | 825.5 | 825.5 | 825.5 | 1 | 1 | 2 | D | VLS_Inline | 4 | 4 | 4 | 6 | BranchMin_4BranchMax_6 | 4,5,6 | 5 | 6 | HeaderMin_5HeaderMax_6 | 5,6
686 | 116 | 40157-4P-30HP VLSC | RC9947-1-12.0-4P | 756.8 | 756.8 | 756.8 | 1 | 1 | 2 | D | VLS_Inline | 4 | 4 | 4 | 6 | BranchMin_4BranchMax_6 | 4,5,6 | 5 | 6 | HeaderMin_5HeaderMax_6 | 5,6
687 | 117 | 40157-4P-40HP VLSC | RC9947-1-13.41-4P | 830.5 | 830.5 | 830.5 | 1 | 1 | 2 | D | VLS_Inline | 4 | 4 | 4 | 6 | BranchMin_4BranchMax_6 | 4,5,6 | 5 | 6 | HeaderMin_5HeaderMax_6 | 5,6
688 | 118 | 40157-4P-50HP VLSC | RC9947-1-14.10-4P | 873.3 | 873.3 | 873.3 | 1 | 1 | 2 | D | VLS_Inline | 4 | 4 | 4 | 6 | BranchMin_4BranchMax_6 | 4,5,6 | 5 | 6 | HeaderMin_5HeaderMax_6 | 5,6
689 | 119 | 40159-4P-30HP VLSC | VLSC_40159_4P_30HP | 639.1572 | 639.1572 | 639.1572 | 1 | 1 | 2 | D | VLS_Inline | 4 | 4 | 4 | 5 | BranchMin_4BranchMax_5 | 4,5 | 5 | 5 | HeaderMin_5HeaderMax_5 | 5
690 | 120 | 40159-4P-40HP VLSC | VLSC_40159_4P_40HP | 794.9133 | 794.9133 | 794.9133 | 1 | 1 | 2 | D | VLS_Inline | 4 | 4 | 4 | 6 | BranchMin_4BranchMax_6 | 4,5,6 | 5 | 6 | HeaderMin_5HeaderMax_6 | 5,6
691 | 121 | 40159-4P-50HP VLSC | VLSC_40159_4P_50HP | 882.342 | 882.342 | 882.342 | 1 | 1 | 2 | D | VLS_Inline | 4 | 4 | 4 | 6 | BranchMin_4BranchMax_6 | 4,5,6 | 5 | 6 | HeaderMin_5HeaderMax_6 | 5,6
692 | 122 | 50707-2P-30HP VLSC | VLSC_50707_2P_30HP | 935.9263 | 935.9263 | 935.9263 | 1 | 1 | 2 | D | VLS_Inline | 5 | 5 | 5 | 6 | BranchMin_5BranchMax_6 | 5,6 | 6 | 6 | HeaderMin_6HeaderMax_6 | 6
693 | 123 | 50707-2P-40HP VLSC | VLSC_50707_2P_40HP | 1136.2741 | 1136.2741 | 1136.2741 | 1 | 1 | 2 | D | VLS_Inline | 5 | 5 | 5 | 8 | BranchMin_5BranchMax_8 | 5,6,8 | 6 | 8 | HeaderMin_6HeaderMax_8 | 6,8
694 | 124 | 50707-2P-50HP VLSC | VLSC_50707_2P_50HP | 1332.9681 | 1332.9681 | 1332.9681 | 1 | 1 | 2 | D | VLS_Inline | 5 | 5 | 5 | 8 | BranchMin_5BranchMax_8 | 5,6,8 | 6 | 8 | HeaderMin_6HeaderMax_8 | 6,8
695 | 125 | 50707-2P-60HP VLSC | VLSC_50707_2P_60HP | 1528.3535 | 1528.3535 | 1528.3535 | 1 | 1 | 2 | D | VLS_Inline | 5 | 5 | 5 | 8 | BranchMin_5BranchMax_8 | 5,6,8 | 6 | 8 | HeaderMin_6HeaderMax_8 | 6,8
696 | 126 | 50707-4P-5HP VLSC | VLSC_50707_4P_5HP | 626.346 | 626.346 | 626.346 | 1 | 1 | 2 | D | VLS_Inline | 5 | 5 | 5 | 5 | BranchMin_5BranchMax_5 | 5 | 6 | 6 | HeaderMin_6HeaderMax_6 | 6
697 | 127 | 50707-4P-7.5HP VLSC | VLSC_50707_4P_7.5HP | 764.9699 | 764.9699 | 764.9699 | 1 | 1 | 2 | D | VLS_Inline | 5 | 5 | 5 | 6 | BranchMin_5BranchMax_6 | 5,6 | 6 | 6 | HeaderMin_6HeaderMax_6 | 6
698 | 128 | 50957-4P-7.5HP VLSC | RC2552-7.24 | 682.0481 | 682.0481 | 682.0481 | 1 | 1 | 2 | D | VLS_Inline | 5 | 5 | 5 | 6 | BranchMin_5BranchMax_6 | 5,6 | 6 | 6 | HeaderMin_6HeaderMax_6 | 6
699 | 129 | 50957-4P-10HP VLSC | RC2552-8.02 | 802.7921 | 802.7921 | 802.7921 | 1 | 1 | 2 | D | VLS_Inline | 5 | 5 | 5 | 6 | BranchMin_5BranchMax_6 | 5,6 | 6 | 6 | HeaderMin_6HeaderMax_6 | 6
700 | 130 | 50957-4P-15HP VLSC | RC2552-9.10 | 932.9167 | 932.9167 | 932.9167 | 1 | 1 | 2 | D | VLS_Inline | 5 | 5 | 5 | 6 | BranchMin_5BranchMax_6 | 5,6 | 6 | 6 | HeaderMin_6HeaderMax_6 | 6
701 | 131 | 50957-4P-20HP VLSC | RC2552-9.6 | 1000.0001 | 1000.0001 | 1000.0001 | 1 | 1 | 2 | D | VLS_Inline | 5 | 5 | 5 | 8 | BranchMin_5BranchMax_8 | 5,6,8 | 6 | 8 | HeaderMin_6HeaderMax_8 | 6,8
702 | 132 | 5095A-4P-7.5HP VLSC | VLSC_5095A_4P_7.5HP | 753.2463 | 753.2463 | 753.2463 | 1 | 1 | 2 | D | VLS_Inline | 5 | 5 | 5 | 6 | BranchMin_5BranchMax_6 | 5,6 | 6 | 6 | HeaderMin_6HeaderMax_6 | 6
703 | 133 | 5095A-4P-10HP VLSC | VLSC_5095A_4P_10HP | 820.4429 | 820.4429 | 820.4429 | 1 | 1 | 2 | D | VLS_Inline | 5 | 5 | 5 | 6 | BranchMin_5BranchMax_6 | 5,6 | 6 | 6 | HeaderMin_6HeaderMax_6 | 6
704 | 134 | 5095A-4P-15HP VLSC | VLSC_5095A_4P_15HP | 953.3171 | 953.3171 | 953.3171 | 1 | 1 | 2 | D | VLS_Inline | 5 | 5 | 5 | 8 | BranchMin_5BranchMax_8 | 5,6,8 | 6 | 8 | HeaderMin_6HeaderMax_8 | 6,8
705 | 135 | 5095A-4P-20HP VLSC | VLSC_5095A_4P_20HP | 1029.7585 | 1029.7585 | 1029.7585 | 1 | 1 | 2 | D | VLS_Inline | 5 | 5 | 5 | 8 | BranchMin_5BranchMax_8 | 5,6,8 | 6 | 8 | HeaderMin_6HeaderMax_8 | 6,8
706 | 136 | 50959-2P-60HP VLSC | VLSC_50959_2P_60HP | 1330.3437 | 1330.3437 | 1330.3437 | 1 | 1 | 2 | D | VLS_Inline | 5 | 5 | 5 | 8 | BranchMin_5BranchMax_8 | 5,6,8 | 6 | 8 | HeaderMin_6HeaderMax_8 | 6,8
707 | 137 | 50959-2P-75HP VLSC | VLSC_50959_2P_75HP | 1378.5213 | 1378.5213 | 1378.5213 | 1 | 1 | 2 | D | VLS_Inline | 5 | 5 | 5 | 8 | BranchMin_5BranchMax_8 | 5,6,8 | 6 | 8 | HeaderMin_6HeaderMax_8 | 6,8
708 | 138 | 50959-2P-100HP VLSC | VLSC_50959_2P_100HP | 1467.9509 | 1467.9509 | 1467.9509 | 1 | 1 | 2 | D | VLS_Inline | 5 | 5 | 5 | 8 | BranchMin_5BranchMax_8 | 5,6,8 | 6 | 8 | HeaderMin_6HeaderMax_8 | 6,8
709 | 139 | 50129-4P-15HP VLSC | VLSC_50129_4P_15HP | 844.864 | 844.864 | 844.864 | 1 | 1 | 2 | D | VLS_Inline | 5 | 5 | 5 | 6 | BranchMin_5BranchMax_6 | 5,6 | 6 | 6 | HeaderMin_6HeaderMax_6 | 6
710 | 140 | 50129-4P-20HP VLSC | VLSC_50129_4P_20HP | 982.3526 | 982.3526 | 982.3526 | 1 | 1 | 2 | D | VLS_Inline | 5 | 5 | 5 | 8 | BranchMin_5BranchMax_8 | 5,6,8 | 6 | 8 | HeaderMin_6HeaderMax_8 | 6,8
711 | 141 | 50129-4P-25HP VLSC | VLSC_50129_4P_25HP | 1104.8611 | 1104.8611 | 1104.8611 | 1 | 1 | 2 | D | VLS_Inline | 5 | 5 | 5 | 8 | BranchMin_5BranchMax_8 | 5,6,8 | 6 | 8 | HeaderMin_6HeaderMax_8 | 6,8
712 | 142 | 50129-4P-30HP VLSC | VLSC_50129_4P_30HP | 1214.4257 | 1214.4257 | 1214.4257 | 1 | 1 | 2 | D | VLS_Inline | 5 | 5 | 5 | 8 | BranchMin_5BranchMax_8 | 5,6,8 | 6 | 8 | HeaderMin_6HeaderMax_8 | 6,8
713 | 143 | 50129-4P-40HP VLSC | VLSC_50129_4P_40HP | 1383.6857 | 1383.6857 | 1383.6857 | 1 | 1 | 2 | D | VLS_Inline | 5 | 5 | 5 | 8 | BranchMin_5BranchMax_8 | 5,6,8 | 6 | 8 | HeaderMin_6HeaderMax_8 | 6,8
714 | 144 | 50129-4P-50HP VLSC | VLSC_50129_4P_50HP | 1551.2098 | 1551.2098 | 1551.2098 | 1 | 1 | 2 | D | VLS_Inline | 5 | 5 | 5 | 8 | BranchMin_5BranchMax_8 | 5,6,8 | 6 | 8 | HeaderMin_6HeaderMax_8 | 6,8
715 | 145 | 50129-4P-60HP VLSC | VLSC_50129_4P_60HP | 1664.6746 | 1664.6746 | 1664.6746 | 1 | 1 | 2 | D | VLS_Inline | 5 | 5 | 5 | 10 | BranchMin_5BranchMax_10 | 5,6,8,10 | 6 | 10 | HeaderMin_6HeaderMax_10 | 6,8,10
716 | 146 | 5012A-4P-10HP VLSC | RC9940-8.37 | 840.7876 | 840.7876 | 840.7876 | 1 | 1 | 2 | D | VLS_Inline | 5 | 5 | 5 | 6 | BranchMin_5BranchMax_6 | 5,6 | 6 | 6 | HeaderMin_6HeaderMax_6 | 6
717 | 147 | 5012A-4P-15HP VLSC | RC9940-9.62 | 995.4751 | 995.4751 | 995.4751 | 1 | 1 | 2 | D | VLS_Inline | 5 | 5 | 5 | 8 | BranchMin_5BranchMax_8 | 5,6,8 | 6 | 8 | HeaderMin_6HeaderMax_8 | 6,8
718 | 148 | 5012A-4P-20HP VLSC | RC9940-10.48 | 1093.6698 | 1093.6698 | 1093.6698 | 1 | 1 | 2 | D | VLS_Inline | 5 | 5 | 5 | 8 | BranchMin_5BranchMax_8 | 5,6,8 | 6 | 8 | HeaderMin_6HeaderMax_8 | 6,8
719 | 149 | 5012A-4P-25HP VLSC | RC9940-11.02 | 1144.8546 | 1144.8546 | 1144.8546 | 1 | 1 | 2 | D | VLS_Inline | 5 | 5 | 5 | 8 | BranchMin_5BranchMax_8 | 5,6,8 | 6 | 8 | HeaderMin_6HeaderMax_8 | 6,8
720 | 150 | 5012A-4P-30HP VLSC | RC9940-11.62-4P | 1204.5001 | 1204.5001 | 1204.5001 | 1 | 1 | 2 | D | VLS_Inline | 5 | 5 | 5 | 8 | BranchMin_5BranchMax_8 | 5,6,8 | 6 | 8 | HeaderMin_6HeaderMax_8 | 6,8
721 | 151 | 5012A-4P-40HP VLSC | RC9940-12.1-4P | 1252.5 | 1252.5 | 1252.5 | 1 | 1 | 2 | D | VLS_Inline | 5 | 5 | 5 | 8 | BranchMin_5BranchMax_8 | 5,6,8 | 6 | 8 | HeaderMin_6HeaderMax_8 | 6,8
722 | 152 | 5012C-4P-10HP VLSC | VLSC_5012C_4P_10HP | 648.3835 | 648.3835 | 648.3835 | 1 | 1 | 2 | D | VLS_Inline | 5 | 5 | 5 | 5 | BranchMin_5BranchMax_5 | 5 | 6 | 6 | HeaderMin_6HeaderMax_6 | 6
723 | 153 | 5012C-4P-15HP VLSC | VLSC_5012C_4P_15HP | 820.3589 | 820.3589 | 820.3589 | 1 | 1 | 2 | D | VLS_Inline | 5 | 5 | 5 | 6 | BranchMin_5BranchMax_6 | 5,6 | 6 | 6 | HeaderMin_6HeaderMax_6 | 6
724 | 154 | 5012C-4P-20HP VLSC | VLSC_5012C_4P_20HP | 941.0352 | 941.0352 | 941.0352 | 1 | 1 | 2 | D | VLS_Inline | 5 | 5 | 5 | 6 | BranchMin_5BranchMax_6 | 5,6 | 6 | 6 | HeaderMin_6HeaderMax_6 | 6
725 | 155 | 5012C-4P-25HP VLSC | VLSC_5012C_4P_25HP | 1045.3157 | 1045.3157 | 1045.3157 | 1 | 1 | 2 | D | VLS_Inline | 5 | 5 | 5 | 8 | BranchMin_5BranchMax_8 | 5,6,8 | 6 | 8 | HeaderMin_6HeaderMax_8 | 6,8
726 | 156 | 5012C-4P-30HP VLSC | VLSC_5012C_4P_30HP | 1136.5096 | 1136.5096 | 1136.5096 | 1 | 1 | 2 | D | VLS_Inline | 5 | 5 | 5 | 8 | BranchMin_5BranchMax_8 | 5,6,8 | 6 | 8 | HeaderMin_6HeaderMax_8 | 6,8
727 | 157 | 5012C-4P-40HP VLSC | VLSC_5012C_4P_40HP | 1235.933 | 1235.933 | 1235.933 | 1 | 1 | 2 | D | VLS_Inline | 5 | 5 | 5 | 8 | BranchMin_5BranchMax_8 | 5,6,8 | 6 | 8 | HeaderMin_6HeaderMax_8 | 6,8
728 | 158 | 50157-4P-50HP VLSC | VLSC_50157_4P_50HP | 1229.0007 | 1229.0007 | 1229.0007 | 1 | 1 | 2 | D | VLS_Inline | 5 | 5 | 5 | 8 | BranchMin_5BranchMax_8 | 5,6,8 | 6 | 8 | HeaderMin_6HeaderMax_8 | 6,8
729 | 159 | 50157-4P-60HP VLSC | VLSC_50157_4P_60HP | 1303.9328 | 1303.9328 | 1303.9328 | 1 | 1 | 2 | D | VLS_Inline | 5 | 5 | 5 | 8 | BranchMin_5BranchMax_8 | 5,6,8 | 6 | 8 | HeaderMin_6HeaderMax_8 | 6,8
730 | 160 | 50157-4P-75HP VLSC | VLSC_50157_4P_75HP | 1403.874 | 1403.874 | 1403.874 | 1 | 1 | 2 | D | VLS_Inline | 5 | 5 | 5 | 8 | BranchMin_5BranchMax_8 | 5,6,8 | 6 | 8 | HeaderMin_6HeaderMax_8 | 6,8
731 | 161 | 50157-4P-100HP VLSC | VLSC_50157_4P_100HP | 1484.3188 | 1484.3188 | 1484.3188 | 1 | 1 | 2 | D | VLS_Inline | 5 | 5 | 5 | 8 | BranchMin_5BranchMax_8 | 5,6,8 | 6 | 8 | HeaderMin_6HeaderMax_8 | 6,8
732 | 162 | 60957-4P-15HP VLSC | VLSC_60957_4P_15HP | 1171.9065 | 1171.9065 | 1171.9065 | 1 | 1 | 2 | D | VLS_Inline | 6 | 6 | 6 | 8 | BranchMin_6BranchMax_8 | 6,8 | 8 | 8 | HeaderMin_8HeaderMax_8 | 8
733 | 163 | 60957-4P-20HP VLSC | VLSC_60957_4P_20HP | 1316.9347 | 1316.9347 | 1316.9347 | 1 | 1 | 2 | D | VLS_Inline | 6 | 6 | 6 | 8 | BranchMin_6BranchMax_8 | 6,8 | 8 | 8 | HeaderMin_8HeaderMax_8 | 8
734 | 164 | 60957-4P-25HP VLSC | VLSC_60957_4P_25HP | 1454.2378 | 1454.2378 | 1454.2378 | 1 | 1 | 2 | D | VLS_Inline | 6 | 6 | 6 | 8 | BranchMin_6BranchMax_8 | 6,8 | 8 | 8 | HeaderMin_8HeaderMax_8 | 8
735 | 165 | 60957-4P-30HP VLSC | VLSC_60957_4P_30HP | 1568.7217 | 1568.7217 | 1568.7217 | 1 | 1 | 2 | D | VLS_Inline | 6 | 6 | 6 | 8 | BranchMin_6BranchMax_8 | 6,8 | 8 | 8 | HeaderMin_8HeaderMax_8 | 8
736 | 166 | 60125-4P-20HP VLSC | VLSC_60125_4P_20HP | 1414.8836 | 1414.8836 | 1414.8836 | 1 | 1 | 2 | D | VLS_Inline | 6 | 6 | 6 | 8 | BranchMin_6BranchMax_8 | 6,8 | 8 | 8 | HeaderMin_8HeaderMax_8 | 8
737 | 167 | 60125-4P-25HP VLSC | VLSC_60125_4P_25HP | 1523.3743 | 1523.3743 | 1523.3743 | 1 | 1 | 2 | D | VLS_Inline | 6 | 6 | 6 | 8 | BranchMin_6BranchMax_8 | 6,8 | 8 | 8 | HeaderMin_8HeaderMax_8 | 8
738 | 168 | 60125-4P-30HP VLSC | VLSC_60125_4P_30HP | 1625.1171 | 1625.1171 | 1625.1171 | 1 | 1 | 2 | D | VLS_Inline | 6 | 6 | 6 | 10 | BranchMin_6BranchMax_10 | 6,8,10 | 8 | 10 | HeaderMin_8HeaderMax_10 | 8,10
739 | 169 | 60125-4P-40HP VLSC | VLSC_60125_4P_40HP | 1757.2796 | 1757.2796 | 1757.2796 | 1 | 1 | 2 | D | VLS_Inline | 6 | 6 | 6 | 10 | BranchMin_6BranchMax_10 | 6,8,10 | 8 | 10 | HeaderMin_8HeaderMax_10 | 8,10
740 | 170 | 60125-4P-50HP VLSC | VLSC_60125_4P_50HP | 1846.8509 | 1846.8509 | 1846.8509 | 1 | 1 | 2 | D | VLS_Inline | 6 | 6 | 6 | 10 | BranchMin_6BranchMax_10 | 6,8,10 | 8 | 10 | HeaderMin_8HeaderMax_10 | 8,10
741 | 171 | 60125-4P-60HP VLSC | VLSC_60125_4P_60HP | 1914.581 | 1914.581 | 1914.581 | 1 | 1 | 2 | D | VLS_Inline | 6 | 6 | 6 | 10 | BranchMin_6BranchMax_10 | 6,8,10 | 8 | 10 | HeaderMin_8HeaderMax_10 | 8,10
742 | 172 | 60157-4P-75HP VLSC | VLSC_60157_4P_75HP | 1634.3829 | 1634.3829 | 1634.3829 | 1 | 1 | 2 | D | VLS_Inline | 6 | 6 | 6 | 10 | BranchMin_6BranchMax_10 | 6,8,10 | 8 | 10 | HeaderMin_8HeaderMax_10 | 8,10
743 | 173 | 60157-4P-100HP VLSC | VLSC_60157_4P_100HP | 1915.2738 | 1915.2738 | 1915.2738 | 1 | 1 | 2 | D | VLS_Inline | 6 | 6 | 6 | 10 | BranchMin_6BranchMax_10 | 6,8,10 | 8 | 10 | HeaderMin_8HeaderMax_10 | 8,10
744 | 174 | 60157-4P-125HP VLSC | VLSC_60157_4P_125HP | 2165.2718 | 2165.2718 | 2165.2718 | 1 | 1 | 2 | D | VLS_Inline | 6 | 6 | 6 | 10 | BranchMin_6BranchMax_10 | 6,8,10 | 8 | 10 | HeaderMin_8HeaderMax_10 | 8,10
745 | 175 | 80951-4P-20HP VLSC | VLSC_80951_4P_20HP | 1914.1469 | 1914.1469 | 1914.1469 | 1 | 1 | 2 | D | VLS_Inline | 8 | 8 | 8 | 10 | BranchMin_8BranchMax_10 | 8,10 | 10 | 10 | HeaderMin_10HeaderMax_10 | 10
746 | 176 | 80951-4P-25HP VLSC | VLSC_80951_4P_25HP | 2017.9874 | 2017.9874 | 2017.9874 | 1 | 1 | 2 | D | VLS_Inline | 8 | 8 | 8 | 10 | BranchMin_8BranchMax_10 | 8,10 | 10 | 10 | HeaderMin_10HeaderMax_10 | 10
747 | 177 | 80951-4P-30HP VLSC | VLSC_80951_4P_30HP | 2141.5995 | 2141.5995 | 2141.5995 | 1 | 1 | 2 | D | VLS_Inline | 8 | 8 | 8 | 10 | BranchMin_8BranchMax_10 | 8,10 | 10 | 10 | HeaderMin_10HeaderMax_10 | 10
748 | 178 | 80951-4P-40HP VLSC | VLSC_80951_4P_40HP | 2290.5785 | 2290.5785 | 2290.5785 | 1 | 1 | 2 | D | VLS_Inline | 8 | 8 | 8 | 10 | BranchMin_8BranchMax_10 | 8,10 | 10 | 10 | HeaderMin_10HeaderMax_10 | 10
749 | 179 | 80123-4P-25HP VLSC | VLSC_80123_4P_25HP | 1727.4951 | 1727.4951 | 1727.4951 | 1 | 1 | 2 | D | VLS_Inline | 8 | 8 | 8 | 10 | BranchMin_8BranchMax_10 | 8,10 | 10 | 10 | HeaderMin_10HeaderMax_10 | 10
750 | 180 | 80123-4P-30HP VLSC | VLSC_80123_4P_30HP | 1826.6982 | 1826.6982 | 1826.6982 | 1 | 1 | 2 | D | VLS_Inline | 8 | 8 | 8 | 10 | BranchMin_8BranchMax_10 | 8,10 | 10 | 10 | HeaderMin_10HeaderMax_10 | 10
751 | 181 | 80123-4P-40HP VLSC | VLSC_80123_4P_40HP | 2003.3556 | 2003.3556 | 2003.3556 | 1 | 1 | 2 | D | VLS_Inline | 8 | 8 | 8 | 10 | BranchMin_8BranchMax_10 | 8,10 | 10 | 10 | HeaderMin_10HeaderMax_10 | 10
752 | 182 | 80123-4P-50HP VLSC | VLSC_80123_4P_50HP | 2187.1986 | 2187.1986 | 2187.1986 | 1 | 1 | 2 | D | VLS_Inline | 8 | 8 | 8 | 10 | BranchMin_8BranchMax_10 | 8,10 | 10 | 10 | HeaderMin_10HeaderMax_10 | 10
753 | 183 | 80123-4P-60HP VLSC | VLSC_80123_4P_60HP | 2293.6739 | 2293.6739 | 2293.6739 | 1 | 1 | 2 | D | VLS_Inline | 8 | 8 | 8 | 10 | BranchMin_8BranchMax_10 | 8,10 | 10 | 10 | HeaderMin_10HeaderMax_10 | 10
754 | 184 | 80123-4P-75HP VLSC | VLSC_80123_4P_75HP | 2422.2984 | 2422.2984 | 2422.2984 | 1 | 1 | 2 | D | VLS_Inline | 8 | 8 | 8 | 10 | BranchMin_8BranchMax_10 | 8,10 | 10 | 10 | HeaderMin_10HeaderMax_10 | 10
755 | 185 | 80123-4P-100HP VLSC | VLSC_80123_4P_100HP | 2547.3614 | 2547.3614 | 2547.3614 | 1 | 1 | 2 | D | VLS_Inline | 8 | 8 | 8 | 12 | BranchMin_8BranchMax_12 | 8,10,12 | 10 | 12 | HeaderMin_10HeaderMax_12 | 10,12
756 | 186 | 80157-4P-100HP VLSC | VLSC_80157_4P_100HP | 2953.0528 | 2953.0528 | 2953.0528 | 1 | 1 | 2 | D | VLS_Inline | 8 | 8 | 8 | 12 | BranchMin_8BranchMax_12 | 8,10,12 | 10 | 12 | HeaderMin_10HeaderMax_12 | 10,12
757 | 187 | 80157-4P-125HP VLSC | VLSC_80157_4P_125HP | 3220.9607 | 3220.9607 | 3220.9607 | 1 | 1 | 2 | D | VLS_Inline | 8 | 8 | 8 | 12 | BranchMin_8BranchMax_12 | 8,10,12 | 10 | 12 | HeaderMin_10HeaderMax_12 | 10,12
758 | 188 | 10123-4P-75HP VLSC | VLSC_10123_4P_75HP | 3579.8797 | 3579.8797 | 3579.8797 | 1 | 1 | 2 | D | VLS_Inline | 10 | 10 | 10 | 14 | BranchMin_10BranchMax_14 | 10,12,14 | 12 | 14 | HeaderMin_12HeaderMax_14 | 12,14
759 | 189 | 10123-4P-100HP VLSC | VLSC_10123_4P_100HP | 3926.8748 | 3926.8748 | 3926.8748 | 1 | 1 | 2 | D | VLS_Inline | 10 | 10 | 10 | 14 | BranchMin_10BranchMax_14 | 10,12,14 | 12 | 14 | HeaderMin_12HeaderMax_14 | 12,14
760 | 190 | 10123-4P-125HP VLSC | VLSC_10123_4P_125HP | 4128.2784 | 4128.2784 | 4128.2784 | 1 | 1 | 2 | D | VLS_Inline | 10 | 10 | 10 | 14 | BranchMin_10BranchMax_14 | 10,12,14 | 12 | 14 | HeaderMin_12HeaderMax_14 | 12,14
761 | 1 | 12707-2P-5HP VLSC | VLSC_12707_2P_5HP | 120.9035 | 120.9035 | 241.807 | 2 | 1 | 3 | E | VLS_Inline | 1.25 | 1.25 | 2 | 2.5 | BranchMin_2BranchMax_2.5 | 2,2.5 | 2.5 | 4 | HeaderMin_2.5HeaderMax_4 | 2.5,3,4
762 | 2 | 12707-2P-7.5HP VLSC | VLSC_12707_2P_7.5HP | 134.1949 | 134.1949 | 268.3898 | 2 | 1 | 3 | E | VLS_Inline | 1.25 | 1.25 | 2 | 3 | BranchMin_2BranchMax_3 | 2,2.5,3 | 2.5 | 4 | HeaderMin_2.5HeaderMax_4 | 2.5,3,4
763 | 3 | 12707-2P-10HP VLSC | VLSC_12707_2P_10HP | 146.7341 | 146.7341 | 293.4682 | 2 | 1 | 3 | E | VLS_Inline | 1.25 | 1.25 | 2 | 3 | BranchMin_2BranchMax_3 | 2,2.5,3 | 2.5 | 4 | HeaderMin_2.5HeaderMax_4 | 2.5,3,4
764 | 4 | 12707-2P-15HP VLSC | VLSC_12707_2P_15HP | 154 | 154 | 308 | 2 | 1 | 3 | E | VLS_Inline | 1.25 | 1.25 | 2 | 3 | BranchMin_2BranchMax_3 | 2,2.5,3 | 2.5 | 4 | HeaderMin_2.5HeaderMax_4 | 2.5,3,4
765 | 5 | 12707-4P-3HP VLSC | VLSC_12707_4P_3HP | 79 | 79 | 158 | 2 | 1 | 3 | E | VLS_Inline | 1.25 | 1.25 | 2 | 2 | BranchMin_2BranchMax_2 | 2 | 2.5 | 3 | HeaderMin_2.5HeaderMax_3 | 2.5,3
766 | 6 | 15709-2P-7.5HP VLSC | VLSC_15709_2P_7.5HP | 169.9715 | 169.9715 | 339.9431 | 2 | 1 | 3 | E | VLS_Inline | 1.5 | 1.5 | 2 | 3 | BranchMin_2BranchMax_3 | 2,2.5,3 | 2.5 | 4 | HeaderMin_2.5HeaderMax_4 | 2.5,3,4
767 | 7 | 15709-2P-10HP VLSC | VLSC_15709_2P_10HP | 191.939 | 191.939 | 383.8779 | 2 | 1 | 3 | E | VLS_Inline | 1.5 | 1.5 | 2 | 3 | BranchMin_2BranchMax_3 | 2,2.5,3 | 2.5 | 4 | HeaderMin_2.5HeaderMax_4 | 2.5,3,4
768 | 8 | 15709-2P-15HP VLSC | VLSC_15709_2P_15HP | 226.3257 | 226.3257 | 452.6514 | 2 | 1 | 3 | E | VLS_Inline | 1.5 | 1.5 | 2 | 4 | BranchMin_2BranchMax_4 | 2,2.5,3,4 | 2.5 | 5 | HeaderMin_2.5HeaderMax_5 | 2.5,3,4,5
769 | 9 | 15709-4P-3HP VLSC | VLSC_15709_4P_3HP | 124.0691 | 124.0691 | 248.1382 | 2 | 1 | 3 | E | VLS_Inline | 1.5 | 1.5 | 2 | 2.5 | BranchMin_2BranchMax_2.5 | 2,2.5 | 2.5 | 4 | HeaderMin_2.5HeaderMax_4 | 2.5,3,4
770 | 10 | 20705-2P-7.5HP VLSC | VLSC_20705_2P_7.5HP | 190.191 | 190.191 | 380.3819 | 2 | 1 | 3 | E | VLS_Inline | 2 | 2 | 2 | 3 | BranchMin_2BranchMax_3 | 2,2.5,3 | 2.5 | 4 | HeaderMin_2.5HeaderMax_4 | 2.5,3,4
771 | 11 | 20705-2P-10HP VLSC | VLSC_20705_2P_10HP | 214.0515 | 214.0515 | 428.1031 | 2 | 1 | 3 | E | VLS_Inline | 2 | 2 | 2 | 3 | BranchMin_2BranchMax_3 | 2,2.5,3 | 2.5 | 5 | HeaderMin_2.5HeaderMax_5 | 2.5,3,4,5
772 | 12 | 20705-2P-15HP VLSC | VLSC_20705_2P_15HP | 249.8523 | 249.8523 | 499.7046 | 2 | 1 | 3 | E | VLS_Inline | 2 | 2 | 2 | 4 | BranchMin_2BranchMax_4 | 2,2.5,3,4 | 2.5 | 5 | HeaderMin_2.5HeaderMax_5 | 2.5,3,4,5
773 | 13 | 20705-2P-20HP VLSC | VLSC_20705_2P_20HP | 243.9916 | 243.9916 | 487.9832 | 2 | 1 | 3 | E | VLS_Inline | 2 | 2 | 2 | 4 | BranchMin_2BranchMax_4 | 2,2.5,3,4 | 2.5 | 5 | HeaderMin_2.5HeaderMax_5 | 2.5,3,4,5
774 | 14 | 20705-4P-3HP VLSC | VLSC_20705_4P_3HP | 128.156 | 128.156 | 256.3121 | 2 | 1 | 3 | E | VLS_Inline | 2 | 2 | 2 | 3 | BranchMin_2BranchMax_3 | 2,2.5,3 | 2.5 | 4 | HeaderMin_2.5HeaderMax_4 | 2.5,3,4
775 | 15 | 20951-2P-15HP VLSC | RC2511-7.70 | 152.95 | 152.95 | 305.9 | 2 | 1 | 3 | E | VLS_Inline | 2 | 2 | 2 | 3 | BranchMin_2BranchMax_3 | 2,2.5,3 | 2.5 | 4 | HeaderMin_2.5HeaderMax_4 | 2.5,3,4
776 | 16 | 20951-2P-20HP VLSC | RC2511-8.31 | 168.2305 | 168.2305 | 336.461 | 2 | 1 | 3 | E | VLS_Inline | 2 | 2 | 2 | 3 | BranchMin_2BranchMax_3 | 2,2.5,3 | 2.5 | 4 | HeaderMin_2.5HeaderMax_4 | 2.5,3,4
777 | 17 | 20951-2P-25HP VLSC | RC2511-8.84 | 184.528 | 184.528 | 369.056 | 2 | 1 | 3 | E | VLS_Inline | 2 | 2 | 2 | 3 | BranchMin_2BranchMax_3 | 2,2.5,3 | 2.5 | 4 | HeaderMin_2.5HeaderMax_4 | 2.5,3,4
778 | 18 | 20951-2P-30HP VLSC | RC2511-9.44 | 191.32 | 191.32 | 382.64 | 2 | 1 | 3 | E | VLS_Inline | 2 | 2 | 2 | 3 | BranchMin_2BranchMax_3 | 2,2.5,3 | 2.5 | 4 | HeaderMin_2.5HeaderMax_4 | 2.5,3,4
779 | 19 | 20951-4P-3HP VLSC | RC2511-8.70 | 90.3291 | 90.3291 | 180.6582 | 2 | 1 | 3 | E | VLS_Inline | 2 | 2 | 2 | 2.5 | BranchMin_2BranchMax_2.5 | 2,2.5 | 2.5 | 3 | HeaderMin_2.5HeaderMax_3 | 2.5,3
780 | 20 | 20951-4P-5HP VLSC | RC2511-9.6 | 95.22 | 95.22 | 190.44 | 2 | 1 | 3 | E | VLS_Inline | 2 | 2 | 2 | 2.5 | BranchMin_2BranchMax_2.5 | 2,2.5 | 2.5 | 3 | HeaderMin_2.5HeaderMax_3 | 2.5,3
781 | 21 | 2095A-2P-15HP VLSC | VLSC_2095A_2P_15HP | 176.1225 | 176.1225 | 352.2451 | 2 | 1 | 3 | E | VLS_Inline | 2 | 2 | 2 | 3 | BranchMin_2BranchMax_3 | 2,2.5,3 | 2.5 | 4 | HeaderMin_2.5HeaderMax_4 | 2.5,3,4
782 | 22 | 2095A-2P-20HP VLSC | VLSC_2095A_2P_20HP | 200.368 | 200.368 | 400.7361 | 2 | 1 | 3 | E | VLS_Inline | 2 | 2 | 2 | 3 | BranchMin_2BranchMax_3 | 2,2.5,3 | 2.5 | 5 | HeaderMin_2.5HeaderMax_5 | 2.5,3,4,5
783 | 23 | 2095A-2P-25HP VLSC | VLSC_2095A_2P_25HP | 232.5586 | 232.5586 | 465.1173 | 2 | 1 | 3 | E | VLS_Inline | 2 | 2 | 2 | 4 | BranchMin_2BranchMax_4 | 2,2.5,3,4 | 2.5 | 5 | HeaderMin_2.5HeaderMax_5 | 2.5,3,4,5
784 | 24 | 2095A-2P-30HP VLSC | VLSC_2095A_2P_30HP | 232.5586 | 232.5586 | 465.1173 | 2 | 1 | 3 | E | VLS_Inline | 2 | 2 | 2 | 4 | BranchMin_2BranchMax_4 | 2,2.5,3,4 | 2.5 | 5 | HeaderMin_2.5HeaderMax_5 | 2.5,3,4,5
785 | 25 | 2095A-4P-3HP VLSC | VLSC_2095A_4P_3HP | 111.4482 | 111.4482 | 222.8964 | 2 | 1 | 3 | E | VLS_Inline | 2 | 2 | 2 | 2.5 | BranchMin_2BranchMax_2.5 | 2,2.5 | 2.5 | 4 | HeaderMin_2.5HeaderMax_4 | 2.5,3,4
786 | 26 | 2095A-4P-5HP VLSC | VLSC_2095A_4P_5HP | 118.6369 | 118.6369 | 237.2737 | 2 | 1 | 3 | E | VLS_Inline | 2 | 2 | 2 | 2.5 | BranchMin_2BranchMax_2.5 | 2,2.5 | 2.5 | 4 | HeaderMin_2.5HeaderMax_4 | 2.5,3,4
787 | 27 | 20955-2P-15HP VLSC | VLSC_20955_2P_15HP | 205.3636 | 205.3636 | 410.7272 | 2 | 1 | 3 | E | VLS_Inline | 2 | 2 | 2 | 3 | BranchMin_2BranchMax_3 | 2,2.5,3 | 2.5 | 5 | HeaderMin_2.5HeaderMax_5 | 2.5,3,4,5
788 | 28 | 20955-2P-20HP VLSC | VLSC_20955_2P_20HP | 235.6474 | 235.6474 | 471.2947 | 2 | 1 | 3 | E | VLS_Inline | 2 | 2 | 2 | 4 | BranchMin_2BranchMax_4 | 2,2.5,3,4 | 2.5 | 5 | HeaderMin_2.5HeaderMax_5 | 2.5,3,4,5
789 | 29 | 20955-2P-25HP VLSC | VLSC_20955_2P_25HP | 257.4 | 257.4 | 514.8 | 2 | 1 | 3 | E | VLS_Inline | 2 | 2 | 2 | 4 | BranchMin_2BranchMax_4 | 2,2.5,3,4 | 2.5 | 5 | HeaderMin_2.5HeaderMax_5 | 2.5,3,4,5
790 | 30 | 20955-2P-30HP VLSC | VLSC_20955_2P_30HP | 277.4627 | 277.4627 | 554.9253 | 2 | 1 | 3 | E | VLS_Inline | 2 | 2 | 2 | 4 | BranchMin_2BranchMax_4 | 2,2.5,3,4 | 2.5 | 5 | HeaderMin_2.5HeaderMax_5 | 2.5,3,4,5
791 | 31 | 20955-2P-40HP VLSC | VLSC_20955_2P_40HP | 300 | 300 | 600 | 2 | 1 | 3 | E | VLS_Inline | 2 | 2 | 2 | 4 | BranchMin_2BranchMax_4 | 2,2.5,3,4 | 2.5 | 5 | HeaderMin_2.5HeaderMax_5 | 2.5,3,4,5
792 | 32 | 20955-2P-50HP VLSC | VLSC_20955_2P_50HP | 300 | 300 | 600 | 2 | 1 | 3 | E | VLS_Inline | 2 | 2 | 2 | 4 | BranchMin_2BranchMax_4 | 2,2.5,3,4 | 2.5 | 5 | HeaderMin_2.5HeaderMax_5 | 2.5,3,4,5
793 | 33 | 20955-4P-3HP VLSC | VLSC_20955_4P_3HP | 136.1059 | 136.1059 | 272.2118 | 2 | 1 | 3 | E | VLS_Inline | 2 | 2 | 2 | 3 | BranchMin_2BranchMax_3 | 2,2.5,3 | 2.5 | 4 | HeaderMin_2.5HeaderMax_4 | 2.5,3,4
794 | 34 | 20955-4P-5HP VLSC | VLSC_20955_4P_5HP | 162.637 | 162.637 | 325.274 | 2 | 1 | 3 | E | VLS_Inline | 2 | 2 | 2 | 3 | BranchMin_2BranchMax_3 | 2,2.5,3 | 2.5 | 4 | HeaderMin_2.5HeaderMax_4 | 2.5,3,4
795 | 35 | 20955-4P-7.5HP VLSC | VLSC_20955_4P_7.5HP | 165.3271 | 165.3271 | 330.6542 | 2 | 1 | 3 | E | VLS_Inline | 2 | 2 | 2 | 3 | BranchMin_2BranchMax_3 | 2,2.5,3 | 2.5 | 4 | HeaderMin_2.5HeaderMax_4 | 2.5,3,4
796 | 36 | 20959-2P-20HP VLSC | VLSC_20959_2P_20HP | 271.9533 | 271.9533 | 543.9066 | 2 | 1 | 3 | E | VLS_Inline | 2 | 2 | 2 | 4 | BranchMin_2BranchMax_4 | 2,2.5,3,4 | 2.5 | 5 | HeaderMin_2.5HeaderMax_5 | 2.5,3,4,5
797 | 37 | 20959-2P-25HP VLSC | VLSC_20959_2P_25HP | 309.3395 | 309.3395 | 618.679 | 2 | 1 | 3 | E | VLS_Inline | 2 | 2 | 2 | 4 | BranchMin_2BranchMax_4 | 2,2.5,3,4 | 2.5 | 5 | HeaderMin_2.5HeaderMax_5 | 2.5,3,4,5
798 | 38 | 20959-2P-30HP VLSC | VLSC_20959_2P_30HP | 341.2848 | 341.2848 | 682.5695 | 2 | 1 | 3 | E | VLS_Inline | 2 | 2 | 2 | 4 | BranchMin_2BranchMax_4 | 2,2.5,3,4 | 2.5 | 6 | HeaderMin_2.5HeaderMax_6 | 2.5,3,4,5,6
799 | 39 | 20959-2P-40HP VLSC | VLSC_20959_2P_40HP | 380.858 | 380.858 | 761.716 | 2 | 1 | 3 | E | VLS_Inline | 2 | 2 | 2 | 4 | BranchMin_2BranchMax_4 | 2,2.5,3,4 | 2.5 | 6 | HeaderMin_2.5HeaderMax_6 | 2.5,3,4,5,6
800 | 40 | 20959-2P-50HP VLSC | VLSC_20959_2P_50HP | 405.1149 | 405.1149 | 810.2297 | 2 | 1 | 3 | E | VLS_Inline | 2 | 2 | 2 | 5 | BranchMin_2BranchMax_5 | 2,2.5,3,4,5 | 2.5 | 6 | HeaderMin_2.5HeaderMax_6 | 2.5,3,4,5,6
801 | 41 | 20959-2P-60HP VLSC | VLSC_20959_2P_60HP | 406.8778 | 406.8778 | 813.7556 | 2 | 1 | 3 | E | VLS_Inline | 2 | 2 | 2 | 5 | BranchMin_2BranchMax_5 | 2,2.5,3,4,5 | 2.5 | 6 | HeaderMin_2.5HeaderMax_6 | 2.5,3,4,5,6
802 | 42 | 20959-4P-3HP VLSC | VLSC_20959_4P_3HP | 154.2292 | 154.2292 | 308.4583 | 2 | 1 | 3 | E | VLS_Inline | 2 | 2 | 2 | 3 | BranchMin_2BranchMax_3 | 2,2.5,3 | 2.5 | 4 | HeaderMin_2.5HeaderMax_4 | 2.5,3,4
803 | 43 | 20959-4P-5HP VLSC | VLSC_20959_4P_5HP | 205.8649 | 205.8649 | 411.7298 | 2 | 1 | 3 | E | VLS_Inline | 2 | 2 | 2 | 3 | BranchMin_2BranchMax_3 | 2,2.5,3 | 2.5 | 5 | HeaderMin_2.5HeaderMax_5 | 2.5,3,4,5
804 | 44 | 20959-4P-7.5HP VLSC | VLSC_20959_4P_7.5HP | 227.7916 | 227.7916 | 455.5833 | 2 | 1 | 3 | E | VLS_Inline | 2 | 2 | 2 | 4 | BranchMin_2BranchMax_4 | 2,2.5,3,4 | 2.5 | 5 | HeaderMin_2.5HeaderMax_5 | 2.5,3,4,5
805 | 45 | 25709-2P-10HP VLSC | VLSC_25709_2P_10HP | 294.5625 | 294.5625 | 589.1251 | 2 | 1 | 3 | E | VLS_Inline | 2.5 | 2.5 | 2.5 | 4 | BranchMin_2.5BranchMax_4 | 2.5,3,4 | 3 | 5 | HeaderMin_3HeaderMax_5 | 3,4,5
806 | 46 | 25709-2P-15HP VLSC | VLSC_25709_2P_15HP | 355.8818 | 355.8818 | 711.7636 | 2 | 1 | 3 | E | VLS_Inline | 2.5 | 2.5 | 2.5 | 4 | BranchMin_2.5BranchMax_4 | 2.5,3,4 | 3 | 6 | HeaderMin_3HeaderMax_6 | 3,4,5,6
807 | 47 | 25709-2P-20HP VLSC | VLSC_25709_2P_20HP | 415.2757 | 415.2757 | 830.5515 | 2 | 1 | 3 | E | VLS_Inline | 2.5 | 2.5 | 2.5 | 5 | BranchMin_2.5BranchMax_5 | 2.5,3,4,5 | 3 | 6 | HeaderMin_3HeaderMax_6 | 3,4,5,6
808 | 48 | 25709-2P-25HP VLSC | VLSC_25709_2P_25HP | 449.14 | 449.14 | 898.2801 | 2 | 1 | 3 | E | VLS_Inline | 2.5 | 2.5 | 2.5 | 5 | BranchMin_2.5BranchMax_5 | 2.5,3,4,5 | 3 | 6 | HeaderMin_3HeaderMax_6 | 3,4,5,6
809 | 49 | 25709-4P-3HP VLSC | VLSC_25709_4P_3HP | 222.9265 | 222.9265 | 445.8531 | 2 | 1 | 3 | E | VLS_Inline | 2.5 | 2.5 | 2.5 | 4 | BranchMin_2.5BranchMax_4 | 2.5,3,4 | 3 | 5 | HeaderMin_3HeaderMax_5 | 3,4,5
810 | 50 | 25953-2P-20HP VLSC | VLSC_25953_2P_20HP | 339.6329 | 339.6329 | 679.2659 | 2 | 1 | 3 | E | VLS_Inline | 2.5 | 2.5 | 2.5 | 4 | BranchMin_2.5BranchMax_4 | 2.5,3,4 | 3 | 6 | HeaderMin_3HeaderMax_6 | 3,4,5,6
811 | 51 | 25953-2P-25HP VLSC | VLSC_25953_2P_25HP | 384.0902 | 384.0902 | 768.1804 | 2 | 1 | 3 | E | VLS_Inline | 2.5 | 2.5 | 2.5 | 4 | BranchMin_2.5BranchMax_4 | 2.5,3,4 | 3 | 6 | HeaderMin_3HeaderMax_6 | 3,4,5,6
812 | 52 | 25953-2P-30HP VLSC | VLSC_25953_2P_30HP | 424.5536 | 424.5536 | 849.1072 | 2 | 1 | 3 | E | VLS_Inline | 2.5 | 2.5 | 2.5 | 5 | BranchMin_2.5BranchMax_5 | 2.5,3,4,5 | 3 | 6 | HeaderMin_3HeaderMax_6 | 3,4,5,6
813 | 53 | 25953-2P-40HP VLSC | VLSC_25953_2P_40HP | 491.3603 | 491.3603 | 982.7205 | 2 | 1 | 3 | E | VLS_Inline | 2.5 | 2.5 | 2.5 | 5 | BranchMin_2.5BranchMax_5 | 2.5,3,4,5 | 3 | 8 | HeaderMin_3HeaderMax_8 | 3,4,5,6,8
814 | 54 | 25953-2P-50HP VLSC | VLSC_25953_2P_50HP | 551.7418 | 551.7418 | 1103.4836 | 2 | 1 | 3 | E | VLS_Inline | 2.5 | 2.5 | 2.5 | 5 | BranchMin_2.5BranchMax_5 | 2.5,3,4,5 | 3 | 8 | HeaderMin_3HeaderMax_8 | 3,4,5,6,8
815 | 55 | 25953-2P-60HP VLSC | VLSC_25953_2P_60HP | 573.0512 | 573.0512 | 1146.1024 | 2 | 1 | 3 | E | VLS_Inline | 2.5 | 2.5 | 2.5 | 5 | BranchMin_2.5BranchMax_5 | 2.5,3,4,5 | 3 | 8 | HeaderMin_3HeaderMax_8 | 3,4,5,6,8
816 | 56 | 25953-4P-3HP VLSC | VLSC_25953_4P_3HP | 179.981 | 179.981 | 359.9621 | 2 | 1 | 3 | E | VLS_Inline | 2.5 | 2.5 | 2.5 | 3 | BranchMin_2.5BranchMax_3 | 2.5,3 | 3 | 4 | HeaderMin_3HeaderMax_4 | 3,4
817 | 57 | 25953-4P-5HP VLSC | VLSC_25953_4P_5HP | 237.9031 | 237.9031 | 475.8063 | 2 | 1 | 3 | E | VLS_Inline | 2.5 | 2.5 | 2.5 | 4 | BranchMin_2.5BranchMax_4 | 2.5,3,4 | 3 | 5 | HeaderMin_3HeaderMax_5 | 3,4,5
818 | 58 | 25953-4P-7.5HP VLSC | VLSC_25953_4P_7.5HP | 284.3868 | 284.3868 | 568.7735 | 2 | 1 | 3 | E | VLS_Inline | 2.5 | 2.5 | 2.5 | 4 | BranchMin_2.5BranchMax_4 | 2.5,3,4 | 3 | 5 | HeaderMin_3HeaderMax_5 | 3,4,5
819 | 59 | 25121-4P-7.5HP VLSC | VLSC_25121_4P_7.5HP | 260.585 | 260.585 | 521.17 | 2 | 1 | 3 | E | VLS_Inline | 2.5 | 2.5 | 2.5 | 4 | BranchMin_2.5BranchMax_4 | 2.5,3,4 | 3 | 5 | HeaderMin_3HeaderMax_5 | 3,4,5
820 | 60 | 25121-4P-10HP VLSC | VLSC_25121_4P_10HP | 273.2839 | 273.2839 | 546.5679 | 2 | 1 | 3 | E | VLS_Inline | 2.5 | 2.5 | 2.5 | 4 | BranchMin_2.5BranchMax_4 | 2.5,3,4 | 3 | 5 | HeaderMin_3HeaderMax_5 | 3,4,5
821 | 61 | 25121-4P-15HP VLSC | VLSC_25121_4P_15HP | 330.9972 | 330.9972 | 661.9944 | 2 | 1 | 3 | E | VLS_Inline | 2.5 | 2.5 | 2.5 | 4 | BranchMin_2.5BranchMax_4 | 2.5,3,4 | 3 | 6 | HeaderMin_3HeaderMax_6 | 3,4,5,6
822 | 62 | 30707-2P-15HP VLSC | VLSC_30707_2P_15HP | 524.7552 | 524.7552 | 1049.5105 | 2 | 1 | 3 | E | VLS_Inline | 3 | 3 | 3 | 5 | BranchMin_3BranchMax_5 | 3,4,5 | 4 | 8 | HeaderMin_4HeaderMax_8 | 4,5,6,8
823 | 63 | 30707-2P-20HP VLSC | VLSC_30707_2P_20HP | 534.9404 | 534.9404 | 1069.8809 | 2 | 1 | 3 | E | VLS_Inline | 3 | 3 | 3 | 5 | BranchMin_3BranchMax_5 | 3,4,5 | 4 | 8 | HeaderMin_4HeaderMax_8 | 4,5,6,8
824 | 64 | 30707-2P-25HP VLSC | VLSC_30707_2P_25HP | 573.9449 | 573.9449 | 1147.8898 | 2 | 1 | 3 | E | VLS_Inline | 3 | 3 | 3 | 5 | BranchMin_3BranchMax_5 | 3,4,5 | 4 | 8 | HeaderMin_4HeaderMax_8 | 4,5,6,8
825 | 65 | 30707-2P-30HP VLSC | VLSC_30707_2P_30HP | 599.7227 | 599.7227 | 1199.4453 | 2 | 1 | 3 | E | VLS_Inline | 3 | 3 | 3 | 5 | BranchMin_3BranchMax_5 | 3,4,5 | 4 | 8 | HeaderMin_4HeaderMax_8 | 4,5,6,8
826 | 66 | 30957-2P-30HP VLSC | VLSC_30957_2P_30HP | 512.3923 | 512.3923 | 1024.7846 | 2 | 1 | 3 | E | VLS_Inline | 3 | 3 | 3 | 5 | BranchMin_3BranchMax_5 | 3,4,5 | 4 | 8 | HeaderMin_4HeaderMax_8 | 4,5,6,8
827 | 67 | 30957-2P-40HP VLSC | VLSC_30957_2P_40HP | 573.8168 | 573.8168 | 1147.6336 | 2 | 1 | 3 | E | VLS_Inline | 3 | 3 | 3 | 5 | BranchMin_3BranchMax_5 | 3,4,5 | 4 | 8 | HeaderMin_4HeaderMax_8 | 4,5,6,8
828 | 68 | 30957-2P-50HP VLSC | VLSC_30957_2P_50HP | 630.1667 | 630.1667 | 1260.3334 | 2 | 1 | 3 | E | VLS_Inline | 3 | 3 | 3 | 5 | BranchMin_3BranchMax_5 | 3,4,5 | 4 | 8 | HeaderMin_4HeaderMax_8 | 4,5,6,8
829 | 69 | 30957-2P-60HP VLSC | VLSC_30957_2P_60HP | 681.695 | 681.695 | 1363.39 | 2 | 1 | 3 | E | VLS_Inline | 3 | 3 | 3 | 6 | BranchMin_3BranchMax_6 | 3,4,5,6 | 4 | 8 | HeaderMin_4HeaderMax_8 | 4,5,6,8
830 | 70 | 30707-4P-3HP VLSC | VLSC_30707_4P_3HP | 242.0702 | 242.0702 | 484.1403 | 2 | 1 | 3 | E | VLS_Inline | 3 | 3 | 3 | 4 | BranchMin_3BranchMax_4 | 3,4 | 4 | 5 | HeaderMin_4HeaderMax_5 | 4,5
831 | 71 | 30707-4P-5HP VLSC | VLSC_30707_4P_5HP | 291.6367 | 291.6367 | 583.2733 | 2 | 1 | 3 | E | VLS_Inline | 3 | 3 | 3 | 4 | BranchMin_3BranchMax_4 | 3,4 | 4 | 5 | HeaderMin_4HeaderMax_5 | 4,5
832 | 72 | 30957-4P-5HP VLSC | VLSC_30957_4P_5HP | 290.4936 | 290.4936 | 580.9873 | 2 | 1 | 3 | E | VLS_Inline | 3 | 3 | 3 | 4 | BranchMin_3BranchMax_4 | 3,4 | 4 | 5 | HeaderMin_4HeaderMax_5 | 4,5
833 | 73 | 30957-4P-7.5HP VLSC | VLSC_30957_4P_7.5HP | 350.6693 | 350.6693 | 701.3387 | 2 | 1 | 3 | E | VLS_Inline | 3 | 3 | 3 | 4 | BranchMin_3BranchMax_4 | 3,4 | 4 | 6 | HeaderMin_4HeaderMax_6 | 4,5,6
834 | 74 | 30957-4P-10HP VLSC | VLSC_30957_4P_10HP | 375.4803 | 375.4803 | 750.9605 | 2 | 1 | 3 | E | VLS_Inline | 3 | 3 | 3 | 4 | BranchMin_3BranchMax_4 | 3,4 | 4 | 6 | HeaderMin_4HeaderMax_6 | 4,5,6
835 | 75 | 30123-4P-7.5HP VLSC | RC2539-9.07 | 402.5638 | 402.5638 | 805.1276 | 2 | 1 | 3 | E | VLS_Inline | 3 | 3 | 3 | 5 | BranchMin_3BranchMax_5 | 3,4,5 | 4 | 6 | HeaderMin_4HeaderMax_6 | 4,5,6
836 | 76 | 30123-4P-10HP VLSC | RC2539-9.91 | 427.3855 | 427.3855 | 854.771 | 2 | 1 | 3 | E | VLS_Inline | 3 | 3 | 3 | 5 | BranchMin_3BranchMax_5 | 3,4,5 | 4 | 6 | HeaderMin_4HeaderMax_6 | 4,5,6
837 | 77 | 30123-4P-15HP VLSC | RC2539-11.12 | 430.0891 | 430.0891 | 860.1783 | 2 | 1 | 3 | E | VLS_Inline | 3 | 3 | 3 | 5 | BranchMin_3BranchMax_5 | 3,4,5 | 4 | 6 | HeaderMin_4HeaderMax_6 | 4,5,6
838 | 78 | 30123-4P-20HP VLSC | RC2539-12.1 | 453.84 | 453.84 | 907.68 | 2 | 1 | 3 | E | VLS_Inline | 3 | 3 | 3 | 5 | BranchMin_3BranchMax_5 | 3,4,5 | 4 | 6 | HeaderMin_4HeaderMax_6 | 4,5,6
839 | 79 | 30125-4P-7.5HP VLSC | VLSC_30125_4P_7.5HP | 360.7205 | 360.7205 | 721.4409 | 2 | 1 | 3 | E | VLS_Inline | 3 | 3 | 3 | 4 | BranchMin_3BranchMax_4 | 3,4 | 4 | 6 | HeaderMin_4HeaderMax_6 | 4,5,6
840 | 80 | 30125-4P-10HP VLSC | VLSC_30125_4P_10HP | 391.3696 | 391.3696 | 782.7393 | 2 | 1 | 3 | E | VLS_Inline | 3 | 3 | 3 | 4 | BranchMin_3BranchMax_4 | 3,4 | 4 | 6 | HeaderMin_4HeaderMax_6 | 4,5,6
841 | 81 | 30125-4P-15HP VLSC | VLSC_30125_4P_15HP | 444.5377 | 444.5377 | 889.0754 | 2 | 1 | 3 | E | VLS_Inline | 3 | 3 | 3 | 5 | BranchMin_3BranchMax_5 | 3,4,5 | 4 | 6 | HeaderMin_4HeaderMax_6 | 4,5,6
842 | 82 | 30125-4P-20HP VLSC | VLSC_30125_4P_20HP | 455.5928 | 455.5928 | 911.1855 | 2 | 1 | 3 | E | VLS_Inline | 3 | 3 | 3 | 5 | BranchMin_3BranchMax_5 | 3,4,5 | 4 | 6 | HeaderMin_4HeaderMax_6 | 4,5,6
843 | 83 | 40707-2P-15HP VLSC | VLSC_40707_2P_15HP | 548.8465 | 548.8465 | 1097.6931 | 2 | 1 | 3 | E | VLS_Inline | 4 | 4 | 4 | 5 | BranchMin_4BranchMax_5 | 4,5 | 5 | 8 | HeaderMin_5HeaderMax_8 | 5,6,8
844 | 84 | 40707-2P-20HP VLSC | VLSC_40707_2P_20HP | 628.8755 | 628.8755 | 1257.751 | 2 | 1 | 3 | E | VLS_Inline | 4 | 4 | 4 | 5 | BranchMin_4BranchMax_5 | 4,5 | 5 | 8 | HeaderMin_5HeaderMax_8 | 5,6,8
845 | 85 | 40707-2P-25HP VLSC | VLSC_40707_2P_25HP | 683.4996 | 683.4996 | 1366.9992 | 2 | 1 | 3 | E | VLS_Inline | 4 | 4 | 4 | 6 | BranchMin_4BranchMax_6 | 4,5,6 | 5 | 8 | HeaderMin_5HeaderMax_8 | 5,6,8
846 | 86 | 40707-2P-30HP VLSC | VLSC_40707_2P_30HP | 734.2064 | 734.2064 | 1468.4128 | 2 | 1 | 3 | E | VLS_Inline | 4 | 4 | 4 | 6 | BranchMin_4BranchMax_6 | 4,5,6 | 5 | 8 | HeaderMin_5HeaderMax_8 | 5,6,8
847 | 87 | 40707-2P-40HP VLSC | VLSC_40707_2P_40HP | 789.7994 | 789.7994 | 1579.5988 | 2 | 1 | 3 | E | VLS_Inline | 4 | 4 | 4 | 6 | BranchMin_4BranchMax_6 | 4,5,6 | 5 | 8 | HeaderMin_5HeaderMax_8 | 5,6,8
848 | 88 | 40707-4P-3HP VLSC | VLSC_40707_4P_3HP | 360.84 | 360.84 | 721.68 | 2 | 1 | 3 | E | VLS_Inline | 4 | 4 | 4 | 4 | BranchMin_4BranchMax_4 | 4 | 5 | 6 | HeaderMin_5HeaderMax_6 | 5,6
849 | 89 | 40707-4P-5HP VLSC | VLSC_40707_4P_5HP | 427.4383 | 427.4383 | 854.8766 | 2 | 1 | 3 | E | VLS_Inline | 4 | 4 | 4 | 5 | BranchMin_4BranchMax_5 | 4,5 | 5 | 6 | HeaderMin_5HeaderMax_6 | 5,6
850 | 90 | 40957-2P-40HP VLSC | RC9914-1-6.92-2P | 913.8143 | 913.8143 | 1827.6287 | 2 | 1 | 3 | E | VLS_Inline | 4 | 4 | 4 | 6 | BranchMin_4BranchMax_6 | 4,5,6 | 5 | 10 | HeaderMin_5HeaderMax_10 | 5,6,8,10
851 | 91 | 40957-2P-50HP VLSC | RC9914-1-7.60-2P | 969.4037 | 969.4037 | 1938.8074 | 2 | 1 | 3 | E | VLS_Inline | 4 | 4 | 4 | 8 | BranchMin_4BranchMax_8 | 4,5,6,8 | 5 | 10 | HeaderMin_5HeaderMax_10 | 5,6,8,10
852 | 92 | 40957-2P-60HP VLSC | RC9914-1-8.04-2P | 1015.343 | 1015.343 | 2030.6859 | 2 | 1 | 3 | E | VLS_Inline | 4 | 4 | 4 | 8 | BranchMin_4BranchMax_8 | 4,5,6,8 | 5 | 10 | HeaderMin_5HeaderMax_10 | 5,6,8,10
853 | 93 | 40957-2P-75HP VLSC | RC9914-1-8.58-2P | 1051.8577 | 1051.8577 | 2103.7154 | 2 | 1 | 3 | E | VLS_Inline | 4 | 4 | 4 | 8 | BranchMin_4BranchMax_8 | 4,5,6,8 | 5 | 10 | HeaderMin_5HeaderMax_10 | 5,6,8,10
854 | 94 | 40957-2P-100HP VLSC | RC9914-1-9.43-2P | 1127.0937 | 1127.0937 | 2254.1875 | 2 | 1 | 3 | E | VLS_Inline | 4 | 4 | 4 | 8 | BranchMin_4BranchMax_8 | 4,5,6,8 | 5 | 10 | HeaderMin_5HeaderMax_10 | 5,6,8,10
855 | 95 | 40957-4P-5HP VLSC | RC9914-1-6.91 | 456.5775 | 456.5775 | 913.1549 | 2 | 1 | 3 | E | VLS_Inline | 4 | 4 | 4 | 5 | BranchMin_4BranchMax_5 | 4,5 | 5 | 6 | HeaderMin_5HeaderMax_6 | 5,6
856 | 96 | 40957-4P-7.5HP VLSC | RC9914-1-8.04 | 508.0798 | 508.0798 | 1016.1596 | 2 | 1 | 3 | E | VLS_Inline | 4 | 4 | 4 | 5 | BranchMin_4BranchMax_5 | 4,5 | 5 | 8 | HeaderMin_5HeaderMax_8 | 5,6,8
857 | 97 | 40957-4P-10HP VLSC | RC9914-1-8.77 | 534.9443 | 534.9443 | 1069.8887 | 2 | 1 | 3 | E | VLS_Inline | 4 | 4 | 4 | 5 | BranchMin_4BranchMax_5 | 4,5 | 5 | 8 | HeaderMin_5HeaderMax_8 | 5,6,8
858 | 98 | 40957-4P-15HP VLSC | RC9914-1-9.6 | 568.82 | 568.82 | 1137.64 | 2 | 1 | 3 | E | VLS_Inline | 4 | 4 | 4 | 5 | BranchMin_4BranchMax_5 | 4,5 | 5 | 8 | HeaderMin_5HeaderMax_8 | 5,6,8
859 | 99 | 40959-2P-40HP VLSC | VLSC_40959_2P_40HP | 885.0742 | 885.0742 | 1770.1484 | 2 | 1 | 3 | E | VLS_Inline | 4 | 4 | 4 | 6 | BranchMin_4BranchMax_6 | 4,5,6 | 5 | 10 | HeaderMin_5HeaderMax_10 | 5,6,8,10
860 | 100 | 40959-2P-50HP VLSC | VLSC_40959_2P_50HP | 912.6252 | 912.6252 | 1825.2504 | 2 | 1 | 3 | E | VLS_Inline | 4 | 4 | 4 | 6 | BranchMin_4BranchMax_6 | 4,5,6 | 5 | 10 | HeaderMin_5HeaderMax_10 | 5,6,8,10
861 | 101 | 40959-2P-60HP VLSC | VLSC_40959_2P_60HP | 955.0129 | 955.0129 | 1910.0257 | 2 | 1 | 3 | E | VLS_Inline | 4 | 4 | 4 | 8 | BranchMin_4BranchMax_8 | 4,5,6,8 | 5 | 10 | HeaderMin_5HeaderMax_10 | 5,6,8,10
862 | 102 | 40959-2P-75HP VLSC | VLSC_40959_2P_75HP | 1024.8269 | 1024.8269 | 2049.6538 | 2 | 1 | 3 | E | VLS_Inline | 4 | 4 | 4 | 8 | BranchMin_4BranchMax_8 | 4,5,6,8 | 5 | 10 | HeaderMin_5HeaderMax_10 | 5,6,8,10
863 | 103 | 40959-2P-100HP VLSC | VLSC_40959_2P_100HP | 1116.5838 | 1116.5838 | 2233.1676 | 2 | 1 | 3 | E | VLS_Inline | 4 | 4 | 4 | 8 | BranchMin_4BranchMax_8 | 4,5,6,8 | 5 | 10 | HeaderMin_5HeaderMax_10 | 5,6,8,10
864 | 104 | 40959-4P-5HP VLSC | VLSC_40959_4P_5HP | 466.2681 | 466.2681 | 932.5363 | 2 | 1 | 3 | E | VLS_Inline | 4 | 4 | 4 | 5 | BranchMin_4BranchMax_5 | 4,5 | 5 | 6 | HeaderMin_5HeaderMax_6 | 5,6
865 | 105 | 40959-4P-7.5HP VLSC | VLSC_40959_4P_7.5HP | 509.7501 | 509.7501 | 1019.5003 | 2 | 1 | 3 | E | VLS_Inline | 4 | 4 | 4 | 5 | BranchMin_4BranchMax_5 | 4,5 | 5 | 8 | HeaderMin_5HeaderMax_8 | 5,6,8
866 | 106 | 40959-4P-10HP VLSC | VLSC_40959_4P_10HP | 543.4703 | 543.4703 | 1086.9406 | 2 | 1 | 3 | E | VLS_Inline | 4 | 4 | 4 | 5 | BranchMin_4BranchMax_5 | 4,5 | 5 | 8 | HeaderMin_5HeaderMax_8 | 5,6,8
867 | 107 | 40959-4P-15HP VLSC | VLSC_40959_4P_15HP | 607.7455 | 607.7455 | 1215.4911 | 2 | 1 | 3 | E | VLS_Inline | 4 | 4 | 4 | 5 | BranchMin_4BranchMax_5 | 4,5 | 5 | 8 | HeaderMin_5HeaderMax_8 | 5,6,8
868 | 108 | 40127-4P-15HP VLSC | RC9904-3-9.87 | 667.9 | 667.9 | 1335.8 | 2 | 1 | 3 | E | VLS_Inline | 4 | 4 | 4 | 6 | BranchMin_4BranchMax_6 | 4,5,6 | 5 | 8 | HeaderMin_5HeaderMax_8 | 5,6,8
869 | 109 | 40127-4P-20HP VLSC | RC9904-3-10.75 | 732.8 | 732.8 | 1465.6 | 2 | 1 | 3 | E | VLS_Inline | 4 | 4 | 4 | 6 | BranchMin_4BranchMax_6 | 4,5,6 | 5 | 8 | HeaderMin_5HeaderMax_8 | 5,6,8
870 | 110 | 40127-4P-25HP VLSC | RC9904-3-11.39 | 774.6 | 774.6 | 1549.2 | 2 | 1 | 3 | E | VLS_Inline | 4 | 4 | 4 | 6 | BranchMin_4BranchMax_6 | 4,5,6 | 5 | 8 | HeaderMin_5HeaderMax_8 | 5,6,8
871 | 111 | 40127-4P-30HP VLSC | RC9904-3-12.10-4P | 813.5 | 813.5 | 1627 | 2 | 1 | 3 | E | VLS_Inline | 4 | 4 | 4 | 6 | BranchMin_4BranchMax_6 | 4,5,6 | 5 | 10 | HeaderMin_5HeaderMax_10 | 5,6,8,10
872 | 112 | 40129-4P-15HP VLSC | VLSC_40129_4P_15HP | 616.3385 | 616.3385 | 1232.6769 | 2 | 1 | 3 | E | VLS_Inline | 4 | 4 | 4 | 5 | BranchMin_4BranchMax_5 | 4,5 | 5 | 8 | HeaderMin_5HeaderMax_8 | 5,6,8
873 | 113 | 40129-4P-20HP VLSC | VLSC_40129_4P_20HP | 707.5905 | 707.5905 | 1415.1811 | 2 | 1 | 3 | E | VLS_Inline | 4 | 4 | 4 | 6 | BranchMin_4BranchMax_6 | 4,5,6 | 5 | 8 | HeaderMin_5HeaderMax_8 | 5,6,8
874 | 114 | 40129-4P-25HP VLSC | VLSC_40129_4P_25HP | 786.8099 | 786.8099 | 1573.6198 | 2 | 1 | 3 | E | VLS_Inline | 4 | 4 | 4 | 6 | BranchMin_4BranchMax_6 | 4,5,6 | 5 | 8 | HeaderMin_5HeaderMax_8 | 5,6,8
875 | 115 | 40129-4P-30HP VLSC | VLSC_40129_4P_30HP | 825.5 | 825.5 | 1651 | 2 | 1 | 3 | E | VLS_Inline | 4 | 4 | 4 | 6 | BranchMin_4BranchMax_6 | 4,5,6 | 5 | 10 | HeaderMin_5HeaderMax_10 | 5,6,8,10
876 | 116 | 40157-4P-30HP VLSC | RC9947-1-12.0-4P | 756.8 | 756.8 | 1513.6 | 2 | 1 | 3 | E | VLS_Inline | 4 | 4 | 4 | 6 | BranchMin_4BranchMax_6 | 4,5,6 | 5 | 8 | HeaderMin_5HeaderMax_8 | 5,6,8
877 | 117 | 40157-4P-40HP VLSC | RC9947-1-13.41-4P | 830.5 | 830.5 | 1661 | 2 | 1 | 3 | E | VLS_Inline | 4 | 4 | 4 | 6 | BranchMin_4BranchMax_6 | 4,5,6 | 5 | 10 | HeaderMin_5HeaderMax_10 | 5,6,8,10
878 | 118 | 40157-4P-50HP VLSC | RC9947-1-14.10-4P | 873.3 | 873.3 | 1746.6 | 2 | 1 | 3 | E | VLS_Inline | 4 | 4 | 4 | 6 | BranchMin_4BranchMax_6 | 4,5,6 | 5 | 10 | HeaderMin_5HeaderMax_10 | 5,6,8,10
879 | 119 | 40159-4P-30HP VLSC | VLSC_40159_4P_30HP | 639.1572 | 639.1572 | 1278.3144 | 2 | 1 | 3 | E | VLS_Inline | 4 | 4 | 4 | 5 | BranchMin_4BranchMax_5 | 4,5 | 5 | 8 | HeaderMin_5HeaderMax_8 | 5,6,8
880 | 120 | 40159-4P-40HP VLSC | VLSC_40159_4P_40HP | 794.9133 | 794.9133 | 1589.8266 | 2 | 1 | 3 | E | VLS_Inline | 4 | 4 | 4 | 6 | BranchMin_4BranchMax_6 | 4,5,6 | 5 | 8 | HeaderMin_5HeaderMax_8 | 5,6,8
881 | 121 | 40159-4P-50HP VLSC | VLSC_40159_4P_50HP | 882.342 | 882.342 | 1764.6841 | 2 | 1 | 3 | E | VLS_Inline | 4 | 4 | 4 | 6 | BranchMin_4BranchMax_6 | 4,5,6 | 5 | 10 | HeaderMin_5HeaderMax_10 | 5,6,8,10
882 | 122 | 50707-2P-30HP VLSC | VLSC_50707_2P_30HP | 935.9263 | 935.9263 | 1871.8526 | 2 | 1 | 3 | E | VLS_Inline | 5 | 5 | 5 | 6 | BranchMin_5BranchMax_6 | 5,6 | 6 | 10 | HeaderMin_6HeaderMax_10 | 6,8,10
883 | 123 | 50707-2P-40HP VLSC | VLSC_50707_2P_40HP | 1136.2741 | 1136.2741 | 2272.5482 | 2 | 1 | 3 | E | VLS_Inline | 5 | 5 | 5 | 8 | BranchMin_5BranchMax_8 | 5,6,8 | 6 | 10 | HeaderMin_6HeaderMax_10 | 6,8,10
884 | 124 | 50707-2P-50HP VLSC | VLSC_50707_2P_50HP | 1332.9681 | 1332.9681 | 2665.9362 | 2 | 1 | 3 | E | VLS_Inline | 5 | 5 | 5 | 8 | BranchMin_5BranchMax_8 | 5,6,8 | 6 | 12 | HeaderMin_6HeaderMax_12 | 6,8,10,12
885 | 125 | 50707-2P-60HP VLSC | VLSC_50707_2P_60HP | 1528.3535 | 1528.3535 | 3056.707 | 2 | 1 | 3 | E | VLS_Inline | 5 | 5 | 5 | 8 | BranchMin_5BranchMax_8 | 5,6,8 | 6 | 12 | HeaderMin_6HeaderMax_12 | 6,8,10,12
886 | 126 | 50707-4P-5HP VLSC | VLSC_50707_4P_5HP | 626.346 | 626.346 | 1252.6919 | 2 | 1 | 3 | E | VLS_Inline | 5 | 5 | 5 | 5 | BranchMin_5BranchMax_5 | 5 | 6 | 8 | HeaderMin_6HeaderMax_8 | 6,8
887 | 127 | 50707-4P-7.5HP VLSC | VLSC_50707_4P_7.5HP | 764.9699 | 764.9699 | 1529.9399 | 2 | 1 | 3 | E | VLS_Inline | 5 | 5 | 5 | 6 | BranchMin_5BranchMax_6 | 5,6 | 6 | 8 | HeaderMin_6HeaderMax_8 | 6,8
888 | 128 | 50957-4P-7.5HP VLSC | RC2552-7.24 | 682.0481 | 682.0481 | 1364.0961 | 2 | 1 | 3 | E | VLS_Inline | 5 | 5 | 5 | 6 | BranchMin_5BranchMax_6 | 5,6 | 6 | 8 | HeaderMin_6HeaderMax_8 | 6,8
889 | 129 | 50957-4P-10HP VLSC | RC2552-8.02 | 802.7921 | 802.7921 | 1605.5841 | 2 | 1 | 3 | E | VLS_Inline | 5 | 5 | 5 | 6 | BranchMin_5BranchMax_6 | 5,6 | 6 | 10 | HeaderMin_6HeaderMax_10 | 6,8,10
890 | 130 | 50957-4P-15HP VLSC | RC2552-9.10 | 932.9167 | 932.9167 | 1865.8335 | 2 | 1 | 3 | E | VLS_Inline | 5 | 5 | 5 | 6 | BranchMin_5BranchMax_6 | 5,6 | 6 | 10 | HeaderMin_6HeaderMax_10 | 6,8,10
891 | 131 | 50957-4P-20HP VLSC | RC2552-9.6 | 1000.0001 | 1000.0001 | 2000.0002 | 2 | 1 | 3 | E | VLS_Inline | 5 | 5 | 5 | 8 | BranchMin_5BranchMax_8 | 5,6,8 | 6 | 10 | HeaderMin_6HeaderMax_10 | 6,8,10
892 | 132 | 5095A-4P-7.5HP VLSC | VLSC_5095A_4P_7.5HP | 753.2463 | 753.2463 | 1506.4926 | 2 | 1 | 3 | E | VLS_Inline | 5 | 5 | 5 | 6 | BranchMin_5BranchMax_6 | 5,6 | 6 | 8 | HeaderMin_6HeaderMax_8 | 6,8
893 | 133 | 5095A-4P-10HP VLSC | VLSC_5095A_4P_10HP | 820.4429 | 820.4429 | 1640.8858 | 2 | 1 | 3 | E | VLS_Inline | 5 | 5 | 5 | 6 | BranchMin_5BranchMax_6 | 5,6 | 6 | 10 | HeaderMin_6HeaderMax_10 | 6,8,10
894 | 134 | 5095A-4P-15HP VLSC | VLSC_5095A_4P_15HP | 953.3171 | 953.3171 | 1906.6342 | 2 | 1 | 3 | E | VLS_Inline | 5 | 5 | 5 | 8 | BranchMin_5BranchMax_8 | 5,6,8 | 6 | 10 | HeaderMin_6HeaderMax_10 | 6,8,10
895 | 135 | 5095A-4P-20HP VLSC | VLSC_5095A_4P_20HP | 1029.7585 | 1029.7585 | 2059.5169 | 2 | 1 | 3 | E | VLS_Inline | 5 | 5 | 5 | 8 | BranchMin_5BranchMax_8 | 5,6,8 | 6 | 10 | HeaderMin_6HeaderMax_10 | 6,8,10
896 | 136 | 50959-2P-60HP VLSC | VLSC_50959_2P_60HP | 1330.3437 | 1330.3437 | 2660.6874 | 2 | 1 | 3 | E | VLS_Inline | 5 | 5 | 5 | 8 | BranchMin_5BranchMax_8 | 5,6,8 | 6 | 12 | HeaderMin_6HeaderMax_12 | 6,8,10,12
897 | 137 | 50959-2P-75HP VLSC | VLSC_50959_2P_75HP | 1378.5213 | 1378.5213 | 2757.0426 | 2 | 1 | 3 | E | VLS_Inline | 5 | 5 | 5 | 8 | BranchMin_5BranchMax_8 | 5,6,8 | 6 | 12 | HeaderMin_6HeaderMax_12 | 6,8,10,12
898 | 138 | 50959-2P-100HP VLSC | VLSC_50959_2P_100HP | 1467.9509 | 1467.9509 | 2935.9018 | 2 | 1 | 3 | E | VLS_Inline | 5 | 5 | 5 | 8 | BranchMin_5BranchMax_8 | 5,6,8 | 6 | 12 | HeaderMin_6HeaderMax_12 | 6,8,10,12
899 | 139 | 50129-4P-15HP VLSC | VLSC_50129_4P_15HP | 844.864 | 844.864 | 1689.7279 | 2 | 1 | 3 | E | VLS_Inline | 5 | 5 | 5 | 6 | BranchMin_5BranchMax_6 | 5,6 | 6 | 10 | HeaderMin_6HeaderMax_10 | 6,8,10
900 | 140 | 50129-4P-20HP VLSC | VLSC_50129_4P_20HP | 982.3526 | 982.3526 | 1964.7052 | 2 | 1 | 3 | E | VLS_Inline | 5 | 5 | 5 | 8 | BranchMin_5BranchMax_8 | 5,6,8 | 6 | 10 | HeaderMin_6HeaderMax_10 | 6,8,10
901 | 141 | 50129-4P-25HP VLSC | VLSC_50129_4P_25HP | 1104.8611 | 1104.8611 | 2209.7222 | 2 | 1 | 3 | E | VLS_Inline | 5 | 5 | 5 | 8 | BranchMin_5BranchMax_8 | 5,6,8 | 6 | 10 | HeaderMin_6HeaderMax_10 | 6,8,10
902 | 142 | 50129-4P-30HP VLSC | VLSC_50129_4P_30HP | 1214.4257 | 1214.4257 | 2428.8514 | 2 | 1 | 3 | E | VLS_Inline | 5 | 5 | 5 | 8 | BranchMin_5BranchMax_8 | 5,6,8 | 6 | 10 | HeaderMin_6HeaderMax_10 | 6,8,10
903 | 143 | 50129-4P-40HP VLSC | VLSC_50129_4P_40HP | 1383.6857 | 1383.6857 | 2767.3715 | 2 | 1 | 3 | E | VLS_Inline | 5 | 5 | 5 | 8 | BranchMin_5BranchMax_8 | 5,6,8 | 6 | 12 | HeaderMin_6HeaderMax_12 | 6,8,10,12
904 | 144 | 50129-4P-50HP VLSC | VLSC_50129_4P_50HP | 1551.2098 | 1551.2098 | 3102.4196 | 2 | 1 | 3 | E | VLS_Inline | 5 | 5 | 5 | 8 | BranchMin_5BranchMax_8 | 5,6,8 | 6 | 12 | HeaderMin_6HeaderMax_12 | 6,8,10,12
905 | 145 | 50129-4P-60HP VLSC | VLSC_50129_4P_60HP | 1664.6746 | 1664.6746 | 3329.3491 | 2 | 1 | 3 | E | VLS_Inline | 5 | 5 | 5 | 10 | BranchMin_5BranchMax_10 | 5,6,8,10 | 6 | 12 | HeaderMin_6HeaderMax_12 | 6,8,10,12
906 | 146 | 5012A-4P-10HP VLSC | RC9940-8.37 | 840.7876 | 840.7876 | 1681.5751 | 2 | 1 | 3 | E | VLS_Inline | 5 | 5 | 5 | 6 | BranchMin_5BranchMax_6 | 5,6 | 6 | 10 | HeaderMin_6HeaderMax_10 | 6,8,10
907 | 147 | 5012A-4P-15HP VLSC | RC9940-9.62 | 995.4751 | 995.4751 | 1990.9502 | 2 | 1 | 3 | E | VLS_Inline | 5 | 5 | 5 | 8 | BranchMin_5BranchMax_8 | 5,6,8 | 6 | 10 | HeaderMin_6HeaderMax_10 | 6,8,10
908 | 148 | 5012A-4P-20HP VLSC | RC9940-10.48 | 1093.6698 | 1093.6698 | 2187.3397 | 2 | 1 | 3 | E | VLS_Inline | 5 | 5 | 5 | 8 | BranchMin_5BranchMax_8 | 5,6,8 | 6 | 10 | HeaderMin_6HeaderMax_10 | 6,8,10
909 | 149 | 5012A-4P-25HP VLSC | RC9940-11.02 | 1144.8546 | 1144.8546 | 2289.7092 | 2 | 1 | 3 | E | VLS_Inline | 5 | 5 | 5 | 8 | BranchMin_5BranchMax_8 | 5,6,8 | 6 | 10 | HeaderMin_6HeaderMax_10 | 6,8,10
910 | 150 | 5012A-4P-30HP VLSC | RC9940-11.62-4P | 1204.5001 | 1204.5001 | 2409.0002 | 2 | 1 | 3 | E | VLS_Inline | 5 | 5 | 5 | 8 | BranchMin_5BranchMax_8 | 5,6,8 | 6 | 10 | HeaderMin_6HeaderMax_10 | 6,8,10
911 | 151 | 5012A-4P-40HP VLSC | RC9940-12.1-4P | 1252.5 | 1252.5 | 2505 | 2 | 1 | 3 | E | VLS_Inline | 5 | 5 | 5 | 8 | BranchMin_5BranchMax_8 | 5,6,8 | 6 | 12 | HeaderMin_6HeaderMax_12 | 6,8,10,12
912 | 152 | 5012C-4P-10HP VLSC | VLSC_5012C_4P_10HP | 648.3835 | 648.3835 | 1296.767 | 2 | 1 | 3 | E | VLS_Inline | 5 | 5 | 5 | 5 | BranchMin_5BranchMax_5 | 5 | 6 | 8 | HeaderMin_6HeaderMax_8 | 6,8
913 | 153 | 5012C-4P-15HP VLSC | VLSC_5012C_4P_15HP | 820.3589 | 820.3589 | 1640.7178 | 2 | 1 | 3 | E | VLS_Inline | 5 | 5 | 5 | 6 | BranchMin_5BranchMax_6 | 5,6 | 6 | 10 | HeaderMin_6HeaderMax_10 | 6,8,10
914 | 154 | 5012C-4P-20HP VLSC | VLSC_5012C_4P_20HP | 941.0352 | 941.0352 | 1882.0704 | 2 | 1 | 3 | E | VLS_Inline | 5 | 5 | 5 | 6 | BranchMin_5BranchMax_6 | 5,6 | 6 | 10 | HeaderMin_6HeaderMax_10 | 6,8,10
915 | 155 | 5012C-4P-25HP VLSC | VLSC_5012C_4P_25HP | 1045.3157 | 1045.3157 | 2090.6314 | 2 | 1 | 3 | E | VLS_Inline | 5 | 5 | 5 | 8 | BranchMin_5BranchMax_8 | 5,6,8 | 6 | 10 | HeaderMin_6HeaderMax_10 | 6,8,10
916 | 156 | 5012C-4P-30HP VLSC | VLSC_5012C_4P_30HP | 1136.5096 | 1136.5096 | 2273.0192 | 2 | 1 | 3 | E | VLS_Inline | 5 | 5 | 5 | 8 | BranchMin_5BranchMax_8 | 5,6,8 | 6 | 10 | HeaderMin_6HeaderMax_10 | 6,8,10
917 | 157 | 5012C-4P-40HP VLSC | VLSC_5012C_4P_40HP | 1235.933 | 1235.933 | 2471.866 | 2 | 1 | 3 | E | VLS_Inline | 5 | 5 | 5 | 8 | BranchMin_5BranchMax_8 | 5,6,8 | 6 | 10 | HeaderMin_6HeaderMax_10 | 6,8,10
918 | 158 | 50157-4P-50HP VLSC | VLSC_50157_4P_50HP | 1229.0007 | 1229.0007 | 2458.0014 | 2 | 1 | 3 | E | VLS_Inline | 5 | 5 | 5 | 8 | BranchMin_5BranchMax_8 | 5,6,8 | 6 | 10 | HeaderMin_6HeaderMax_10 | 6,8,10
919 | 159 | 50157-4P-60HP VLSC | VLSC_50157_4P_60HP | 1303.9328 | 1303.9328 | 2607.8655 | 2 | 1 | 3 | E | VLS_Inline | 5 | 5 | 5 | 8 | BranchMin_5BranchMax_8 | 5,6,8 | 6 | 12 | HeaderMin_6HeaderMax_12 | 6,8,10,12
920 | 160 | 50157-4P-75HP VLSC | VLSC_50157_4P_75HP | 1403.874 | 1403.874 | 2807.748 | 2 | 1 | 3 | E | VLS_Inline | 5 | 5 | 5 | 8 | BranchMin_5BranchMax_8 | 5,6,8 | 6 | 12 | HeaderMin_6HeaderMax_12 | 6,8,10,12
921 | 161 | 50157-4P-100HP VLSC | VLSC_50157_4P_100HP | 1484.3188 | 1484.3188 | 2968.6376 | 2 | 1 | 3 | E | VLS_Inline | 5 | 5 | 5 | 8 | BranchMin_5BranchMax_8 | 5,6,8 | 6 | 12 | HeaderMin_6HeaderMax_12 | 6,8,10,12
922 | 162 | 60957-4P-15HP VLSC | VLSC_60957_4P_15HP | 1171.9065 | 1171.9065 | 2343.8131 | 2 | 1 | 3 | E | VLS_Inline | 6 | 6 | 6 | 8 | BranchMin_6BranchMax_8 | 6,8 | 8 | 10 | HeaderMin_8HeaderMax_10 | 8,10
923 | 163 | 60957-4P-20HP VLSC | VLSC_60957_4P_20HP | 1316.9347 | 1316.9347 | 2633.8694 | 2 | 1 | 3 | E | VLS_Inline | 6 | 6 | 6 | 8 | BranchMin_6BranchMax_8 | 6,8 | 8 | 12 | HeaderMin_8HeaderMax_12 | 8,10,12
924 | 164 | 60957-4P-25HP VLSC | VLSC_60957_4P_25HP | 1454.2378 | 1454.2378 | 2908.4756 | 2 | 1 | 3 | E | VLS_Inline | 6 | 6 | 6 | 8 | BranchMin_6BranchMax_8 | 6,8 | 8 | 12 | HeaderMin_8HeaderMax_12 | 8,10,12
925 | 165 | 60957-4P-30HP VLSC | VLSC_60957_4P_30HP | 1568.7217 | 1568.7217 | 3137.4434 | 2 | 1 | 3 | E | VLS_Inline | 6 | 6 | 6 | 8 | BranchMin_6BranchMax_8 | 6,8 | 8 | 12 | HeaderMin_8HeaderMax_12 | 8,10,12
926 | 166 | 60125-4P-20HP VLSC | VLSC_60125_4P_20HP | 1414.8836 | 1414.8836 | 2829.7672 | 2 | 1 | 3 | E | VLS_Inline | 6 | 6 | 6 | 8 | BranchMin_6BranchMax_8 | 6,8 | 8 | 12 | HeaderMin_8HeaderMax_12 | 8,10,12
927 | 167 | 60125-4P-25HP VLSC | VLSC_60125_4P_25HP | 1523.3743 | 1523.3743 | 3046.7486 | 2 | 1 | 3 | E | VLS_Inline | 6 | 6 | 6 | 8 | BranchMin_6BranchMax_8 | 6,8 | 8 | 12 | HeaderMin_8HeaderMax_12 | 8,10,12
928 | 168 | 60125-4P-30HP VLSC | VLSC_60125_4P_30HP | 1625.1171 | 1625.1171 | 3250.2342 | 2 | 1 | 3 | E | VLS_Inline | 6 | 6 | 6 | 10 | BranchMin_6BranchMax_10 | 6,8,10 | 8 | 12 | HeaderMin_8HeaderMax_12 | 8,10,12
929 | 169 | 60125-4P-40HP VLSC | VLSC_60125_4P_40HP | 1757.2796 | 1757.2796 | 3514.5593 | 2 | 1 | 3 | E | VLS_Inline | 6 | 6 | 6 | 10 | BranchMin_6BranchMax_10 | 6,8,10 | 8 | 12 | HeaderMin_8HeaderMax_12 | 8,10,12
930 | 170 | 60125-4P-50HP VLSC | VLSC_60125_4P_50HP | 1846.8509 | 1846.8509 | 3693.7017 | 2 | 1 | 3 | E | VLS_Inline | 6 | 6 | 6 | 10 | BranchMin_6BranchMax_10 | 6,8,10 | 8 | 14 | HeaderMin_8HeaderMax_14 | 8,10,12,14
931 | 171 | 60125-4P-60HP VLSC | VLSC_60125_4P_60HP | 1914.581 | 1914.581 | 3829.162 | 2 | 1 | 3 | E | VLS_Inline | 6 | 6 | 6 | 10 | BranchMin_6BranchMax_10 | 6,8,10 | 8 | 14 | HeaderMin_8HeaderMax_14 | 8,10,12,14
932 | 172 | 60157-4P-75HP VLSC | VLSC_60157_4P_75HP | 1634.3829 | 1634.3829 | 3268.7658 | 2 | 1 | 3 | E | VLS_Inline | 6 | 6 | 6 | 10 | BranchMin_6BranchMax_10 | 6,8,10 | 8 | 12 | HeaderMin_8HeaderMax_12 | 8,10,12
933 | 173 | 60157-4P-100HP VLSC | VLSC_60157_4P_100HP | 1915.2738 | 1915.2738 | 3830.5476 | 2 | 1 | 3 | E | VLS_Inline | 6 | 6 | 6 | 10 | BranchMin_6BranchMax_10 | 6,8,10 | 8 | 14 | HeaderMin_8HeaderMax_14 | 8,10,12,14
934 | 174 | 60157-4P-125HP VLSC | VLSC_60157_4P_125HP | 2165.2718 | 2165.2718 | 4330.5437 | 2 | 1 | 3 | E | VLS_Inline | 6 | 6 | 6 | 10 | BranchMin_6BranchMax_10 | 6,8,10 | 8 | 16 | HeaderMin_8HeaderMax_16 | 8,10,12,14,16
935 | 175 | 80951-4P-20HP VLSC | VLSC_80951_4P_20HP | 1914.1469 | 1914.1469 | 3828.2938 | 2 | 1 | 3 | E | VLS_Inline | 8 | 8 | 8 | 10 | BranchMin_8BranchMax_10 | 8,10 | 10 | 14 | HeaderMin_10HeaderMax_14 | 10,12,14
936 | 176 | 80951-4P-25HP VLSC | VLSC_80951_4P_25HP | 2017.9874 | 2017.9874 | 4035.9748 | 2 | 1 | 3 | E | VLS_Inline | 8 | 8 | 8 | 10 | BranchMin_8BranchMax_10 | 8,10 | 10 | 14 | HeaderMin_10HeaderMax_14 | 10,12,14
937 | 177 | 80951-4P-30HP VLSC | VLSC_80951_4P_30HP | 2141.5995 | 2141.5995 | 4283.199 | 2 | 1 | 3 | E | VLS_Inline | 8 | 8 | 8 | 10 | BranchMin_8BranchMax_10 | 8,10 | 10 | 16 | HeaderMin_10HeaderMax_16 | 10,12,14,16
938 | 178 | 80951-4P-40HP VLSC | VLSC_80951_4P_40HP | 2290.5785 | 2290.5785 | 4581.157 | 2 | 1 | 3 | E | VLS_Inline | 8 | 8 | 8 | 10 | BranchMin_8BranchMax_10 | 8,10 | 10 | 16 | HeaderMin_10HeaderMax_16 | 10,12,14,16
939 | 179 | 80123-4P-25HP VLSC | VLSC_80123_4P_25HP | 1727.4951 | 1727.4951 | 3454.9903 | 2 | 1 | 3 | E | VLS_Inline | 8 | 8 | 8 | 10 | BranchMin_8BranchMax_10 | 8,10 | 10 | 12 | HeaderMin_10HeaderMax_12 | 10,12
940 | 180 | 80123-4P-30HP VLSC | VLSC_80123_4P_30HP | 1826.6982 | 1826.6982 | 3653.3965 | 2 | 1 | 3 | E | VLS_Inline | 8 | 8 | 8 | 10 | BranchMin_8BranchMax_10 | 8,10 | 10 | 14 | HeaderMin_10HeaderMax_14 | 10,12,14
941 | 181 | 80123-4P-40HP VLSC | VLSC_80123_4P_40HP | 2003.3556 | 2003.3556 | 4006.7112 | 2 | 1 | 3 | E | VLS_Inline | 8 | 8 | 8 | 10 | BranchMin_8BranchMax_10 | 8,10 | 10 | 14 | HeaderMin_10HeaderMax_14 | 10,12,14
942 | 182 | 80123-4P-50HP VLSC | VLSC_80123_4P_50HP | 2187.1986 | 2187.1986 | 4374.3972 | 2 | 1 | 3 | E | VLS_Inline | 8 | 8 | 8 | 10 | BranchMin_8BranchMax_10 | 8,10 | 10 | 16 | HeaderMin_10HeaderMax_16 | 10,12,14,16
943 | 183 | 80123-4P-60HP VLSC | VLSC_80123_4P_60HP | 2293.6739 | 2293.6739 | 4587.3477 | 2 | 1 | 3 | E | VLS_Inline | 8 | 8 | 8 | 10 | BranchMin_8BranchMax_10 | 8,10 | 10 | 16 | HeaderMin_10HeaderMax_16 | 10,12,14,16
944 | 184 | 80123-4P-75HP VLSC | VLSC_80123_4P_75HP | 2422.2984 | 2422.2984 | 4844.5968 | 2 | 1 | 3 | E | VLS_Inline | 8 | 8 | 8 | 10 | BranchMin_8BranchMax_10 | 8,10 | 10 | 16 | HeaderMin_10HeaderMax_16 | 10,12,14,16
945 | 185 | 80123-4P-100HP VLSC | VLSC_80123_4P_100HP | 2547.3614 | 2547.3614 | 5094.7228 | 2 | 1 | 3 | E | VLS_Inline | 8 | 8 | 8 | 12 | BranchMin_8BranchMax_12 | 8,10,12 | 10 | 16 | HeaderMin_10HeaderMax_16 | 10,12,14,16
946 | 186 | 80157-4P-100HP VLSC | VLSC_80157_4P_100HP | 2953.0528 | 2953.0528 | 5906.1056 | 2 | 1 | 3 | E | VLS_Inline | 8 | 8 | 8 | 12 | BranchMin_8BranchMax_12 | 8,10,12 | 10 | 18 | HeaderMin_10HeaderMax_18 | 10,12,14,16,18
947 | 187 | 80157-4P-125HP VLSC | VLSC_80157_4P_125HP | 3220.9607 | 3220.9607 | 6441.9215 | 2 | 1 | 3 | E | VLS_Inline | 8 | 8 | 8 | 12 | BranchMin_8BranchMax_12 | 8,10,12 | 10 | 18 | HeaderMin_10HeaderMax_18 | 10,12,14,16,18
948 | 188 | 10123-4P-75HP VLSC | VLSC_10123_4P_75HP | 3579.8797 | 3579.8797 | 7159.7593 | 2 | 1 | 3 | E | VLS_Inline | 10 | 10 | 10 | 14 | BranchMin_10BranchMax_14 | 10,12,14 | 12 | 20 | HeaderMin_12HeaderMax_20 | 12,14,16,18,20
949 | 189 | 10123-4P-100HP VLSC | VLSC_10123_4P_100HP | 3926.8748 | 3926.8748 | 7853.7497 | 2 | 1 | 3 | E | VLS_Inline | 10 | 10 | 10 | 14 | BranchMin_10BranchMax_14 | 10,12,14 | 12 | 20 | HeaderMin_12HeaderMax_20 | 12,14,16,18,20
950 | 190 | 10123-4P-125HP VLSC | VLSC_10123_4P_125HP | 4128.2784 | 4128.2784 | 8256.5567 | 2 | 1 | 3 | E | VLS_Inline | 10 | 10 | 10 | 14 | BranchMin_10BranchMax_14 | 10,12,14 | 12 | 20 | HeaderMin_12HeaderMax_20 | 12,14,16,18,20
951 | 1 | 12707-2P-5HP VLSC | VLSC_12707_2P_5HP | 120.9035 | 120.9035 | 362.7105 | 3 | 1 | 4 | F | VLS_Inline | 1.25 | 1.25 | 2 | 2.5 | BranchMin_2BranchMax_2.5 | 2,2.5 | 2.5 | 4 | HeaderMin_2.5HeaderMax_4 | 2.5,3,4
952 | 2 | 12707-2P-7.5HP VLSC | VLSC_12707_2P_7.5HP | 134.1949 | 134.1949 | 402.5848 | 3 | 1 | 4 | F | VLS_Inline | 1.25 | 1.25 | 2 | 3 | BranchMin_2BranchMax_3 | 2,2.5,3 | 2.5 | 5 | HeaderMin_2.5HeaderMax_5 | 2.5,3,4,5
953 | 3 | 12707-2P-10HP VLSC | VLSC_12707_2P_10HP | 146.7341 | 146.7341 | 440.2024 | 3 | 1 | 4 | F | VLS_Inline | 1.25 | 1.25 | 2 | 3 | BranchMin_2BranchMax_3 | 2,2.5,3 | 2.5 | 5 | HeaderMin_2.5HeaderMax_5 | 2.5,3,4,5
954 | 4 | 12707-2P-15HP VLSC | VLSC_12707_2P_15HP | 154 | 154 | 462 | 3 | 1 | 4 | F | VLS_Inline | 1.25 | 1.25 | 2 | 3 | BranchMin_2BranchMax_3 | 2,2.5,3 | 2.5 | 5 | HeaderMin_2.5HeaderMax_5 | 2.5,3,4,5
955 | 5 | 12707-4P-3HP VLSC | VLSC_12707_4P_3HP | 79 | 79 | 237 | 3 | 1 | 4 | F | VLS_Inline | 1.25 | 1.25 | 2 | 2 | BranchMin_2BranchMax_2 | 2 | 2.5 | 4 | HeaderMin_2.5HeaderMax_4 | 2.5,3,4
956 | 6 | 15709-2P-7.5HP VLSC | VLSC_15709_2P_7.5HP | 169.9715 | 169.9715 | 509.9146 | 3 | 1 | 4 | F | VLS_Inline | 1.5 | 1.5 | 2 | 3 | BranchMin_2BranchMax_3 | 2,2.5,3 | 2.5 | 5 | HeaderMin_2.5HeaderMax_5 | 2.5,3,4,5
957 | 7 | 15709-2P-10HP VLSC | VLSC_15709_2P_10HP | 191.939 | 191.939 | 575.8169 | 3 | 1 | 4 | F | VLS_Inline | 1.5 | 1.5 | 2 | 3 | BranchMin_2BranchMax_3 | 2,2.5,3 | 2.5 | 5 | HeaderMin_2.5HeaderMax_5 | 2.5,3,4,5
958 | 8 | 15709-2P-15HP VLSC | VLSC_15709_2P_15HP | 226.3257 | 226.3257 | 678.977 | 3 | 1 | 4 | F | VLS_Inline | 1.5 | 1.5 | 2 | 4 | BranchMin_2BranchMax_4 | 2,2.5,3,4 | 2.5 | 6 | HeaderMin_2.5HeaderMax_6 | 2.5,3,4,5,6
959 | 9 | 15709-4P-3HP VLSC | VLSC_15709_4P_3HP | 124.0691 | 124.0691 | 372.2073 | 3 | 1 | 4 | F | VLS_Inline | 1.5 | 1.5 | 2 | 2.5 | BranchMin_2BranchMax_2.5 | 2,2.5 | 2.5 | 4 | HeaderMin_2.5HeaderMax_4 | 2.5,3,4
960 | 10 | 20705-2P-7.5HP VLSC | VLSC_20705_2P_7.5HP | 190.191 | 190.191 | 570.5729 | 3 | 1 | 4 | F | VLS_Inline | 2 | 2 | 2 | 3 | BranchMin_2BranchMax_3 | 2,2.5,3 | 2.5 | 5 | HeaderMin_2.5HeaderMax_5 | 2.5,3,4,5
961 | 11 | 20705-2P-10HP VLSC | VLSC_20705_2P_10HP | 214.0515 | 214.0515 | 642.1546 | 3 | 1 | 4 | F | VLS_Inline | 2 | 2 | 2 | 3 | BranchMin_2BranchMax_3 | 2,2.5,3 | 2.5 | 5 | HeaderMin_2.5HeaderMax_5 | 2.5,3,4,5
962 | 12 | 20705-2P-15HP VLSC | VLSC_20705_2P_15HP | 249.8523 | 249.8523 | 749.5569 | 3 | 1 | 4 | F | VLS_Inline | 2 | 2 | 2 | 4 | BranchMin_2BranchMax_4 | 2,2.5,3,4 | 2.5 | 6 | HeaderMin_2.5HeaderMax_6 | 2.5,3,4,5,6
963 | 13 | 20705-2P-20HP VLSC | VLSC_20705_2P_20HP | 243.9916 | 243.9916 | 731.9747 | 3 | 1 | 4 | F | VLS_Inline | 2 | 2 | 2 | 4 | BranchMin_2BranchMax_4 | 2,2.5,3,4 | 2.5 | 6 | HeaderMin_2.5HeaderMax_6 | 2.5,3,4,5,6
964 | 14 | 20705-4P-3HP VLSC | VLSC_20705_4P_3HP | 128.156 | 128.156 | 384.4681 | 3 | 1 | 4 | F | VLS_Inline | 2 | 2 | 2 | 3 | BranchMin_2BranchMax_3 | 2,2.5,3 | 2.5 | 4 | HeaderMin_2.5HeaderMax_4 | 2.5,3,4
965 | 15 | 20951-2P-15HP VLSC | RC2511-7.70 | 152.95 | 152.95 | 458.85 | 3 | 1 | 4 | F | VLS_Inline | 2 | 2 | 2 | 3 | BranchMin_2BranchMax_3 | 2,2.5,3 | 2.5 | 5 | HeaderMin_2.5HeaderMax_5 | 2.5,3,4,5
966 | 16 | 20951-2P-20HP VLSC | RC2511-8.31 | 168.2305 | 168.2305 | 504.6915 | 3 | 1 | 4 | F | VLS_Inline | 2 | 2 | 2 | 3 | BranchMin_2BranchMax_3 | 2,2.5,3 | 2.5 | 5 | HeaderMin_2.5HeaderMax_5 | 2.5,3,4,5
967 | 17 | 20951-2P-25HP VLSC | RC2511-8.84 | 184.528 | 184.528 | 553.584 | 3 | 1 | 4 | F | VLS_Inline | 2 | 2 | 2 | 3 | BranchMin_2BranchMax_3 | 2,2.5,3 | 2.5 | 5 | HeaderMin_2.5HeaderMax_5 | 2.5,3,4,5
968 | 18 | 20951-2P-30HP VLSC | RC2511-9.44 | 191.32 | 191.32 | 573.96 | 3 | 1 | 4 | F | VLS_Inline | 2 | 2 | 2 | 3 | BranchMin_2BranchMax_3 | 2,2.5,3 | 2.5 | 5 | HeaderMin_2.5HeaderMax_5 | 2.5,3,4,5
969 | 19 | 20951-4P-3HP VLSC | RC2511-8.70 | 90.3291 | 90.3291 | 270.9873 | 3 | 1 | 4 | F | VLS_Inline | 2 | 2 | 2 | 2.5 | BranchMin_2BranchMax_2.5 | 2,2.5 | 2.5 | 4 | HeaderMin_2.5HeaderMax_4 | 2.5,3,4
970 | 20 | 20951-4P-5HP VLSC | RC2511-9.6 | 95.22 | 95.22 | 285.66 | 3 | 1 | 4 | F | VLS_Inline | 2 | 2 | 2 | 2.5 | BranchMin_2BranchMax_2.5 | 2,2.5 | 2.5 | 4 | HeaderMin_2.5HeaderMax_4 | 2.5,3,4
971 | 21 | 2095A-2P-15HP VLSC | VLSC_2095A_2P_15HP | 176.1225 | 176.1225 | 528.3676 | 3 | 1 | 4 | F | VLS_Inline | 2 | 2 | 2 | 3 | BranchMin_2BranchMax_3 | 2,2.5,3 | 2.5 | 5 | HeaderMin_2.5HeaderMax_5 | 2.5,3,4,5
972 | 22 | 2095A-2P-20HP VLSC | VLSC_2095A_2P_20HP | 200.368 | 200.368 | 601.1041 | 3 | 1 | 4 | F | VLS_Inline | 2 | 2 | 2 | 3 | BranchMin_2BranchMax_3 | 2,2.5,3 | 2.5 | 5 | HeaderMin_2.5HeaderMax_5 | 2.5,3,4,5
973 | 23 | 2095A-2P-25HP VLSC | VLSC_2095A_2P_25HP | 232.5586 | 232.5586 | 697.6759 | 3 | 1 | 4 | F | VLS_Inline | 2 | 2 | 2 | 4 | BranchMin_2BranchMax_4 | 2,2.5,3,4 | 2.5 | 6 | HeaderMin_2.5HeaderMax_6 | 2.5,3,4,5,6
974 | 24 | 2095A-2P-30HP VLSC | VLSC_2095A_2P_30HP | 232.5586 | 232.5586 | 697.6759 | 3 | 1 | 4 | F | VLS_Inline | 2 | 2 | 2 | 4 | BranchMin_2BranchMax_4 | 2,2.5,3,4 | 2.5 | 6 | HeaderMin_2.5HeaderMax_6 | 2.5,3,4,5,6
975 | 25 | 2095A-4P-3HP VLSC | VLSC_2095A_4P_3HP | 111.4482 | 111.4482 | 334.3446 | 3 | 1 | 4 | F | VLS_Inline | 2 | 2 | 2 | 2.5 | BranchMin_2BranchMax_2.5 | 2,2.5 | 2.5 | 4 | HeaderMin_2.5HeaderMax_4 | 2.5,3,4
976 | 26 | 2095A-4P-5HP VLSC | VLSC_2095A_4P_5HP | 118.6369 | 118.6369 | 355.9106 | 3 | 1 | 4 | F | VLS_Inline | 2 | 2 | 2 | 2.5 | BranchMin_2BranchMax_2.5 | 2,2.5 | 2.5 | 4 | HeaderMin_2.5HeaderMax_4 | 2.5,3,4
977 | 27 | 20955-2P-15HP VLSC | VLSC_20955_2P_15HP | 205.3636 | 205.3636 | 616.0908 | 3 | 1 | 4 | F | VLS_Inline | 2 | 2 | 2 | 3 | BranchMin_2BranchMax_3 | 2,2.5,3 | 2.5 | 5 | HeaderMin_2.5HeaderMax_5 | 2.5,3,4,5
978 | 28 | 20955-2P-20HP VLSC | VLSC_20955_2P_20HP | 235.6474 | 235.6474 | 706.9421 | 3 | 1 | 4 | F | VLS_Inline | 2 | 2 | 2 | 4 | BranchMin_2BranchMax_4 | 2,2.5,3,4 | 2.5 | 6 | HeaderMin_2.5HeaderMax_6 | 2.5,3,4,5,6
979 | 29 | 20955-2P-25HP VLSC | VLSC_20955_2P_25HP | 257.4 | 257.4 | 772.2001 | 3 | 1 | 4 | F | VLS_Inline | 2 | 2 | 2 | 4 | BranchMin_2BranchMax_4 | 2,2.5,3,4 | 2.5 | 6 | HeaderMin_2.5HeaderMax_6 | 2.5,3,4,5,6
980 | 30 | 20955-2P-30HP VLSC | VLSC_20955_2P_30HP | 277.4627 | 277.4627 | 832.388 | 3 | 1 | 4 | F | VLS_Inline | 2 | 2 | 2 | 4 | BranchMin_2BranchMax_4 | 2,2.5,3,4 | 2.5 | 6 | HeaderMin_2.5HeaderMax_6 | 2.5,3,4,5,6
981 | 31 | 20955-2P-40HP VLSC | VLSC_20955_2P_40HP | 300 | 300 | 900 | 3 | 1 | 4 | F | VLS_Inline | 2 | 2 | 2 | 4 | BranchMin_2BranchMax_4 | 2,2.5,3,4 | 2.5 | 6 | HeaderMin_2.5HeaderMax_6 | 2.5,3,4,5,6
982 | 32 | 20955-2P-50HP VLSC | VLSC_20955_2P_50HP | 300 | 300 | 900 | 3 | 1 | 4 | F | VLS_Inline | 2 | 2 | 2 | 4 | BranchMin_2BranchMax_4 | 2,2.5,3,4 | 2.5 | 6 | HeaderMin_2.5HeaderMax_6 | 2.5,3,4,5,6
983 | 33 | 20955-4P-3HP VLSC | VLSC_20955_4P_3HP | 136.1059 | 136.1059 | 408.3177 | 3 | 1 | 4 | F | VLS_Inline | 2 | 2 | 2 | 3 | BranchMin_2BranchMax_3 | 2,2.5,3 | 2.5 | 5 | HeaderMin_2.5HeaderMax_5 | 2.5,3,4,5
984 | 34 | 20955-4P-5HP VLSC | VLSC_20955_4P_5HP | 162.637 | 162.637 | 487.911 | 3 | 1 | 4 | F | VLS_Inline | 2 | 2 | 2 | 3 | BranchMin_2BranchMax_3 | 2,2.5,3 | 2.5 | 5 | HeaderMin_2.5HeaderMax_5 | 2.5,3,4,5
985 | 35 | 20955-4P-7.5HP VLSC | VLSC_20955_4P_7.5HP | 165.3271 | 165.3271 | 495.9813 | 3 | 1 | 4 | F | VLS_Inline | 2 | 2 | 2 | 3 | BranchMin_2BranchMax_3 | 2,2.5,3 | 2.5 | 5 | HeaderMin_2.5HeaderMax_5 | 2.5,3,4,5
986 | 36 | 20959-2P-20HP VLSC | VLSC_20959_2P_20HP | 271.9533 | 271.9533 | 815.8599 | 3 | 1 | 4 | F | VLS_Inline | 2 | 2 | 2 | 4 | BranchMin_2BranchMax_4 | 2,2.5,3,4 | 2.5 | 6 | HeaderMin_2.5HeaderMax_6 | 2.5,3,4,5,6
987 | 37 | 20959-2P-25HP VLSC | VLSC_20959_2P_25HP | 309.3395 | 309.3395 | 928.0185 | 3 | 1 | 4 | F | VLS_Inline | 2 | 2 | 2 | 4 | BranchMin_2BranchMax_4 | 2,2.5,3,4 | 2.5 | 6 | HeaderMin_2.5HeaderMax_6 | 2.5,3,4,5,6
988 | 38 | 20959-2P-30HP VLSC | VLSC_20959_2P_30HP | 341.2848 | 341.2848 | 1023.8543 | 3 | 1 | 4 | F | VLS_Inline | 2 | 2 | 2 | 4 | BranchMin_2BranchMax_4 | 2,2.5,3,4 | 2.5 | 8 | HeaderMin_2.5HeaderMax_8 | 2.5,4,6,8
989 | 39 | 20959-2P-40HP VLSC | VLSC_20959_2P_40HP | 380.858 | 380.858 | 1142.5741 | 3 | 1 | 4 | F | VLS_Inline | 2 | 2 | 2 | 4 | BranchMin_2BranchMax_4 | 2,2.5,3,4 | 2.5 | 8 | HeaderMin_2.5HeaderMax_8 | 2.5,4,6,8
990 | 40 | 20959-2P-50HP VLSC | VLSC_20959_2P_50HP | 405.1149 | 405.1149 | 1215.3446 | 3 | 1 | 4 | F | VLS_Inline | 2 | 2 | 2 | 5 | BranchMin_2BranchMax_5 | 2,2.5,3,4,5 | 2.5 | 8 | HeaderMin_2.5HeaderMax_8 | 2.5,4,6,8
991 | 41 | 20959-2P-60HP VLSC | VLSC_20959_2P_60HP | 406.8778 | 406.8778 | 1220.6335 | 3 | 1 | 4 | F | VLS_Inline | 2 | 2 | 2 | 5 | BranchMin_2BranchMax_5 | 2,2.5,3,4,5 | 2.5 | 8 | HeaderMin_2.5HeaderMax_8 | 2.5,4,6,8
992 | 42 | 20959-4P-3HP VLSC | VLSC_20959_4P_3HP | 154.2292 | 154.2292 | 462.6875 | 3 | 1 | 4 | F | VLS_Inline | 2 | 2 | 2 | 3 | BranchMin_2BranchMax_3 | 2,2.5,3 | 2.5 | 5 | HeaderMin_2.5HeaderMax_5 | 2.5,3,4,5
993 | 43 | 20959-4P-5HP VLSC | VLSC_20959_4P_5HP | 205.8649 | 205.8649 | 617.5946 | 3 | 1 | 4 | F | VLS_Inline | 2 | 2 | 2 | 3 | BranchMin_2BranchMax_3 | 2,2.5,3 | 2.5 | 5 | HeaderMin_2.5HeaderMax_5 | 2.5,3,4,5
994 | 44 | 20959-4P-7.5HP VLSC | VLSC_20959_4P_7.5HP | 227.7916 | 227.7916 | 683.3749 | 3 | 1 | 4 | F | VLS_Inline | 2 | 2 | 2 | 4 | BranchMin_2BranchMax_4 | 2,2.5,3,4 | 2.5 | 6 | HeaderMin_2.5HeaderMax_6 | 2.5,3,4,5,6
995 | 45 | 25709-2P-10HP VLSC | VLSC_25709_2P_10HP | 294.5625 | 294.5625 | 883.6876 | 3 | 1 | 4 | F | VLS_Inline | 2.5 | 2.5 | 2.5 | 4 | BranchMin_2.5BranchMax_4 | 2.5,3,4 | 3 | 6 | HeaderMin_3HeaderMax_6 | 3,4,5,6
996 | 46 | 25709-2P-15HP VLSC | VLSC_25709_2P_15HP | 355.8818 | 355.8818 | 1067.6453 | 3 | 1 | 4 | F | VLS_Inline | 2.5 | 2.5 | 2.5 | 4 | BranchMin_2.5BranchMax_4 | 2.5,3,4 | 3 | 8 | HeaderMin_3HeaderMax_8 | 3,4,5,6,8
997 | 47 | 25709-2P-20HP VLSC | VLSC_25709_2P_20HP | 415.2757 | 415.2757 | 1245.8272 | 3 | 1 | 4 | F | VLS_Inline | 2.5 | 2.5 | 2.5 | 5 | BranchMin_2.5BranchMax_5 | 2.5,3,4,5 | 3 | 8 | HeaderMin_3HeaderMax_8 | 3,4,5,6,8
998 | 48 | 25709-2P-25HP VLSC | VLSC_25709_2P_25HP | 449.14 | 449.14 | 1347.4201 | 3 | 1 | 4 | F | VLS_Inline | 2.5 | 2.5 | 2.5 | 5 | BranchMin_2.5BranchMax_5 | 2.5,3,4,5 | 3 | 8 | HeaderMin_3HeaderMax_8 | 3,4,5,6,8
999 | 49 | 25709-4P-3HP VLSC | VLSC_25709_4P_3HP | 222.9265 | 222.9265 | 668.7796 | 3 | 1 | 4 | F | VLS_Inline | 2.5 | 2.5 | 2.5 | 4 | BranchMin_2.5BranchMax_4 | 2.5,3,4 | 3 | 6 | HeaderMin_3HeaderMax_6 | 3,4,5,6
1000 | 50 | 25953-2P-20HP VLSC | VLSC_25953_2P_20HP | 339.6329 | 339.6329 | 1018.8988 | 3 | 1 | 4 | F | VLS_Inline | 2.5 | 2.5 | 2.5 | 4 | BranchMin_2.5BranchMax_4 | 2.5,3,4 | 3 | 8 | HeaderMin_3HeaderMax_8 | 3,4,5,6,8
1001 | 51 | 25953-2P-25HP VLSC | VLSC_25953_2P_25HP | 384.0902 | 384.0902 | 1152.2706 | 3 | 1 | 4 | F | VLS_Inline | 2.5 | 2.5 | 2.5 | 4 | BranchMin_2.5BranchMax_4 | 2.5,3,4 | 3 | 8 | HeaderMin_3HeaderMax_8 | 3,4,5,6,8
1002 | 52 | 25953-2P-30HP VLSC | VLSC_25953_2P_30HP | 424.5536 | 424.5536 | 1273.6608 | 3 | 1 | 4 | F | VLS_Inline | 2.5 | 2.5 | 2.5 | 5 | BranchMin_2.5BranchMax_5 | 2.5,3,4,5 | 3 | 8 | HeaderMin_3HeaderMax_8 | 3,4,5,6,8
1003 | 53 | 25953-2P-40HP VLSC | VLSC_25953_2P_40HP | 491.3603 | 491.3603 | 1474.0808 | 3 | 1 | 4 | F | VLS_Inline | 2.5 | 2.5 | 2.5 | 5 | BranchMin_2.5BranchMax_5 | 2.5,3,4,5 | 3 | 8 | HeaderMin_3HeaderMax_8 | 3,4,5,6,8
1004 | 54 | 25953-2P-50HP VLSC | VLSC_25953_2P_50HP | 551.7418 | 551.7418 | 1655.2254 | 3 | 1 | 4 | F | VLS_Inline | 2.5 | 2.5 | 2.5 | 5 | BranchMin_2.5BranchMax_5 | 2.5,3,4,5 | 3 | 10 | HeaderMin_3HeaderMax_10 | 3,4,5,6,8,10
1005 | 55 | 25953-2P-60HP VLSC | VLSC_25953_2P_60HP | 573.0512 | 573.0512 | 1719.1537 | 3 | 1 | 4 | F | VLS_Inline | 2.5 | 2.5 | 2.5 | 5 | BranchMin_2.5BranchMax_5 | 2.5,3,4,5 | 3 | 10 | HeaderMin_3HeaderMax_10 | 3,4,5,6,8,10
1006 | 56 | 25953-4P-3HP VLSC | VLSC_25953_4P_3HP | 179.981 | 179.981 | 539.9431 | 3 | 1 | 4 | F | VLS_Inline | 2.5 | 2.5 | 2.5 | 3 | BranchMin_2.5BranchMax_3 | 2.5,3 | 3 | 5 | HeaderMin_3HeaderMax_5 | 3,4,5
1007 | 57 | 25953-4P-5HP VLSC | VLSC_25953_4P_5HP | 237.9031 | 237.9031 | 713.7094 | 3 | 1 | 4 | F | VLS_Inline | 2.5 | 2.5 | 2.5 | 4 | BranchMin_2.5BranchMax_4 | 2.5,3,4 | 3 | 6 | HeaderMin_3HeaderMax_6 | 3,4,5,6
1008 | 58 | 25953-4P-7.5HP VLSC | VLSC_25953_4P_7.5HP | 284.3868 | 284.3868 | 853.1603 | 3 | 1 | 4 | F | VLS_Inline | 2.5 | 2.5 | 2.5 | 4 | BranchMin_2.5BranchMax_4 | 2.5,3,4 | 3 | 6 | HeaderMin_3HeaderMax_6 | 3,4,5,6
1009 | 59 | 25121-4P-7.5HP VLSC | VLSC_25121_4P_7.5HP | 260.585 | 260.585 | 781.755 | 3 | 1 | 4 | F | VLS_Inline | 2.5 | 2.5 | 2.5 | 4 | BranchMin_2.5BranchMax_4 | 2.5,3,4 | 3 | 6 | HeaderMin_3HeaderMax_6 | 3,4,5,6
1010 | 60 | 25121-4P-10HP VLSC | VLSC_25121_4P_10HP | 273.2839 | 273.2839 | 819.8518 | 3 | 1 | 4 | F | VLS_Inline | 2.5 | 2.5 | 2.5 | 4 | BranchMin_2.5BranchMax_4 | 2.5,3,4 | 3 | 6 | HeaderMin_3HeaderMax_6 | 3,4,5,6
1011 | 61 | 25121-4P-15HP VLSC | VLSC_25121_4P_15HP | 330.9972 | 330.9972 | 992.9917 | 3 | 1 | 4 | F | VLS_Inline | 2.5 | 2.5 | 2.5 | 4 | BranchMin_2.5BranchMax_4 | 2.5,3,4 | 3 | 8 | HeaderMin_3HeaderMax_8 | 3,4,5,6,8
1012 | 62 | 30707-2P-15HP VLSC | VLSC_30707_2P_15HP | 524.7552 | 524.7552 | 1574.2657 | 3 | 1 | 4 | F | VLS_Inline | 3 | 3 | 3 | 5 | BranchMin_3BranchMax_5 | 3,4,5 | 4 | 8 | HeaderMin_4HeaderMax_8 | 4,5,6,8
1013 | 63 | 30707-2P-20HP VLSC | VLSC_30707_2P_20HP | 534.9404 | 534.9404 | 1604.8213 | 3 | 1 | 4 | F | VLS_Inline | 3 | 3 | 3 | 5 | BranchMin_3BranchMax_5 | 3,4,5 | 4 | 10 | HeaderMin_4HeaderMax_10 | 4,5,6,8,10
1014 | 64 | 30707-2P-25HP VLSC | VLSC_30707_2P_25HP | 573.9449 | 573.9449 | 1721.8346 | 3 | 1 | 4 | F | VLS_Inline | 3 | 3 | 3 | 5 | BranchMin_3BranchMax_5 | 3,4,5 | 4 | 10 | HeaderMin_4HeaderMax_10 | 4,5,6,8,10
1015 | 65 | 30707-2P-30HP VLSC | VLSC_30707_2P_30HP | 599.7227 | 599.7227 | 1799.168 | 3 | 1 | 4 | F | VLS_Inline | 3 | 3 | 3 | 5 | BranchMin_3BranchMax_5 | 3,4,5 | 4 | 10 | HeaderMin_4HeaderMax_10 | 4,5,6,8,10
1016 | 66 | 30957-2P-30HP VLSC | VLSC_30957_2P_30HP | 512.3923 | 512.3923 | 1537.1769 | 3 | 1 | 4 | F | VLS_Inline | 3 | 3 | 3 | 5 | BranchMin_3BranchMax_5 | 3,4,5 | 4 | 8 | HeaderMin_4HeaderMax_8 | 4,5,6,8
1017 | 67 | 30957-2P-40HP VLSC | VLSC_30957_2P_40HP | 573.8168 | 573.8168 | 1721.4503 | 3 | 1 | 4 | F | VLS_Inline | 3 | 3 | 3 | 5 | BranchMin_3BranchMax_5 | 3,4,5 | 4 | 10 | HeaderMin_4HeaderMax_10 | 4,5,6,8,10
1018 | 68 | 30957-2P-50HP VLSC | VLSC_30957_2P_50HP | 630.1667 | 630.1667 | 1890.5 | 3 | 1 | 4 | F | VLS_Inline | 3 | 3 | 3 | 5 | BranchMin_3BranchMax_5 | 3,4,5 | 4 | 10 | HeaderMin_4HeaderMax_10 | 4,5,6,8,10
1019 | 69 | 30957-2P-60HP VLSC | VLSC_30957_2P_60HP | 681.695 | 681.695 | 2045.085 | 3 | 1 | 4 | F | VLS_Inline | 3 | 3 | 3 | 6 | BranchMin_3BranchMax_6 | 3,4,5,6 | 4 | 10 | HeaderMin_4HeaderMax_10 | 4,5,6,8,10
1020 | 70 | 30707-4P-3HP VLSC | VLSC_30707_4P_3HP | 242.0702 | 242.0702 | 726.2105 | 3 | 1 | 4 | F | VLS_Inline | 3 | 3 | 3 | 4 | BranchMin_3BranchMax_4 | 3,4 | 4 | 6 | HeaderMin_4HeaderMax_6 | 4,5,6
1021 | 71 | 30707-4P-5HP VLSC | VLSC_30707_4P_5HP | 291.6367 | 291.6367 | 874.91 | 3 | 1 | 4 | F | VLS_Inline | 3 | 3 | 3 | 4 | BranchMin_3BranchMax_4 | 3,4 | 4 | 6 | HeaderMin_4HeaderMax_6 | 4,5,6
1022 | 72 | 30957-4P-5HP VLSC | VLSC_30957_4P_5HP | 290.4936 | 290.4936 | 871.4809 | 3 | 1 | 4 | F | VLS_Inline | 3 | 3 | 3 | 4 | BranchMin_3BranchMax_4 | 3,4 | 4 | 6 | HeaderMin_4HeaderMax_6 | 4,5,6
1023 | 73 | 30957-4P-7.5HP VLSC | VLSC_30957_4P_7.5HP | 350.6693 | 350.6693 | 1052.008 | 3 | 1 | 4 | F | VLS_Inline | 3 | 3 | 3 | 4 | BranchMin_3BranchMax_4 | 3,4 | 4 | 8 | HeaderMin_4HeaderMax_8 | 4,5,6,8
1024 | 74 | 30957-4P-10HP VLSC | VLSC_30957_4P_10HP | 375.4803 | 375.4803 | 1126.4408 | 3 | 1 | 4 | F | VLS_Inline | 3 | 3 | 3 | 4 | BranchMin_3BranchMax_4 | 3,4 | 4 | 8 | HeaderMin_4HeaderMax_8 | 4,5,6,8
1025 | 75 | 30123-4P-7.5HP VLSC | RC2539-9.07 | 402.5638 | 402.5638 | 1207.6913 | 3 | 1 | 4 | F | VLS_Inline | 3 | 3 | 3 | 5 | BranchMin_3BranchMax_5 | 3,4,5 | 4 | 8 | HeaderMin_4HeaderMax_8 | 4,5,6,8
1026 | 76 | 30123-4P-10HP VLSC | RC2539-9.91 | 427.3855 | 427.3855 | 1282.1565 | 3 | 1 | 4 | F | VLS_Inline | 3 | 3 | 3 | 5 | BranchMin_3BranchMax_5 | 3,4,5 | 4 | 8 | HeaderMin_4HeaderMax_8 | 4,5,6,8
1027 | 77 | 30123-4P-15HP VLSC | RC2539-11.12 | 430.0891 | 430.0891 | 1290.2674 | 3 | 1 | 4 | F | VLS_Inline | 3 | 3 | 3 | 5 | BranchMin_3BranchMax_5 | 3,4,5 | 4 | 8 | HeaderMin_4HeaderMax_8 | 4,5,6,8
1028 | 78 | 30123-4P-20HP VLSC | RC2539-12.1 | 453.84 | 453.84 | 1361.52 | 3 | 1 | 4 | F | VLS_Inline | 3 | 3 | 3 | 5 | BranchMin_3BranchMax_5 | 3,4,5 | 4 | 8 | HeaderMin_4HeaderMax_8 | 4,5,6,8
1029 | 79 | 30125-4P-7.5HP VLSC | VLSC_30125_4P_7.5HP | 360.7205 | 360.7205 | 1082.1614 | 3 | 1 | 4 | F | VLS_Inline | 3 | 3 | 3 | 4 | BranchMin_3BranchMax_4 | 3,4 | 4 | 8 | HeaderMin_4HeaderMax_8 | 4,5,6,8
1030 | 80 | 30125-4P-10HP VLSC | VLSC_30125_4P_10HP | 391.3696 | 391.3696 | 1174.1089 | 3 | 1 | 4 | F | VLS_Inline | 3 | 3 | 3 | 4 | BranchMin_3BranchMax_4 | 3,4 | 4 | 8 | HeaderMin_4HeaderMax_8 | 4,5,6,8
1031 | 81 | 30125-4P-15HP VLSC | VLSC_30125_4P_15HP | 444.5377 | 444.5377 | 1333.6131 | 3 | 1 | 4 | F | VLS_Inline | 3 | 3 | 3 | 5 | BranchMin_3BranchMax_5 | 3,4,5 | 4 | 8 | HeaderMin_4HeaderMax_8 | 4,5,6,8
1032 | 82 | 30125-4P-20HP VLSC | VLSC_30125_4P_20HP | 455.5928 | 455.5928 | 1366.7783 | 3 | 1 | 4 | F | VLS_Inline | 3 | 3 | 3 | 5 | BranchMin_3BranchMax_5 | 3,4,5 | 4 | 8 | HeaderMin_4HeaderMax_8 | 4,5,6,8
1033 | 83 | 40707-2P-15HP VLSC | VLSC_40707_2P_15HP | 548.8465 | 548.8465 | 1646.5396 | 3 | 1 | 4 | F | VLS_Inline | 4 | 4 | 4 | 5 | BranchMin_4BranchMax_5 | 4,5 | 5 | 10 | HeaderMin_5HeaderMax_10 | 5,6,8,10
1034 | 84 | 40707-2P-20HP VLSC | VLSC_40707_2P_20HP | 628.8755 | 628.8755 | 1886.6265 | 3 | 1 | 4 | F | VLS_Inline | 4 | 4 | 4 | 5 | BranchMin_4BranchMax_5 | 4,5 | 5 | 10 | HeaderMin_5HeaderMax_10 | 5,6,8,10
1035 | 85 | 40707-2P-25HP VLSC | VLSC_40707_2P_25HP | 683.4996 | 683.4996 | 2050.4988 | 3 | 1 | 4 | F | VLS_Inline | 4 | 4 | 4 | 6 | BranchMin_4BranchMax_6 | 4,5,6 | 5 | 10 | HeaderMin_5HeaderMax_10 | 5,6,8,10
1036 | 86 | 40707-2P-30HP VLSC | VLSC_40707_2P_30HP | 734.2064 | 734.2064 | 2202.6191 | 3 | 1 | 4 | F | VLS_Inline | 4 | 4 | 4 | 6 | BranchMin_4BranchMax_6 | 4,5,6 | 5 | 10 | HeaderMin_5HeaderMax_10 | 5,6,8,10
1037 | 87 | 40707-2P-40HP VLSC | VLSC_40707_2P_40HP | 789.7994 | 789.7994 | 2369.3983 | 3 | 1 | 4 | F | VLS_Inline | 4 | 4 | 4 | 6 | BranchMin_4BranchMax_6 | 4,5,6 | 5 | 10 | HeaderMin_5HeaderMax_10 | 5,6,8,10
1038 | 88 | 40707-4P-3HP VLSC | VLSC_40707_4P_3HP | 360.84 | 360.84 | 1082.52 | 3 | 1 | 4 | F | VLS_Inline | 4 | 4 | 4 | 4 | BranchMin_4BranchMax_4 | 4 | 5 | 8 | HeaderMin_5HeaderMax_8 | 5,6,8
1039 | 89 | 40707-4P-5HP VLSC | VLSC_40707_4P_5HP | 427.4383 | 427.4383 | 1282.3149 | 3 | 1 | 4 | F | VLS_Inline | 4 | 4 | 4 | 5 | BranchMin_4BranchMax_5 | 4,5 | 5 | 8 | HeaderMin_5HeaderMax_8 | 5,6,8
1040 | 90 | 40957-2P-40HP VLSC | RC9914-1-6.92-2P | 913.8143 | 913.8143 | 2741.443 | 3 | 1 | 4 | F | VLS_Inline | 4 | 4 | 4 | 6 | BranchMin_4BranchMax_6 | 4,5,6 | 5 | 12 | HeaderMin_5HeaderMax_12 | 5,6,8,10,12
1041 | 91 | 40957-2P-50HP VLSC | RC9914-1-7.60-2P | 969.4037 | 969.4037 | 2908.2111 | 3 | 1 | 4 | F | VLS_Inline | 4 | 4 | 4 | 8 | BranchMin_4BranchMax_8 | 4,5,6,8 | 5 | 12 | HeaderMin_5HeaderMax_12 | 5,6,8,10,12
1042 | 92 | 40957-2P-60HP VLSC | RC9914-1-8.04-2P | 1015.343 | 1015.343 | 3046.0289 | 3 | 1 | 4 | F | VLS_Inline | 4 | 4 | 4 | 8 | BranchMin_4BranchMax_8 | 4,5,6,8 | 5 | 12 | HeaderMin_5HeaderMax_12 | 5,6,8,10,12
1043 | 93 | 40957-2P-75HP VLSC | RC9914-1-8.58-2P | 1051.8577 | 1051.8577 | 3155.5731 | 3 | 1 | 4 | F | VLS_Inline | 4 | 4 | 4 | 8 | BranchMin_4BranchMax_8 | 4,5,6,8 | 5 | 12 | HeaderMin_5HeaderMax_12 | 5,6,8,10,12
1044 | 94 | 40957-2P-100HP VLSC | RC9914-1-9.43-2P | 1127.0937 | 1127.0937 | 3381.2812 | 3 | 1 | 4 | F | VLS_Inline | 4 | 4 | 4 | 8 | BranchMin_4BranchMax_8 | 4,5,6,8 | 5 | 12 | HeaderMin_5HeaderMax_12 | 5,6,8,10,12
1045 | 95 | 40957-4P-5HP VLSC | RC9914-1-6.91 | 456.5775 | 456.5775 | 1369.7324 | 3 | 1 | 4 | F | VLS_Inline | 4 | 4 | 4 | 5 | BranchMin_4BranchMax_5 | 4,5 | 5 | 8 | HeaderMin_5HeaderMax_8 | 5,6,8
1046 | 96 | 40957-4P-7.5HP VLSC | RC9914-1-8.04 | 508.0798 | 508.0798 | 1524.2394 | 3 | 1 | 4 | F | VLS_Inline | 4 | 4 | 4 | 5 | BranchMin_4BranchMax_5 | 4,5 | 5 | 8 | HeaderMin_5HeaderMax_8 | 5,6,8
1047 | 97 | 40957-4P-10HP VLSC | RC9914-1-8.77 | 534.9443 | 534.9443 | 1604.833 | 3 | 1 | 4 | F | VLS_Inline | 4 | 4 | 4 | 5 | BranchMin_4BranchMax_5 | 4,5 | 5 | 10 | HeaderMin_5HeaderMax_10 | 5,6,8,10
1048 | 98 | 40957-4P-15HP VLSC | RC9914-1-9.6 | 568.82 | 568.82 | 1706.46 | 3 | 1 | 4 | F | VLS_Inline | 4 | 4 | 4 | 5 | BranchMin_4BranchMax_5 | 4,5 | 5 | 10 | HeaderMin_5HeaderMax_10 | 5,6,8,10
1049 | 99 | 40959-2P-40HP VLSC | VLSC_40959_2P_40HP | 885.0742 | 885.0742 | 2655.2225 | 3 | 1 | 4 | F | VLS_Inline | 4 | 4 | 4 | 6 | BranchMin_4BranchMax_6 | 4,5,6 | 5 | 12 | HeaderMin_5HeaderMax_12 | 5,6,8,10,12
1050 | 100 | 40959-2P-50HP VLSC | VLSC_40959_2P_50HP | 912.6252 | 912.6252 | 2737.8756 | 3 | 1 | 4 | F | VLS_Inline | 4 | 4 | 4 | 6 | BranchMin_4BranchMax_6 | 4,5,6 | 5 | 12 | HeaderMin_5HeaderMax_12 | 5,6,8,10,12
1051 | 101 | 40959-2P-60HP VLSC | VLSC_40959_2P_60HP | 955.0129 | 955.0129 | 2865.0386 | 3 | 1 | 4 | F | VLS_Inline | 4 | 4 | 4 | 8 | BranchMin_4BranchMax_8 | 4,5,6,8 | 5 | 12 | HeaderMin_5HeaderMax_12 | 5,6,8,10,12
1052 | 102 | 40959-2P-75HP VLSC | VLSC_40959_2P_75HP | 1024.8269 | 1024.8269 | 3074.4806 | 3 | 1 | 4 | F | VLS_Inline | 4 | 4 | 4 | 8 | BranchMin_4BranchMax_8 | 4,5,6,8 | 5 | 12 | HeaderMin_5HeaderMax_12 | 5,6,8,10,12
1053 | 103 | 40959-2P-100HP VLSC | VLSC_40959_2P_100HP | 1116.5838 | 1116.5838 | 3349.7514 | 3 | 1 | 4 | F | VLS_Inline | 4 | 4 | 4 | 8 | BranchMin_4BranchMax_8 | 4,5,6,8 | 5 | 12 | HeaderMin_5HeaderMax_12 | 5,6,8,10,12
1054 | 104 | 40959-4P-5HP VLSC | VLSC_40959_4P_5HP | 466.2681 | 466.2681 | 1398.8044 | 3 | 1 | 4 | F | VLS_Inline | 4 | 4 | 4 | 5 | BranchMin_4BranchMax_5 | 4,5 | 5 | 8 | HeaderMin_5HeaderMax_8 | 5,6,8
1055 | 105 | 40959-4P-7.5HP VLSC | VLSC_40959_4P_7.5HP | 509.7501 | 509.7501 | 1529.2504 | 3 | 1 | 4 | F | VLS_Inline | 4 | 4 | 4 | 5 | BranchMin_4BranchMax_5 | 4,5 | 5 | 8 | HeaderMin_5HeaderMax_8 | 5,6,8
1056 | 106 | 40959-4P-10HP VLSC | VLSC_40959_4P_10HP | 543.4703 | 543.4703 | 1630.411 | 3 | 1 | 4 | F | VLS_Inline | 4 | 4 | 4 | 5 | BranchMin_4BranchMax_5 | 4,5 | 5 | 10 | HeaderMin_5HeaderMax_10 | 5,6,8,10
1057 | 107 | 40959-4P-15HP VLSC | VLSC_40959_4P_15HP | 607.7455 | 607.7455 | 1823.2366 | 3 | 1 | 4 | F | VLS_Inline | 4 | 4 | 4 | 5 | BranchMin_4BranchMax_5 | 4,5 | 5 | 10 | HeaderMin_5HeaderMax_10 | 5,6,8,10
1058 | 108 | 40127-4P-15HP VLSC | RC9904-3-9.87 | 667.9 | 667.9 | 2003.7 | 3 | 1 | 4 | F | VLS_Inline | 4 | 4 | 4 | 6 | BranchMin_4BranchMax_6 | 4,5,6 | 5 | 10 | HeaderMin_5HeaderMax_10 | 5,6,8,10
1059 | 109 | 40127-4P-20HP VLSC | RC9904-3-10.75 | 732.8 | 732.8 | 2198.4 | 3 | 1 | 4 | F | VLS_Inline | 4 | 4 | 4 | 6 | BranchMin_4BranchMax_6 | 4,5,6 | 5 | 10 | HeaderMin_5HeaderMax_10 | 5,6,8,10
1060 | 110 | 40127-4P-25HP VLSC | RC9904-3-11.39 | 774.6 | 774.6 | 2323.8 | 3 | 1 | 4 | F | VLS_Inline | 4 | 4 | 4 | 6 | BranchMin_4BranchMax_6 | 4,5,6 | 5 | 10 | HeaderMin_5HeaderMax_10 | 5,6,8,10
1061 | 111 | 40127-4P-30HP VLSC | RC9904-3-12.10-4P | 813.5 | 813.5 | 2440.5 | 3 | 1 | 4 | F | VLS_Inline | 4 | 4 | 4 | 6 | BranchMin_4BranchMax_6 | 4,5,6 | 5 | 10 | HeaderMin_5HeaderMax_10 | 5,6,8,10
1062 | 112 | 40129-4P-15HP VLSC | VLSC_40129_4P_15HP | 616.3385 | 616.3385 | 1849.0154 | 3 | 1 | 4 | F | VLS_Inline | 4 | 4 | 4 | 5 | BranchMin_4BranchMax_5 | 4,5 | 5 | 10 | HeaderMin_5HeaderMax_10 | 5,6,8,10
1063 | 113 | 40129-4P-20HP VLSC | VLSC_40129_4P_20HP | 707.5905 | 707.5905 | 2122.7716 | 3 | 1 | 4 | F | VLS_Inline | 4 | 4 | 4 | 6 | BranchMin_4BranchMax_6 | 4,5,6 | 5 | 10 | HeaderMin_5HeaderMax_10 | 5,6,8,10
1064 | 114 | 40129-4P-25HP VLSC | VLSC_40129_4P_25HP | 786.8099 | 786.8099 | 2360.4297 | 3 | 1 | 4 | F | VLS_Inline | 4 | 4 | 4 | 6 | BranchMin_4BranchMax_6 | 4,5,6 | 5 | 10 | HeaderMin_5HeaderMax_10 | 5,6,8,10
1065 | 115 | 40129-4P-30HP VLSC | VLSC_40129_4P_30HP | 825.5 | 825.5 | 2476.5 | 3 | 1 | 4 | F | VLS_Inline | 4 | 4 | 4 | 6 | BranchMin_4BranchMax_6 | 4,5,6 | 5 | 10 | HeaderMin_5HeaderMax_10 | 5,6,8,10
1066 | 116 | 40157-4P-30HP VLSC | RC9947-1-12.0-4P | 756.8 | 756.8 | 2270.4 | 3 | 1 | 4 | F | VLS_Inline | 4 | 4 | 4 | 6 | BranchMin_4BranchMax_6 | 4,5,6 | 5 | 10 | HeaderMin_5HeaderMax_10 | 5,6,8,10
1067 | 117 | 40157-4P-40HP VLSC | RC9947-1-13.41-4P | 830.5 | 830.5 | 2491.5 | 3 | 1 | 4 | F | VLS_Inline | 4 | 4 | 4 | 6 | BranchMin_4BranchMax_6 | 4,5,6 | 5 | 10 | HeaderMin_5HeaderMax_10 | 5,6,8,10
1068 | 118 | 40157-4P-50HP VLSC | RC9947-1-14.10-4P | 873.3 | 873.3 | 2619.9 | 3 | 1 | 4 | F | VLS_Inline | 4 | 4 | 4 | 6 | BranchMin_4BranchMax_6 | 4,5,6 | 5 | 12 | HeaderMin_5HeaderMax_12 | 5,6,8,10,12
1069 | 119 | 40159-4P-30HP VLSC | VLSC_40159_4P_30HP | 639.1572 | 639.1572 | 1917.4715 | 3 | 1 | 4 | F | VLS_Inline | 4 | 4 | 4 | 5 | BranchMin_4BranchMax_5 | 4,5 | 5 | 10 | HeaderMin_5HeaderMax_10 | 5,6,8,10
1070 | 120 | 40159-4P-40HP VLSC | VLSC_40159_4P_40HP | 794.9133 | 794.9133 | 2384.7399 | 3 | 1 | 4 | F | VLS_Inline | 4 | 4 | 4 | 6 | BranchMin_4BranchMax_6 | 4,5,6 | 5 | 10 | HeaderMin_5HeaderMax_10 | 5,6,8,10
1071 | 121 | 40159-4P-50HP VLSC | VLSC_40159_4P_50HP | 882.342 | 882.342 | 2647.0261 | 3 | 1 | 4 | F | VLS_Inline | 4 | 4 | 4 | 6 | BranchMin_4BranchMax_6 | 4,5,6 | 5 | 12 | HeaderMin_5HeaderMax_12 | 5,6,8,10,12
1072 | 122 | 50707-2P-30HP VLSC | VLSC_50707_2P_30HP | 935.9263 | 935.9263 | 2807.7789 | 3 | 1 | 4 | F | VLS_Inline | 5 | 5 | 5 | 6 | BranchMin_5BranchMax_6 | 5,6 | 6 | 12 | HeaderMin_6HeaderMax_12 | 6,8,10,12
1073 | 123 | 50707-2P-40HP VLSC | VLSC_50707_2P_40HP | 1136.2741 | 1136.2741 | 3408.8222 | 3 | 1 | 4 | F | VLS_Inline | 5 | 5 | 5 | 8 | BranchMin_5BranchMax_8 | 5,6,8 | 6 | 12 | HeaderMin_6HeaderMax_12 | 6,8,10,12
1074 | 124 | 50707-2P-50HP VLSC | VLSC_50707_2P_50HP | 1332.9681 | 1332.9681 | 3998.9043 | 3 | 1 | 4 | F | VLS_Inline | 5 | 5 | 5 | 8 | BranchMin_5BranchMax_8 | 5,6,8 | 6 | 14 | HeaderMin_6HeaderMax_14 | 6,8,10,12,14
1075 | 125 | 50707-2P-60HP VLSC | VLSC_50707_2P_60HP | 1528.3535 | 1528.3535 | 4585.0605 | 3 | 1 | 4 | F | VLS_Inline | 5 | 5 | 5 | 8 | BranchMin_5BranchMax_8 | 5,6,8 | 6 | 16 | HeaderMin_6HeaderMax_16 | 6,8,10,12,14,16
1076 | 126 | 50707-4P-5HP VLSC | VLSC_50707_4P_5HP | 626.346 | 626.346 | 1879.0379 | 3 | 1 | 4 | F | VLS_Inline | 5 | 5 | 5 | 5 | BranchMin_5BranchMax_5 | 5 | 6 | 10 | HeaderMin_6HeaderMax_10 | 6,8,10
1077 | 127 | 50707-4P-7.5HP VLSC | VLSC_50707_4P_7.5HP | 764.9699 | 764.9699 | 2294.9098 | 3 | 1 | 4 | F | VLS_Inline | 5 | 5 | 5 | 6 | BranchMin_5BranchMax_6 | 5,6 | 6 | 10 | HeaderMin_6HeaderMax_10 | 6,8,10
1078 | 128 | 50957-4P-7.5HP VLSC | RC2552-7.24 | 682.0481 | 682.0481 | 2046.1442 | 3 | 1 | 4 | F | VLS_Inline | 5 | 5 | 5 | 6 | BranchMin_5BranchMax_6 | 5,6 | 6 | 10 | HeaderMin_6HeaderMax_10 | 6,8,10
1079 | 129 | 50957-4P-10HP VLSC | RC2552-8.02 | 802.7921 | 802.7921 | 2408.3762 | 3 | 1 | 4 | F | VLS_Inline | 5 | 5 | 5 | 6 | BranchMin_5BranchMax_6 | 5,6 | 6 | 10 | HeaderMin_6HeaderMax_10 | 6,8,10
1080 | 130 | 50957-4P-15HP VLSC | RC2552-9.10 | 932.9167 | 932.9167 | 2798.7502 | 3 | 1 | 4 | F | VLS_Inline | 5 | 5 | 5 | 6 | BranchMin_5BranchMax_6 | 5,6 | 6 | 12 | HeaderMin_6HeaderMax_12 | 6,8,10,12
1081 | 131 | 50957-4P-20HP VLSC | RC2552-9.6 | 1000.0001 | 1000.0001 | 3000.0002 | 3 | 1 | 4 | F | VLS_Inline | 5 | 5 | 5 | 8 | BranchMin_5BranchMax_8 | 5,6,8 | 6 | 12 | HeaderMin_6HeaderMax_12 | 6,8,10,12
1082 | 132 | 5095A-4P-7.5HP VLSC | VLSC_5095A_4P_7.5HP | 753.2463 | 753.2463 | 2259.739 | 3 | 1 | 4 | F | VLS_Inline | 5 | 5 | 5 | 6 | BranchMin_5BranchMax_6 | 5,6 | 6 | 10 | HeaderMin_6HeaderMax_10 | 6,8,10
1083 | 133 | 5095A-4P-10HP VLSC | VLSC_5095A_4P_10HP | 820.4429 | 820.4429 | 2461.3287 | 3 | 1 | 4 | F | VLS_Inline | 5 | 5 | 5 | 6 | BranchMin_5BranchMax_6 | 5,6 | 6 | 10 | HeaderMin_6HeaderMax_10 | 6,8,10
1084 | 134 | 5095A-4P-15HP VLSC | VLSC_5095A_4P_15HP | 953.3171 | 953.3171 | 2859.9513 | 3 | 1 | 4 | F | VLS_Inline | 5 | 5 | 5 | 8 | BranchMin_5BranchMax_8 | 5,6,8 | 6 | 12 | HeaderMin_6HeaderMax_12 | 6,8,10,12
1085 | 135 | 5095A-4P-20HP VLSC | VLSC_5095A_4P_20HP | 1029.7585 | 1029.7585 | 3089.2754 | 3 | 1 | 4 | F | VLS_Inline | 5 | 5 | 5 | 8 | BranchMin_5BranchMax_8 | 5,6,8 | 6 | 12 | HeaderMin_6HeaderMax_12 | 6,8,10,12
1086 | 136 | 50959-2P-60HP VLSC | VLSC_50959_2P_60HP | 1330.3437 | 1330.3437 | 3991.0312 | 3 | 1 | 4 | F | VLS_Inline | 5 | 5 | 5 | 8 | BranchMin_5BranchMax_8 | 5,6,8 | 6 | 14 | HeaderMin_6HeaderMax_14 | 6,8,10,12,14
1087 | 137 | 50959-2P-75HP VLSC | VLSC_50959_2P_75HP | 1378.5213 | 1378.5213 | 4135.5639 | 3 | 1 | 4 | F | VLS_Inline | 5 | 5 | 5 | 8 | BranchMin_5BranchMax_8 | 5,6,8 | 6 | 14 | HeaderMin_6HeaderMax_14 | 6,8,10,12,14
1088 | 138 | 50959-2P-100HP VLSC | VLSC_50959_2P_100HP | 1467.9509 | 1467.9509 | 4403.8528 | 3 | 1 | 4 | F | VLS_Inline | 5 | 5 | 5 | 8 | BranchMin_5BranchMax_8 | 5,6,8 | 6 | 16 | HeaderMin_6HeaderMax_16 | 6,8,10,12,14,16
1089 | 139 | 50129-4P-15HP VLSC | VLSC_50129_4P_15HP | 844.864 | 844.864 | 2534.5919 | 3 | 1 | 4 | F | VLS_Inline | 5 | 5 | 5 | 6 | BranchMin_5BranchMax_6 | 5,6 | 6 | 12 | HeaderMin_6HeaderMax_12 | 6,8,10,12
1090 | 140 | 50129-4P-20HP VLSC | VLSC_50129_4P_20HP | 982.3526 | 982.3526 | 2947.0578 | 3 | 1 | 4 | F | VLS_Inline | 5 | 5 | 5 | 8 | BranchMin_5BranchMax_8 | 5,6,8 | 6 | 12 | HeaderMin_6HeaderMax_12 | 6,8,10,12
1091 | 141 | 50129-4P-25HP VLSC | VLSC_50129_4P_25HP | 1104.8611 | 1104.8611 | 3314.5834 | 3 | 1 | 4 | F | VLS_Inline | 5 | 5 | 5 | 8 | BranchMin_5BranchMax_8 | 5,6,8 | 6 | 12 | HeaderMin_6HeaderMax_12 | 6,8,10,12
1092 | 142 | 50129-4P-30HP VLSC | VLSC_50129_4P_30HP | 1214.4257 | 1214.4257 | 3643.277 | 3 | 1 | 4 | F | VLS_Inline | 5 | 5 | 5 | 8 | BranchMin_5BranchMax_8 | 5,6,8 | 6 | 14 | HeaderMin_6HeaderMax_14 | 6,8,10,12,14
1093 | 143 | 50129-4P-40HP VLSC | VLSC_50129_4P_40HP | 1383.6857 | 1383.6857 | 4151.0572 | 3 | 1 | 4 | F | VLS_Inline | 5 | 5 | 5 | 8 | BranchMin_5BranchMax_8 | 5,6,8 | 6 | 14 | HeaderMin_6HeaderMax_14 | 6,8,10,12,14
1094 | 144 | 50129-4P-50HP VLSC | VLSC_50129_4P_50HP | 1551.2098 | 1551.2098 | 4653.6293 | 3 | 1 | 4 | F | VLS_Inline | 5 | 5 | 5 | 8 | BranchMin_5BranchMax_8 | 5,6,8 | 6 | 16 | HeaderMin_6HeaderMax_16 | 6,8,10,12,14,16
1095 | 145 | 50129-4P-60HP VLSC | VLSC_50129_4P_60HP | 1664.6746 | 1664.6746 | 4994.0237 | 3 | 1 | 4 | F | VLS_Inline | 5 | 5 | 5 | 10 | BranchMin_5BranchMax_10 | 5,6,8,10 | 6 | 16 | HeaderMin_6HeaderMax_16 | 6,8,10,12,14,16
1096 | 146 | 5012A-4P-10HP VLSC | RC9940-8.37 | 840.7876 | 840.7876 | 2522.3627 | 3 | 1 | 4 | F | VLS_Inline | 5 | 5 | 5 | 6 | BranchMin_5BranchMax_6 | 5,6 | 6 | 12 | HeaderMin_6HeaderMax_12 | 6,8,10,12
1097 | 147 | 5012A-4P-15HP VLSC | RC9940-9.62 | 995.4751 | 995.4751 | 2986.4252 | 3 | 1 | 4 | F | VLS_Inline | 5 | 5 | 5 | 8 | BranchMin_5BranchMax_8 | 5,6,8 | 6 | 12 | HeaderMin_6HeaderMax_12 | 6,8,10,12
1098 | 148 | 5012A-4P-20HP VLSC | RC9940-10.48 | 1093.6698 | 1093.6698 | 3281.0095 | 3 | 1 | 4 | F | VLS_Inline | 5 | 5 | 5 | 8 | BranchMin_5BranchMax_8 | 5,6,8 | 6 | 12 | HeaderMin_6HeaderMax_12 | 6,8,10,12
1099 | 149 | 5012A-4P-25HP VLSC | RC9940-11.02 | 1144.8546 | 1144.8546 | 3434.5638 | 3 | 1 | 4 | F | VLS_Inline | 5 | 5 | 5 | 8 | BranchMin_5BranchMax_8 | 5,6,8 | 6 | 12 | HeaderMin_6HeaderMax_12 | 6,8,10,12
1100 | 150 | 5012A-4P-30HP VLSC | RC9940-11.62-4P | 1204.5001 | 1204.5001 | 3613.5003 | 3 | 1 | 4 | F | VLS_Inline | 5 | 5 | 5 | 8 | BranchMin_5BranchMax_8 | 5,6,8 | 6 | 14 | HeaderMin_6HeaderMax_14 | 6,8,10,12,14
1101 | 151 | 5012A-4P-40HP VLSC | RC9940-12.1-4P | 1252.5 | 1252.5 | 3757.5 | 3 | 1 | 4 | F | VLS_Inline | 5 | 5 | 5 | 8 | BranchMin_5BranchMax_8 | 5,6,8 | 6 | 14 | HeaderMin_6HeaderMax_14 | 6,8,10,12,14
1102 | 152 | 5012C-4P-10HP VLSC | VLSC_5012C_4P_10HP | 648.3835 | 648.3835 | 1945.1505 | 3 | 1 | 4 | F | VLS_Inline | 5 | 5 | 5 | 5 | BranchMin_5BranchMax_5 | 5 | 6 | 10 | HeaderMin_6HeaderMax_10 | 6,8,10
1103 | 153 | 5012C-4P-15HP VLSC | VLSC_5012C_4P_15HP | 820.3589 | 820.3589 | 2461.0767 | 3 | 1 | 4 | F | VLS_Inline | 5 | 5 | 5 | 6 | BranchMin_5BranchMax_6 | 5,6 | 6 | 10 | HeaderMin_6HeaderMax_10 | 6,8,10
1104 | 154 | 5012C-4P-20HP VLSC | VLSC_5012C_4P_20HP | 941.0352 | 941.0352 | 2823.1056 | 3 | 1 | 4 | F | VLS_Inline | 5 | 5 | 5 | 6 | BranchMin_5BranchMax_6 | 5,6 | 6 | 12 | HeaderMin_6HeaderMax_12 | 6,8,10,12
1105 | 155 | 5012C-4P-25HP VLSC | VLSC_5012C_4P_25HP | 1045.3157 | 1045.3157 | 3135.947 | 3 | 1 | 4 | F | VLS_Inline | 5 | 5 | 5 | 8 | BranchMin_5BranchMax_8 | 5,6,8 | 6 | 12 | HeaderMin_6HeaderMax_12 | 6,8,10,12
1106 | 156 | 5012C-4P-30HP VLSC | VLSC_5012C_4P_30HP | 1136.5096 | 1136.5096 | 3409.5287 | 3 | 1 | 4 | F | VLS_Inline | 5 | 5 | 5 | 8 | BranchMin_5BranchMax_8 | 5,6,8 | 6 | 12 | HeaderMin_6HeaderMax_12 | 6,8,10,12
1107 | 157 | 5012C-4P-40HP VLSC | VLSC_5012C_4P_40HP | 1235.933 | 1235.933 | 3707.799 | 3 | 1 | 4 | F | VLS_Inline | 5 | 5 | 5 | 8 | BranchMin_5BranchMax_8 | 5,6,8 | 6 | 14 | HeaderMin_6HeaderMax_14 | 6,8,10,12,14
1108 | 158 | 50157-4P-50HP VLSC | VLSC_50157_4P_50HP | 1229.0007 | 1229.0007 | 3687.0022 | 3 | 1 | 4 | F | VLS_Inline | 5 | 5 | 5 | 8 | BranchMin_5BranchMax_8 | 5,6,8 | 6 | 14 | HeaderMin_6HeaderMax_14 | 6,8,10,12,14
1109 | 159 | 50157-4P-60HP VLSC | VLSC_50157_4P_60HP | 1303.9328 | 1303.9328 | 3911.7983 | 3 | 1 | 4 | F | VLS_Inline | 5 | 5 | 5 | 8 | BranchMin_5BranchMax_8 | 5,6,8 | 6 | 14 | HeaderMin_6HeaderMax_14 | 6,8,10,12,14
1110 | 160 | 50157-4P-75HP VLSC | VLSC_50157_4P_75HP | 1403.874 | 1403.874 | 4211.6221 | 3 | 1 | 4 | F | VLS_Inline | 5 | 5 | 5 | 8 | BranchMin_5BranchMax_8 | 5,6,8 | 6 | 14 | HeaderMin_6HeaderMax_14 | 6,8,10,12,14
1111 | 161 | 50157-4P-100HP VLSC | VLSC_50157_4P_100HP | 1484.3188 | 1484.3188 | 4452.9564 | 3 | 1 | 4 | F | VLS_Inline | 5 | 5 | 5 | 8 | BranchMin_5BranchMax_8 | 5,6,8 | 6 | 16 | HeaderMin_6HeaderMax_16 | 6,8,10,12,14,16
1112 | 162 | 60957-4P-15HP VLSC | VLSC_60957_4P_15HP | 1171.9065 | 1171.9065 | 3515.7196 | 3 | 1 | 4 | F | VLS_Inline | 6 | 6 | 6 | 8 | BranchMin_6BranchMax_8 | 6,8 | 8 | 12 | HeaderMin_8HeaderMax_12 | 8,10,12
1113 | 163 | 60957-4P-20HP VLSC | VLSC_60957_4P_20HP | 1316.9347 | 1316.9347 | 3950.8041 | 3 | 1 | 4 | F | VLS_Inline | 6 | 6 | 6 | 8 | BranchMin_6BranchMax_8 | 6,8 | 8 | 14 | HeaderMin_8HeaderMax_14 | 8,10,12,14
1114 | 164 | 60957-4P-25HP VLSC | VLSC_60957_4P_25HP | 1454.2378 | 1454.2378 | 4362.7133 | 3 | 1 | 4 | F | VLS_Inline | 6 | 6 | 6 | 8 | BranchMin_6BranchMax_8 | 6,8 | 8 | 16 | HeaderMin_8HeaderMax_16 | 8,10,12,14,16
1115 | 165 | 60957-4P-30HP VLSC | VLSC_60957_4P_30HP | 1568.7217 | 1568.7217 | 4706.1651 | 3 | 1 | 4 | F | VLS_Inline | 6 | 6 | 6 | 8 | BranchMin_6BranchMax_8 | 6,8 | 8 | 16 | HeaderMin_8HeaderMax_16 | 8,10,12,14,16
1116 | 166 | 60125-4P-20HP VLSC | VLSC_60125_4P_20HP | 1414.8836 | 1414.8836 | 4244.6507 | 3 | 1 | 4 | F | VLS_Inline | 6 | 6 | 6 | 8 | BranchMin_6BranchMax_8 | 6,8 | 8 | 14 | HeaderMin_8HeaderMax_14 | 8,10,12,14
1117 | 167 | 60125-4P-25HP VLSC | VLSC_60125_4P_25HP | 1523.3743 | 1523.3743 | 4570.123 | 3 | 1 | 4 | F | VLS_Inline | 6 | 6 | 6 | 8 | BranchMin_6BranchMax_8 | 6,8 | 8 | 16 | HeaderMin_8HeaderMax_16 | 8,10,12,14,16
1118 | 168 | 60125-4P-30HP VLSC | VLSC_60125_4P_30HP | 1625.1171 | 1625.1171 | 4875.3512 | 3 | 1 | 4 | F | VLS_Inline | 6 | 6 | 6 | 10 | BranchMin_6BranchMax_10 | 6,8,10 | 8 | 16 | HeaderMin_8HeaderMax_16 | 8,10,12,14,16
1119 | 169 | 60125-4P-40HP VLSC | VLSC_60125_4P_40HP | 1757.2796 | 1757.2796 | 5271.8389 | 3 | 1 | 4 | F | VLS_Inline | 6 | 6 | 6 | 10 | BranchMin_6BranchMax_10 | 6,8,10 | 8 | 16 | HeaderMin_8HeaderMax_16 | 8,10,12,14,16
1120 | 170 | 60125-4P-50HP VLSC | VLSC_60125_4P_50HP | 1846.8509 | 1846.8509 | 5540.5526 | 3 | 1 | 4 | F | VLS_Inline | 6 | 6 | 6 | 10 | BranchMin_6BranchMax_10 | 6,8,10 | 8 | 16 | HeaderMin_8HeaderMax_16 | 8,10,12,14,16
1121 | 171 | 60125-4P-60HP VLSC | VLSC_60125_4P_60HP | 1914.581 | 1914.581 | 5743.743 | 3 | 1 | 4 | F | VLS_Inline | 6 | 6 | 6 | 10 | BranchMin_6BranchMax_10 | 6,8,10 | 8 | 18 | HeaderMin_8HeaderMax_18 | 8,10,12,14,16,18
1122 | 172 | 60157-4P-75HP VLSC | VLSC_60157_4P_75HP | 1634.3829 | 1634.3829 | 4903.1487 | 3 | 1 | 4 | F | VLS_Inline | 6 | 6 | 6 | 10 | BranchMin_6BranchMax_10 | 6,8,10 | 8 | 16 | HeaderMin_8HeaderMax_16 | 8,10,12,14,16
1123 | 173 | 60157-4P-100HP VLSC | VLSC_60157_4P_100HP | 1915.2738 | 1915.2738 | 5745.8213 | 3 | 1 | 4 | F | VLS_Inline | 6 | 6 | 6 | 10 | BranchMin_6BranchMax_10 | 6,8,10 | 8 | 18 | HeaderMin_8HeaderMax_18 | 8,10,12,14,16,18
1124 | 174 | 60157-4P-125HP VLSC | VLSC_60157_4P_125HP | 2165.2718 | 2165.2718 | 6495.8155 | 3 | 1 | 4 | F | VLS_Inline | 6 | 6 | 6 | 10 | BranchMin_6BranchMax_10 | 6,8,10 | 8 | 18 | HeaderMin_8HeaderMax_18 | 8,10,12,14,16,18
1125 | 175 | 80951-4P-20HP VLSC | VLSC_80951_4P_20HP | 1914.1469 | 1914.1469 | 5742.4408 | 3 | 1 | 4 | F | VLS_Inline | 8 | 8 | 8 | 10 | BranchMin_8BranchMax_10 | 8,10 | 10 | 18 | HeaderMin_10HeaderMax_18 | 10,12,14,16,18
1126 | 176 | 80951-4P-25HP VLSC | VLSC_80951_4P_25HP | 2017.9874 | 2017.9874 | 6053.9622 | 3 | 1 | 4 | F | VLS_Inline | 8 | 8 | 8 | 10 | BranchMin_8BranchMax_10 | 8,10 | 10 | 18 | HeaderMin_10HeaderMax_18 | 10,12,14,16,18
1127 | 177 | 80951-4P-30HP VLSC | VLSC_80951_4P_30HP | 2141.5995 | 2141.5995 | 6424.7985 | 3 | 1 | 4 | F | VLS_Inline | 8 | 8 | 8 | 10 | BranchMin_8BranchMax_10 | 8,10 | 10 | 18 | HeaderMin_10HeaderMax_18 | 10,12,14,16,18
1128 | 178 | 80951-4P-40HP VLSC | VLSC_80951_4P_40HP | 2290.5785 | 2290.5785 | 6871.7355 | 3 | 1 | 4 | F | VLS_Inline | 8 | 8 | 8 | 10 | BranchMin_8BranchMax_10 | 8,10 | 10 | 18 | HeaderMin_10HeaderMax_18 | 10,12,14,16,18
1129 | 179 | 80123-4P-25HP VLSC | VLSC_80123_4P_25HP | 1727.4951 | 1727.4951 | 5182.4854 | 3 | 1 | 4 | F | VLS_Inline | 8 | 8 | 8 | 10 | BranchMin_8BranchMax_10 | 8,10 | 10 | 16 | HeaderMin_10HeaderMax_16 | 10,12,14,16
1130 | 180 | 80123-4P-30HP VLSC | VLSC_80123_4P_30HP | 1826.6982 | 1826.6982 | 5480.0947 | 3 | 1 | 4 | F | VLS_Inline | 8 | 8 | 8 | 10 | BranchMin_8BranchMax_10 | 8,10 | 10 | 16 | HeaderMin_10HeaderMax_16 | 10,12,14,16
1131 | 181 | 80123-4P-40HP VLSC | VLSC_80123_4P_40HP | 2003.3556 | 2003.3556 | 6010.0669 | 3 | 1 | 4 | F | VLS_Inline | 8 | 8 | 8 | 10 | BranchMin_8BranchMax_10 | 8,10 | 10 | 18 | HeaderMin_10HeaderMax_18 | 10,12,14,16,18
1132 | 182 | 80123-4P-50HP VLSC | VLSC_80123_4P_50HP | 2187.1986 | 2187.1986 | 6561.5959 | 3 | 1 | 4 | F | VLS_Inline | 8 | 8 | 8 | 10 | BranchMin_8BranchMax_10 | 8,10 | 10 | 18 | HeaderMin_10HeaderMax_18 | 10,12,14,16,18
1133 | 183 | 80123-4P-60HP VLSC | VLSC_80123_4P_60HP | 2293.6739 | 2293.6739 | 6881.0216 | 3 | 1 | 4 | F | VLS_Inline | 8 | 8 | 8 | 10 | BranchMin_8BranchMax_10 | 8,10 | 10 | 18 | HeaderMin_10HeaderMax_18 | 10,12,14,16,18
1134 | 184 | 80123-4P-75HP VLSC | VLSC_80123_4P_75HP | 2422.2984 | 2422.2984 | 7266.8952 | 3 | 1 | 4 | F | VLS_Inline | 8 | 8 | 8 | 10 | BranchMin_8BranchMax_10 | 8,10 | 10 | 20 | HeaderMin_10HeaderMax_20 | 10,12,14,16,18,20
1135 | 185 | 80123-4P-100HP VLSC | VLSC_80123_4P_100HP | 2547.3614 | 2547.3614 | 7642.0842 | 3 | 1 | 4 | F | VLS_Inline | 8 | 8 | 8 | 12 | BranchMin_8BranchMax_12 | 8,10,12 | 10 | 20 | HeaderMin_10HeaderMax_20 | 10,12,14,16,18,20
1136 | 186 | 80157-4P-100HP VLSC | VLSC_80157_4P_100HP | 2953.0528 | 2953.0528 | 8859.1584 | 3 | 1 | 4 | F | VLS_Inline | 8 | 8 | 8 | 12 | BranchMin_8BranchMax_12 | 8,10,12 | 10 | 24 | HeaderMin_10HeaderMax_24 | 10,12,14,16,18,20,24
1137 | 187 | 80157-4P-125HP VLSC | VLSC_80157_4P_125HP | 3220.9607 | 3220.9607 | 9662.8822 | 3 | 1 | 4 | F | VLS_Inline | 8 | 8 | 8 | 12 | BranchMin_8BranchMax_12 | 8,10,12 | 10 | 24 | HeaderMin_10HeaderMax_24 | 10,12,14,16,18,20,24
1138 | 188 | 10123-4P-75HP VLSC | VLSC_10123_4P_75HP | 3579.8797 | 3579.8797 | 10739.639 | 3 | 1 | 4 | F | VLS_Inline | 10 | 10 | 10 | 14 | BranchMin_10BranchMax_14 | 10,12,14 | 12 | 24 | HeaderMin_12HeaderMax_24 | 12,14,16,18,20,24
1139 | 189 | 10123-4P-100HP VLSC | VLSC_10123_4P_100HP | 3926.8748 | 3926.8748 | 11780.6245 | 3 | 1 | 4 | F | VLS_Inline | 10 | 10 | 10 | 14 | BranchMin_10BranchMax_14 | 10,12,14 | 12 | 24 | HeaderMin_12HeaderMax_24 | 12,14,16,18,20,24
1140 | 190 | 10123-4P-125HP VLSC | VLSC_10123_4P_125HP | 4128.2784 | 4128.2784 | 12384.8351 | 3 | 1 | 4 | F | VLS_Inline | 10 | 10 | 10 | 14 | BranchMin_10BranchMax_14 | 10,12,14 | 12 | 24 | HeaderMin_12HeaderMax_24 | 12,14,16,18,20,24
1141 | 1 | 12707-2P-5HP VLSC | VLSC_12707_2P_5HP | 120.9035 | 120.9035 | 483.6139 | 4 | 1 | 5 | G | VLS_Inline | 1.25 | 1.25 | 2 | 2.5 | BranchMin_2BranchMax_2.5 | 2,2.5 | 2.5 | 5 | HeaderMin_2.5HeaderMax_5 | 2.5,3,4,5
1142 | 2 | 12707-2P-7.5HP VLSC | VLSC_12707_2P_7.5HP | 134.1949 | 134.1949 | 536.7797 | 4 | 1 | 5 | G | VLS_Inline | 1.25 | 1.25 | 2 | 3 | BranchMin_2BranchMax_3 | 2,2.5,3 | 2.5 | 5 | HeaderMin_2.5HeaderMax_5 | 2.5,3,4,5
1143 | 3 | 12707-2P-10HP VLSC | VLSC_12707_2P_10HP | 146.7341 | 146.7341 | 586.9365 | 4 | 1 | 5 | G | VLS_Inline | 1.25 | 1.25 | 2 | 3 | BranchMin_2BranchMax_3 | 2,2.5,3 | 2.5 | 5 | HeaderMin_2.5HeaderMax_5 | 2.5,3,4,5
1144 | 4 | 12707-2P-15HP VLSC | VLSC_12707_2P_15HP | 154 | 154 | 616 | 4 | 1 | 5 | G | VLS_Inline | 1.25 | 1.25 | 2 | 3 | BranchMin_2BranchMax_3 | 2,2.5,3 | 2.5 | 5 | HeaderMin_2.5HeaderMax_5 | 2.5,3,4,5
1145 | 5 | 12707-4P-3HP VLSC | VLSC_12707_4P_3HP | 79 | 79 | 316 | 4 | 1 | 5 | G | VLS_Inline | 1.25 | 1.25 | 2 | 2 | BranchMin_2BranchMax_2 | 2 | 2.5 | 4 | HeaderMin_2.5HeaderMax_4 | 2.5,3,4
1146 | 6 | 15709-2P-7.5HP VLSC | VLSC_15709_2P_7.5HP | 169.9715 | 169.9715 | 679.8862 | 4 | 1 | 5 | G | VLS_Inline | 1.5 | 1.5 | 2 | 3 | BranchMin_2BranchMax_3 | 2,2.5,3 | 2.5 | 6 | HeaderMin_2.5HeaderMax_6 | 2.5,3,4,5,6
1147 | 7 | 15709-2P-10HP VLSC | VLSC_15709_2P_10HP | 191.939 | 191.939 | 767.7559 | 4 | 1 | 5 | G | VLS_Inline | 1.5 | 1.5 | 2 | 3 | BranchMin_2BranchMax_3 | 2,2.5,3 | 2.5 | 6 | HeaderMin_2.5HeaderMax_6 | 2.5,3,4,5,6
1148 | 8 | 15709-2P-15HP VLSC | VLSC_15709_2P_15HP | 226.3257 | 226.3257 | 905.3027 | 4 | 1 | 5 | G | VLS_Inline | 1.5 | 1.5 | 2 | 4 | BranchMin_2BranchMax_4 | 2,2.5,3,4 | 2.5 | 6 | HeaderMin_2.5HeaderMax_6 | 2.5,3,4,5,6
1149 | 9 | 15709-4P-3HP VLSC | VLSC_15709_4P_3HP | 124.0691 | 124.0691 | 496.2764 | 4 | 1 | 5 | G | VLS_Inline | 1.5 | 1.5 | 2 | 2.5 | BranchMin_2BranchMax_2.5 | 2,2.5 | 2.5 | 5 | HeaderMin_2.5HeaderMax_5 | 2.5,3,4,5
1150 | 10 | 20705-2P-7.5HP VLSC | VLSC_20705_2P_7.5HP | 190.191 | 190.191 | 760.7639 | 4 | 1 | 5 | G | VLS_Inline | 2 | 2 | 2 | 3 | BranchMin_2BranchMax_3 | 2,2.5,3 | 2.5 | 6 | HeaderMin_2.5HeaderMax_6 | 2.5,3,4,5,6
1151 | 11 | 20705-2P-10HP VLSC | VLSC_20705_2P_10HP | 214.0515 | 214.0515 | 856.2061 | 4 | 1 | 5 | G | VLS_Inline | 2 | 2 | 2 | 3 | BranchMin_2BranchMax_3 | 2,2.5,3 | 2.5 | 6 | HeaderMin_2.5HeaderMax_6 | 2.5,3,4,5,6
1152 | 12 | 20705-2P-15HP VLSC | VLSC_20705_2P_15HP | 249.8523 | 249.8523 | 999.4092 | 4 | 1 | 5 | G | VLS_Inline | 2 | 2 | 2 | 4 | BranchMin_2BranchMax_4 | 2,2.5,3,4 | 2.5 | 8 | HeaderMin_2.5HeaderMax_8 | 2.5,4,6,8
1153 | 13 | 20705-2P-20HP VLSC | VLSC_20705_2P_20HP | 243.9916 | 243.9916 | 975.9663 | 4 | 1 | 5 | G | VLS_Inline | 2 | 2 | 2 | 4 | BranchMin_2BranchMax_4 | 2,2.5,3,4 | 2.5 | 8 | HeaderMin_2.5HeaderMax_8 | 2.5,4,6,8
1154 | 14 | 20705-4P-3HP VLSC | VLSC_20705_4P_3HP | 128.156 | 128.156 | 512.6241 | 4 | 1 | 5 | G | VLS_Inline | 2 | 2 | 2 | 3 | BranchMin_2BranchMax_3 | 2,2.5,3 | 2.5 | 5 | HeaderMin_2.5HeaderMax_5 | 2.5,3,4,5
1155 | 15 | 20951-2P-15HP VLSC | RC2511-7.70 | 152.95 | 152.95 | 611.8001 | 4 | 1 | 5 | G | VLS_Inline | 2 | 2 | 2 | 3 | BranchMin_2BranchMax_3 | 2,2.5,3 | 2.5 | 5 | HeaderMin_2.5HeaderMax_5 | 2.5,3,4,5
1156 | 16 | 20951-2P-20HP VLSC | RC2511-8.31 | 168.2305 | 168.2305 | 672.9221 | 4 | 1 | 5 | G | VLS_Inline | 2 | 2 | 2 | 3 | BranchMin_2BranchMax_3 | 2,2.5,3 | 2.5 | 6 | HeaderMin_2.5HeaderMax_6 | 2.5,3,4,5,6
1157 | 17 | 20951-2P-25HP VLSC | RC2511-8.84 | 184.528 | 184.528 | 738.1121 | 4 | 1 | 5 | G | VLS_Inline | 2 | 2 | 2 | 3 | BranchMin_2BranchMax_3 | 2,2.5,3 | 2.5 | 6 | HeaderMin_2.5HeaderMax_6 | 2.5,3,4,5,6
1158 | 18 | 20951-2P-30HP VLSC | RC2511-9.44 | 191.32 | 191.32 | 765.2801 | 4 | 1 | 5 | G | VLS_Inline | 2 | 2 | 2 | 3 | BranchMin_2BranchMax_3 | 2,2.5,3 | 2.5 | 6 | HeaderMin_2.5HeaderMax_6 | 2.5,3,4,5,6
1159 | 19 | 20951-4P-3HP VLSC | RC2511-8.70 | 90.3291 | 90.3291 | 361.3164 | 4 | 1 | 5 | G | VLS_Inline | 2 | 2 | 2 | 2.5 | BranchMin_2BranchMax_2.5 | 2,2.5 | 2.5 | 4 | HeaderMin_2.5HeaderMax_4 | 2.5,3,4
1160 | 20 | 20951-4P-5HP VLSC | RC2511-9.6 | 95.22 | 95.22 | 380.88 | 4 | 1 | 5 | G | VLS_Inline | 2 | 2 | 2 | 2.5 | BranchMin_2BranchMax_2.5 | 2,2.5 | 2.5 | 4 | HeaderMin_2.5HeaderMax_4 | 2.5,3,4
1161 | 21 | 2095A-2P-15HP VLSC | VLSC_2095A_2P_15HP | 176.1225 | 176.1225 | 704.4902 | 4 | 1 | 5 | G | VLS_Inline | 2 | 2 | 2 | 3 | BranchMin_2BranchMax_3 | 2,2.5,3 | 2.5 | 6 | HeaderMin_2.5HeaderMax_6 | 2.5,3,4,5,6
1162 | 22 | 2095A-2P-20HP VLSC | VLSC_2095A_2P_20HP | 200.368 | 200.368 | 801.4722 | 4 | 1 | 5 | G | VLS_Inline | 2 | 2 | 2 | 3 | BranchMin_2BranchMax_3 | 2,2.5,3 | 2.5 | 6 | HeaderMin_2.5HeaderMax_6 | 2.5,3,4,5,6
1163 | 23 | 2095A-2P-25HP VLSC | VLSC_2095A_2P_25HP | 232.5586 | 232.5586 | 930.2345 | 4 | 1 | 5 | G | VLS_Inline | 2 | 2 | 2 | 4 | BranchMin_2BranchMax_4 | 2,2.5,3,4 | 2.5 | 6 | HeaderMin_2.5HeaderMax_6 | 2.5,3,4,5,6
1164 | 24 | 2095A-2P-30HP VLSC | VLSC_2095A_2P_30HP | 232.5586 | 232.5586 | 930.2345 | 4 | 1 | 5 | G | VLS_Inline | 2 | 2 | 2 | 4 | BranchMin_2BranchMax_4 | 2,2.5,3,4 | 2.5 | 6 | HeaderMin_2.5HeaderMax_6 | 2.5,3,4,5,6
1165 | 25 | 2095A-4P-3HP VLSC | VLSC_2095A_4P_3HP | 111.4482 | 111.4482 | 445.7928 | 4 | 1 | 5 | G | VLS_Inline | 2 | 2 | 2 | 2.5 | BranchMin_2BranchMax_2.5 | 2,2.5 | 2.5 | 5 | HeaderMin_2.5HeaderMax_5 | 2.5,3,4,5
1166 | 26 | 2095A-4P-5HP VLSC | VLSC_2095A_4P_5HP | 118.6369 | 118.6369 | 474.5474 | 4 | 1 | 5 | G | VLS_Inline | 2 | 2 | 2 | 2.5 | BranchMin_2BranchMax_2.5 | 2,2.5 | 2.5 | 5 | HeaderMin_2.5HeaderMax_5 | 2.5,3,4,5
1167 | 27 | 20955-2P-15HP VLSC | VLSC_20955_2P_15HP | 205.3636 | 205.3636 | 821.4543 | 4 | 1 | 5 | G | VLS_Inline | 2 | 2 | 2 | 3 | BranchMin_2BranchMax_3 | 2,2.5,3 | 2.5 | 6 | HeaderMin_2.5HeaderMax_6 | 2.5,3,4,5,6
1168 | 28 | 20955-2P-20HP VLSC | VLSC_20955_2P_20HP | 235.6474 | 235.6474 | 942.5895 | 4 | 1 | 5 | G | VLS_Inline | 2 | 2 | 2 | 4 | BranchMin_2BranchMax_4 | 2,2.5,3,4 | 2.5 | 6 | HeaderMin_2.5HeaderMax_6 | 2.5,3,4,5,6
1169 | 29 | 20955-2P-25HP VLSC | VLSC_20955_2P_25HP | 257.4 | 257.4 | 1029.6001 | 4 | 1 | 5 | G | VLS_Inline | 2 | 2 | 2 | 4 | BranchMin_2BranchMax_4 | 2,2.5,3,4 | 2.5 | 8 | HeaderMin_2.5HeaderMax_8 | 2.5,4,6,8
1170 | 30 | 20955-2P-30HP VLSC | VLSC_20955_2P_30HP | 277.4627 | 277.4627 | 1109.8506 | 4 | 1 | 5 | G | VLS_Inline | 2 | 2 | 2 | 4 | BranchMin_2BranchMax_4 | 2,2.5,3,4 | 2.5 | 8 | HeaderMin_2.5HeaderMax_8 | 2.5,4,6,8
1171 | 31 | 20955-2P-40HP VLSC | VLSC_20955_2P_40HP | 300 | 300 | 1200 | 4 | 1 | 5 | G | VLS_Inline | 2 | 2 | 2 | 4 | BranchMin_2BranchMax_4 | 2,2.5,3,4 | 2.5 | 8 | HeaderMin_2.5HeaderMax_8 | 2.5,4,6,8
1172 | 32 | 20955-2P-50HP VLSC | VLSC_20955_2P_50HP | 300 | 300 | 1200 | 4 | 1 | 5 | G | VLS_Inline | 2 | 2 | 2 | 4 | BranchMin_2BranchMax_4 | 2,2.5,3,4 | 2.5 | 8 | HeaderMin_2.5HeaderMax_8 | 2.5,4,6,8
1173 | 33 | 20955-4P-3HP VLSC | VLSC_20955_4P_3HP | 136.1059 | 136.1059 | 544.4236 | 4 | 1 | 5 | G | VLS_Inline | 2 | 2 | 2 | 3 | BranchMin_2BranchMax_3 | 2,2.5,3 | 2.5 | 5 | HeaderMin_2.5HeaderMax_5 | 2.5,3,4,5
1174 | 34 | 20955-4P-5HP VLSC | VLSC_20955_4P_5HP | 162.637 | 162.637 | 650.548 | 4 | 1 | 5 | G | VLS_Inline | 2 | 2 | 2 | 3 | BranchMin_2BranchMax_3 | 2,2.5,3 | 2.5 | 6 | HeaderMin_2.5HeaderMax_6 | 2.5,3,4,5,6
1175 | 35 | 20955-4P-7.5HP VLSC | VLSC_20955_4P_7.5HP | 165.3271 | 165.3271 | 661.3083 | 4 | 1 | 5 | G | VLS_Inline | 2 | 2 | 2 | 3 | BranchMin_2BranchMax_3 | 2,2.5,3 | 2.5 | 6 | HeaderMin_2.5HeaderMax_6 | 2.5,3,4,5,6
1176 | 36 | 20959-2P-20HP VLSC | VLSC_20959_2P_20HP | 271.9533 | 271.9533 | 1087.8131 | 4 | 1 | 5 | G | VLS_Inline | 2 | 2 | 2 | 4 | BranchMin_2BranchMax_4 | 2,2.5,3,4 | 2.5 | 8 | HeaderMin_2.5HeaderMax_8 | 2.5,4,6,8
1177 | 37 | 20959-2P-25HP VLSC | VLSC_20959_2P_25HP | 309.3395 | 309.3395 | 1237.358 | 4 | 1 | 5 | G | VLS_Inline | 2 | 2 | 2 | 4 | BranchMin_2BranchMax_4 | 2,2.5,3,4 | 2.5 | 8 | HeaderMin_2.5HeaderMax_8 | 2.5,4,6,8
1178 | 38 | 20959-2P-30HP VLSC | VLSC_20959_2P_30HP | 341.2848 | 341.2848 | 1365.139 | 4 | 1 | 5 | G | VLS_Inline | 2 | 2 | 2 | 4 | BranchMin_2BranchMax_4 | 2,2.5,3,4 | 2.5 | 8 | HeaderMin_2.5HeaderMax_8 | 2.5,4,6,8
1179 | 39 | 20959-2P-40HP VLSC | VLSC_20959_2P_40HP | 380.858 | 380.858 | 1523.4321 | 4 | 1 | 5 | G | VLS_Inline | 2 | 2 | 2 | 4 | BranchMin_2BranchMax_4 | 2,2.5,3,4 | 2.5 | 8 | HeaderMin_2.5HeaderMax_8 | 2.5,4,6,8
1180 | 40 | 20959-2P-50HP VLSC | VLSC_20959_2P_50HP | 405.1149 | 405.1149 | 1620.4594 | 4 | 1 | 5 | G | VLS_Inline | 2 | 2 | 2 | 5 | BranchMin_2BranchMax_5 | 2,2.5,3,4,5 | 2.5 | 10 | HeaderMin_2.5HeaderMax_10 | 2.5,4,6,8,10
1181 | 41 | 20959-2P-60HP VLSC | VLSC_20959_2P_60HP | 406.8778 | 406.8778 | 1627.5113 | 4 | 1 | 5 | G | VLS_Inline | 2 | 2 | 2 | 5 | BranchMin_2BranchMax_5 | 2,2.5,3,4,5 | 2.5 | 10 | HeaderMin_2.5HeaderMax_10 | 2.5,4,6,8,10
1182 | 42 | 20959-4P-3HP VLSC | VLSC_20959_4P_3HP | 154.2292 | 154.2292 | 616.9167 | 4 | 1 | 5 | G | VLS_Inline | 2 | 2 | 2 | 3 | BranchMin_2BranchMax_3 | 2,2.5,3 | 2.5 | 5 | HeaderMin_2.5HeaderMax_5 | 2.5,3,4,5
1183 | 43 | 20959-4P-5HP VLSC | VLSC_20959_4P_5HP | 205.8649 | 205.8649 | 823.4595 | 4 | 1 | 5 | G | VLS_Inline | 2 | 2 | 2 | 3 | BranchMin_2BranchMax_3 | 2,2.5,3 | 2.5 | 6 | HeaderMin_2.5HeaderMax_6 | 2.5,3,4,5,6
1184 | 44 | 20959-4P-7.5HP VLSC | VLSC_20959_4P_7.5HP | 227.7916 | 227.7916 | 911.1665 | 4 | 1 | 5 | G | VLS_Inline | 2 | 2 | 2 | 4 | BranchMin_2BranchMax_4 | 2,2.5,3,4 | 2.5 | 6 | HeaderMin_2.5HeaderMax_6 | 2.5,3,4,5,6
1185 | 45 | 25709-2P-10HP VLSC | VLSC_25709_2P_10HP | 294.5625 | 294.5625 | 1178.2501 | 4 | 1 | 5 | G | VLS_Inline | 2.5 | 2.5 | 2.5 | 4 | BranchMin_2.5BranchMax_4 | 2.5,3,4 | 3 | 8 | HeaderMin_3HeaderMax_8 | 3,4,5,6,8
1186 | 46 | 25709-2P-15HP VLSC | VLSC_25709_2P_15HP | 355.8818 | 355.8818 | 1423.5271 | 4 | 1 | 5 | G | VLS_Inline | 2.5 | 2.5 | 2.5 | 4 | BranchMin_2.5BranchMax_4 | 2.5,3,4 | 3 | 8 | HeaderMin_3HeaderMax_8 | 3,4,5,6,8
1187 | 47 | 25709-2P-20HP VLSC | VLSC_25709_2P_20HP | 415.2757 | 415.2757 | 1661.103 | 4 | 1 | 5 | G | VLS_Inline | 2.5 | 2.5 | 2.5 | 5 | BranchMin_2.5BranchMax_5 | 2.5,3,4,5 | 3 | 10 | HeaderMin_3HeaderMax_10 | 3,4,5,6,8,10
1188 | 48 | 25709-2P-25HP VLSC | VLSC_25709_2P_25HP | 449.14 | 449.14 | 1796.5602 | 4 | 1 | 5 | G | VLS_Inline | 2.5 | 2.5 | 2.5 | 5 | BranchMin_2.5BranchMax_5 | 2.5,3,4,5 | 3 | 10 | HeaderMin_3HeaderMax_10 | 3,4,5,6,8,10
1189 | 49 | 25709-4P-3HP VLSC | VLSC_25709_4P_3HP | 222.9265 | 222.9265 | 891.7062 | 4 | 1 | 5 | G | VLS_Inline | 2.5 | 2.5 | 2.5 | 4 | BranchMin_2.5BranchMax_4 | 2.5,3,4 | 3 | 6 | HeaderMin_3HeaderMax_6 | 3,4,5,6
1190 | 50 | 25953-2P-20HP VLSC | VLSC_25953_2P_20HP | 339.6329 | 339.6329 | 1358.5317 | 4 | 1 | 5 | G | VLS_Inline | 2.5 | 2.5 | 2.5 | 4 | BranchMin_2.5BranchMax_4 | 2.5,3,4 | 3 | 8 | HeaderMin_3HeaderMax_8 | 3,4,5,6,8
1191 | 51 | 25953-2P-25HP VLSC | VLSC_25953_2P_25HP | 384.0902 | 384.0902 | 1536.3608 | 4 | 1 | 5 | G | VLS_Inline | 2.5 | 2.5 | 2.5 | 4 | BranchMin_2.5BranchMax_4 | 2.5,3,4 | 3 | 8 | HeaderMin_3HeaderMax_8 | 3,4,5,6,8
1192 | 52 | 25953-2P-30HP VLSC | VLSC_25953_2P_30HP | 424.5536 | 424.5536 | 1698.2144 | 4 | 1 | 5 | G | VLS_Inline | 2.5 | 2.5 | 2.5 | 5 | BranchMin_2.5BranchMax_5 | 2.5,3,4,5 | 3 | 10 | HeaderMin_3HeaderMax_10 | 3,4,5,6,8,10
1193 | 53 | 25953-2P-40HP VLSC | VLSC_25953_2P_40HP | 491.3603 | 491.3603 | 1965.4411 | 4 | 1 | 5 | G | VLS_Inline | 2.5 | 2.5 | 2.5 | 5 | BranchMin_2.5BranchMax_5 | 2.5,3,4,5 | 3 | 10 | HeaderMin_3HeaderMax_10 | 3,4,5,6,8,10
1194 | 54 | 25953-2P-50HP VLSC | VLSC_25953_2P_50HP | 551.7418 | 551.7418 | 2206.9672 | 4 | 1 | 5 | G | VLS_Inline | 2.5 | 2.5 | 2.5 | 5 | BranchMin_2.5BranchMax_5 | 2.5,3,4,5 | 3 | 10 | HeaderMin_3HeaderMax_10 | 3,4,5,6,8,10
1195 | 55 | 25953-2P-60HP VLSC | VLSC_25953_2P_60HP | 573.0512 | 573.0512 | 2292.2049 | 4 | 1 | 5 | G | VLS_Inline | 2.5 | 2.5 | 2.5 | 5 | BranchMin_2.5BranchMax_5 | 2.5,3,4,5 | 3 | 10 | HeaderMin_3HeaderMax_10 | 3,4,5,6,8,10
1196 | 56 | 25953-4P-3HP VLSC | VLSC_25953_4P_3HP | 179.981 | 179.981 | 719.9241 | 4 | 1 | 5 | G | VLS_Inline | 2.5 | 2.5 | 2.5 | 3 | BranchMin_2.5BranchMax_3 | 2.5,3 | 3 | 6 | HeaderMin_3HeaderMax_6 | 3,4,5,6
1197 | 57 | 25953-4P-5HP VLSC | VLSC_25953_4P_5HP | 237.9031 | 237.9031 | 951.6126 | 4 | 1 | 5 | G | VLS_Inline | 2.5 | 2.5 | 2.5 | 4 | BranchMin_2.5BranchMax_4 | 2.5,3,4 | 3 | 8 | HeaderMin_3HeaderMax_8 | 3,4,5,6,8
1198 | 58 | 25953-4P-7.5HP VLSC | VLSC_25953_4P_7.5HP | 284.3868 | 284.3868 | 1137.547 | 4 | 1 | 5 | G | VLS_Inline | 2.5 | 2.5 | 2.5 | 4 | BranchMin_2.5BranchMax_4 | 2.5,3,4 | 3 | 8 | HeaderMin_3HeaderMax_8 | 3,4,5,6,8
1199 | 59 | 25121-4P-7.5HP VLSC | VLSC_25121_4P_7.5HP | 260.585 | 260.585 | 1042.34 | 4 | 1 | 5 | G | VLS_Inline | 2.5 | 2.5 | 2.5 | 4 | BranchMin_2.5BranchMax_4 | 2.5,3,4 | 3 | 8 | HeaderMin_3HeaderMax_8 | 3,4,5,6,8
1200 | 60 | 25121-4P-10HP VLSC | VLSC_25121_4P_10HP | 273.2839 | 273.2839 | 1093.1357 | 4 | 1 | 5 | G | VLS_Inline | 2.5 | 2.5 | 2.5 | 4 | BranchMin_2.5BranchMax_4 | 2.5,3,4 | 3 | 8 | HeaderMin_3HeaderMax_8 | 3,4,5,6,8
1201 | 61 | 25121-4P-15HP VLSC | VLSC_25121_4P_15HP | 330.9972 | 330.9972 | 1323.9889 | 4 | 1 | 5 | G | VLS_Inline | 2.5 | 2.5 | 2.5 | 4 | BranchMin_2.5BranchMax_4 | 2.5,3,4 | 3 | 8 | HeaderMin_3HeaderMax_8 | 3,4,5,6,8
1202 | 62 | 30707-2P-15HP VLSC | VLSC_30707_2P_15HP | 524.7552 | 524.7552 | 2099.021 | 4 | 1 | 5 | G | VLS_Inline | 3 | 3 | 3 | 5 | BranchMin_3BranchMax_5 | 3,4,5 | 4 | 10 | HeaderMin_4HeaderMax_10 | 4,5,6,8,10
1203 | 63 | 30707-2P-20HP VLSC | VLSC_30707_2P_20HP | 534.9404 | 534.9404 | 2139.7617 | 4 | 1 | 5 | G | VLS_Inline | 3 | 3 | 3 | 5 | BranchMin_3BranchMax_5 | 3,4,5 | 4 | 10 | HeaderMin_4HeaderMax_10 | 4,5,6,8,10
1204 | 64 | 30707-2P-25HP VLSC | VLSC_30707_2P_25HP | 573.9449 | 573.9449 | 2295.7795 | 4 | 1 | 5 | G | VLS_Inline | 3 | 3 | 3 | 5 | BranchMin_3BranchMax_5 | 3,4,5 | 4 | 10 | HeaderMin_4HeaderMax_10 | 4,5,6,8,10
1205 | 65 | 30707-2P-30HP VLSC | VLSC_30707_2P_30HP | 599.7227 | 599.7227 | 2398.8907 | 4 | 1 | 5 | G | VLS_Inline | 3 | 3 | 3 | 5 | BranchMin_3BranchMax_5 | 3,4,5 | 4 | 10 | HeaderMin_4HeaderMax_10 | 4,5,6,8,10
1206 | 66 | 30957-2P-30HP VLSC | VLSC_30957_2P_30HP | 512.3923 | 512.3923 | 2049.5692 | 4 | 1 | 5 | G | VLS_Inline | 3 | 3 | 3 | 5 | BranchMin_3BranchMax_5 | 3,4,5 | 4 | 10 | HeaderMin_4HeaderMax_10 | 4,5,6,8,10
1207 | 67 | 30957-2P-40HP VLSC | VLSC_30957_2P_40HP | 573.8168 | 573.8168 | 2295.2671 | 4 | 1 | 5 | G | VLS_Inline | 3 | 3 | 3 | 5 | BranchMin_3BranchMax_5 | 3,4,5 | 4 | 10 | HeaderMin_4HeaderMax_10 | 4,5,6,8,10
1208 | 68 | 30957-2P-50HP VLSC | VLSC_30957_2P_50HP | 630.1667 | 630.1667 | 2520.6667 | 4 | 1 | 5 | G | VLS_Inline | 3 | 3 | 3 | 5 | BranchMin_3BranchMax_5 | 3,4,5 | 4 | 12 | HeaderMin_4HeaderMax_12 | 4,5,6,8,10,12
1209 | 69 | 30957-2P-60HP VLSC | VLSC_30957_2P_60HP | 681.695 | 681.695 | 2726.78 | 4 | 1 | 5 | G | VLS_Inline | 3 | 3 | 3 | 6 | BranchMin_3BranchMax_6 | 3,4,5,6 | 4 | 12 | HeaderMin_4HeaderMax_12 | 4,5,6,8,10,12
1210 | 70 | 30707-4P-3HP VLSC | VLSC_30707_4P_3HP | 242.0702 | 242.0702 | 968.2806 | 4 | 1 | 5 | G | VLS_Inline | 3 | 3 | 3 | 4 | BranchMin_3BranchMax_4 | 3,4 | 4 | 8 | HeaderMin_4HeaderMax_8 | 4,5,6,8
1211 | 71 | 30707-4P-5HP VLSC | VLSC_30707_4P_5HP | 291.6367 | 291.6367 | 1166.5466 | 4 | 1 | 5 | G | VLS_Inline | 3 | 3 | 3 | 4 | BranchMin_3BranchMax_4 | 3,4 | 4 | 8 | HeaderMin_4HeaderMax_8 | 4,5,6,8
1212 | 72 | 30957-4P-5HP VLSC | VLSC_30957_4P_5HP | 290.4936 | 290.4936 | 1161.9746 | 4 | 1 | 5 | G | VLS_Inline | 3 | 3 | 3 | 4 | BranchMin_3BranchMax_4 | 3,4 | 4 | 8 | HeaderMin_4HeaderMax_8 | 4,5,6,8
1213 | 73 | 30957-4P-7.5HP VLSC | VLSC_30957_4P_7.5HP | 350.6693 | 350.6693 | 1402.6774 | 4 | 1 | 5 | G | VLS_Inline | 3 | 3 | 3 | 4 | BranchMin_3BranchMax_4 | 3,4 | 4 | 8 | HeaderMin_4HeaderMax_8 | 4,5,6,8
1214 | 74 | 30957-4P-10HP VLSC | VLSC_30957_4P_10HP | 375.4803 | 375.4803 | 1501.921 | 4 | 1 | 5 | G | VLS_Inline | 3 | 3 | 3 | 4 | BranchMin_3BranchMax_4 | 3,4 | 4 | 8 | HeaderMin_4HeaderMax_8 | 4,5,6,8
1215 | 75 | 30123-4P-7.5HP VLSC | RC2539-9.07 | 402.5638 | 402.5638 | 1610.2551 | 4 | 1 | 5 | G | VLS_Inline | 3 | 3 | 3 | 5 | BranchMin_3BranchMax_5 | 3,4,5 | 4 | 10 | HeaderMin_4HeaderMax_10 | 4,5,6,8,10
1216 | 76 | 30123-4P-10HP VLSC | RC2539-9.91 | 427.3855 | 427.3855 | 1709.542 | 4 | 1 | 5 | G | VLS_Inline | 3 | 3 | 3 | 5 | BranchMin_3BranchMax_5 | 3,4,5 | 4 | 10 | HeaderMin_4HeaderMax_10 | 4,5,6,8,10
1217 | 77 | 30123-4P-15HP VLSC | RC2539-11.12 | 430.0891 | 430.0891 | 1720.3565 | 4 | 1 | 5 | G | VLS_Inline | 3 | 3 | 3 | 5 | BranchMin_3BranchMax_5 | 3,4,5 | 4 | 10 | HeaderMin_4HeaderMax_10 | 4,5,6,8,10
1218 | 78 | 30123-4P-20HP VLSC | RC2539-12.1 | 453.84 | 453.84 | 1815.36 | 4 | 1 | 5 | G | VLS_Inline | 3 | 3 | 3 | 5 | BranchMin_3BranchMax_5 | 3,4,5 | 4 | 10 | HeaderMin_4HeaderMax_10 | 4,5,6,8,10
1219 | 79 | 30125-4P-7.5HP VLSC | VLSC_30125_4P_7.5HP | 360.7205 | 360.7205 | 1442.8819 | 4 | 1 | 5 | G | VLS_Inline | 3 | 3 | 3 | 4 | BranchMin_3BranchMax_4 | 3,4 | 4 | 8 | HeaderMin_4HeaderMax_8 | 4,5,6,8
1220 | 80 | 30125-4P-10HP VLSC | VLSC_30125_4P_10HP | 391.3696 | 391.3696 | 1565.4785 | 4 | 1 | 5 | G | VLS_Inline | 3 | 3 | 3 | 4 | BranchMin_3BranchMax_4 | 3,4 | 4 | 8 | HeaderMin_4HeaderMax_8 | 4,5,6,8
1221 | 81 | 30125-4P-15HP VLSC | VLSC_30125_4P_15HP | 444.5377 | 444.5377 | 1778.1508 | 4 | 1 | 5 | G | VLS_Inline | 3 | 3 | 3 | 5 | BranchMin_3BranchMax_5 | 3,4,5 | 4 | 10 | HeaderMin_4HeaderMax_10 | 4,5,6,8,10
1222 | 82 | 30125-4P-20HP VLSC | VLSC_30125_4P_20HP | 455.5928 | 455.5928 | 1822.371 | 4 | 1 | 5 | G | VLS_Inline | 3 | 3 | 3 | 5 | BranchMin_3BranchMax_5 | 3,4,5 | 4 | 10 | HeaderMin_4HeaderMax_10 | 4,5,6,8,10
1223 | 83 | 40707-2P-15HP VLSC | VLSC_40707_2P_15HP | 548.8465 | 548.8465 | 2195.3862 | 4 | 1 | 5 | G | VLS_Inline | 4 | 4 | 4 | 5 | BranchMin_4BranchMax_5 | 4,5 | 5 | 10 | HeaderMin_5HeaderMax_10 | 5,6,8,10
1224 | 84 | 40707-2P-20HP VLSC | VLSC_40707_2P_20HP | 628.8755 | 628.8755 | 2515.502 | 4 | 1 | 5 | G | VLS_Inline | 4 | 4 | 4 | 5 | BranchMin_4BranchMax_5 | 4,5 | 5 | 12 | HeaderMin_5HeaderMax_12 | 5,6,8,10,12
1225 | 85 | 40707-2P-25HP VLSC | VLSC_40707_2P_25HP | 683.4996 | 683.4996 | 2733.9985 | 4 | 1 | 5 | G | VLS_Inline | 4 | 4 | 4 | 6 | BranchMin_4BranchMax_6 | 4,5,6 | 5 | 12 | HeaderMin_5HeaderMax_12 | 5,6,8,10,12
1226 | 86 | 40707-2P-30HP VLSC | VLSC_40707_2P_30HP | 734.2064 | 734.2064 | 2936.8255 | 4 | 1 | 5 | G | VLS_Inline | 4 | 4 | 4 | 6 | BranchMin_4BranchMax_6 | 4,5,6 | 5 | 12 | HeaderMin_5HeaderMax_12 | 5,6,8,10,12
1227 | 87 | 40707-2P-40HP VLSC | VLSC_40707_2P_40HP | 789.7994 | 789.7994 | 3159.1977 | 4 | 1 | 5 | G | VLS_Inline | 4 | 4 | 4 | 6 | BranchMin_4BranchMax_6 | 4,5,6 | 5 | 12 | HeaderMin_5HeaderMax_12 | 5,6,8,10,12
1228 | 88 | 40707-4P-3HP VLSC | VLSC_40707_4P_3HP | 360.84 | 360.84 | 1443.36 | 4 | 1 | 5 | G | VLS_Inline | 4 | 4 | 4 | 4 | BranchMin_4BranchMax_4 | 4 | 5 | 8 | HeaderMin_5HeaderMax_8 | 5,6,8
1229 | 89 | 40707-4P-5HP VLSC | VLSC_40707_4P_5HP | 427.4383 | 427.4383 | 1709.7532 | 4 | 1 | 5 | G | VLS_Inline | 4 | 4 | 4 | 5 | BranchMin_4BranchMax_5 | 4,5 | 5 | 10 | HeaderMin_5HeaderMax_10 | 5,6,8,10
1230 | 90 | 40957-2P-40HP VLSC | RC9914-1-6.92-2P | 913.8143 | 913.8143 | 3655.2573 | 4 | 1 | 5 | G | VLS_Inline | 4 | 4 | 4 | 6 | BranchMin_4BranchMax_6 | 4,5,6 | 5 | 14 | HeaderMin_5HeaderMax_14 | 5,6,8,10,12,14
1231 | 91 | 40957-2P-50HP VLSC | RC9914-1-7.60-2P | 969.4037 | 969.4037 | 3877.6149 | 4 | 1 | 5 | G | VLS_Inline | 4 | 4 | 4 | 8 | BranchMin_4BranchMax_8 | 4,5,6,8 | 5 | 14 | HeaderMin_5HeaderMax_14 | 5,6,8,10,12,14
1232 | 92 | 40957-2P-60HP VLSC | RC9914-1-8.04-2P | 1015.343 | 1015.343 | 4061.3719 | 4 | 1 | 5 | G | VLS_Inline | 4 | 4 | 4 | 8 | BranchMin_4BranchMax_8 | 4,5,6,8 | 5 | 14 | HeaderMin_5HeaderMax_14 | 5,6,8,10,12,14
1233 | 93 | 40957-2P-75HP VLSC | RC9914-1-8.58-2P | 1051.8577 | 1051.8577 | 4207.4307 | 4 | 1 | 5 | G | VLS_Inline | 4 | 4 | 4 | 8 | BranchMin_4BranchMax_8 | 4,5,6,8 | 5 | 14 | HeaderMin_5HeaderMax_14 | 5,6,8,10,12,14
1234 | 94 | 40957-2P-100HP VLSC | RC9914-1-9.43-2P | 1127.0937 | 1127.0937 | 4508.3749 | 4 | 1 | 5 | G | VLS_Inline | 4 | 4 | 4 | 8 | BranchMin_4BranchMax_8 | 4,5,6,8 | 5 | 16 | HeaderMin_5HeaderMax_16 | 5,6,8,10,12,14,16
1235 | 95 | 40957-4P-5HP VLSC | RC9914-1-6.91 | 456.5775 | 456.5775 | 1826.3098 | 4 | 1 | 5 | G | VLS_Inline | 4 | 4 | 4 | 5 | BranchMin_4BranchMax_5 | 4,5 | 5 | 10 | HeaderMin_5HeaderMax_10 | 5,6,8,10
1236 | 96 | 40957-4P-7.5HP VLSC | RC9914-1-8.04 | 508.0798 | 508.0798 | 2032.3192 | 4 | 1 | 5 | G | VLS_Inline | 4 | 4 | 4 | 5 | BranchMin_4BranchMax_5 | 4,5 | 5 | 10 | HeaderMin_5HeaderMax_10 | 5,6,8,10
1237 | 97 | 40957-4P-10HP VLSC | RC9914-1-8.77 | 534.9443 | 534.9443 | 2139.7774 | 4 | 1 | 5 | G | VLS_Inline | 4 | 4 | 4 | 5 | BranchMin_4BranchMax_5 | 4,5 | 5 | 10 | HeaderMin_5HeaderMax_10 | 5,6,8,10
1238 | 98 | 40957-4P-15HP VLSC | RC9914-1-9.6 | 568.82 | 568.82 | 2275.28 | 4 | 1 | 5 | G | VLS_Inline | 4 | 4 | 4 | 5 | BranchMin_4BranchMax_5 | 4,5 | 5 | 10 | HeaderMin_5HeaderMax_10 | 5,6,8,10
1239 | 99 | 40959-2P-40HP VLSC | VLSC_40959_2P_40HP | 885.0742 | 885.0742 | 3540.2967 | 4 | 1 | 5 | G | VLS_Inline | 4 | 4 | 4 | 6 | BranchMin_4BranchMax_6 | 4,5,6 | 5 | 12 | HeaderMin_5HeaderMax_12 | 5,6,8,10,12
1240 | 100 | 40959-2P-50HP VLSC | VLSC_40959_2P_50HP | 912.6252 | 912.6252 | 3650.5009 | 4 | 1 | 5 | G | VLS_Inline | 4 | 4 | 4 | 6 | BranchMin_4BranchMax_6 | 4,5,6 | 5 | 14 | HeaderMin_5HeaderMax_14 | 5,6,8,10,12,14
1241 | 101 | 40959-2P-60HP VLSC | VLSC_40959_2P_60HP | 955.0129 | 955.0129 | 3820.0514 | 4 | 1 | 5 | G | VLS_Inline | 4 | 4 | 4 | 8 | BranchMin_4BranchMax_8 | 4,5,6,8 | 5 | 14 | HeaderMin_5HeaderMax_14 | 5,6,8,10,12,14
1242 | 102 | 40959-2P-75HP VLSC | VLSC_40959_2P_75HP | 1024.8269 | 1024.8269 | 4099.3075 | 4 | 1 | 5 | G | VLS_Inline | 4 | 4 | 4 | 8 | BranchMin_4BranchMax_8 | 4,5,6,8 | 5 | 14 | HeaderMin_5HeaderMax_14 | 5,6,8,10,12,14
1243 | 103 | 40959-2P-100HP VLSC | VLSC_40959_2P_100HP | 1116.5838 | 1116.5838 | 4466.3352 | 4 | 1 | 5 | G | VLS_Inline | 4 | 4 | 4 | 8 | BranchMin_4BranchMax_8 | 4,5,6,8 | 5 | 16 | HeaderMin_5HeaderMax_16 | 5,6,8,10,12,14,16
1244 | 104 | 40959-4P-5HP VLSC | VLSC_40959_4P_5HP | 466.2681 | 466.2681 | 1865.0725 | 4 | 1 | 5 | G | VLS_Inline | 4 | 4 | 4 | 5 | BranchMin_4BranchMax_5 | 4,5 | 5 | 10 | HeaderMin_5HeaderMax_10 | 5,6,8,10
1245 | 105 | 40959-4P-7.5HP VLSC | VLSC_40959_4P_7.5HP | 509.7501 | 509.7501 | 2039.0006 | 4 | 1 | 5 | G | VLS_Inline | 4 | 4 | 4 | 5 | BranchMin_4BranchMax_5 | 4,5 | 5 | 10 | HeaderMin_5HeaderMax_10 | 5,6,8,10
1246 | 106 | 40959-4P-10HP VLSC | VLSC_40959_4P_10HP | 543.4703 | 543.4703 | 2173.8813 | 4 | 1 | 5 | G | VLS_Inline | 4 | 4 | 4 | 5 | BranchMin_4BranchMax_5 | 4,5 | 5 | 10 | HeaderMin_5HeaderMax_10 | 5,6,8,10
1247 | 107 | 40959-4P-15HP VLSC | VLSC_40959_4P_15HP | 607.7455 | 607.7455 | 2430.9822 | 4 | 1 | 5 | G | VLS_Inline | 4 | 4 | 4 | 5 | BranchMin_4BranchMax_5 | 4,5 | 5 | 10 | HeaderMin_5HeaderMax_10 | 5,6,8,10
1248 | 108 | 40127-4P-15HP VLSC | RC9904-3-9.87 | 667.9 | 667.9 | 2671.6 | 4 | 1 | 5 | G | VLS_Inline | 4 | 4 | 4 | 6 | BranchMin_4BranchMax_6 | 4,5,6 | 5 | 12 | HeaderMin_5HeaderMax_12 | 5,6,8,10,12
1249 | 109 | 40127-4P-20HP VLSC | RC9904-3-10.75 | 732.8 | 732.8 | 2931.2 | 4 | 1 | 5 | G | VLS_Inline | 4 | 4 | 4 | 6 | BranchMin_4BranchMax_6 | 4,5,6 | 5 | 12 | HeaderMin_5HeaderMax_12 | 5,6,8,10,12
1250 | 110 | 40127-4P-25HP VLSC | RC9904-3-11.39 | 774.6 | 774.6 | 3098.4 | 4 | 1 | 5 | G | VLS_Inline | 4 | 4 | 4 | 6 | BranchMin_4BranchMax_6 | 4,5,6 | 5 | 12 | HeaderMin_5HeaderMax_12 | 5,6,8,10,12
1251 | 111 | 40127-4P-30HP VLSC | RC9904-3-12.10-4P | 813.5 | 813.5 | 3254 | 4 | 1 | 5 | G | VLS_Inline | 4 | 4 | 4 | 6 | BranchMin_4BranchMax_6 | 4,5,6 | 5 | 12 | HeaderMin_5HeaderMax_12 | 5,6,8,10,12
1252 | 112 | 40129-4P-15HP VLSC | VLSC_40129_4P_15HP | 616.3385 | 616.3385 | 2465.3539 | 4 | 1 | 5 | G | VLS_Inline | 4 | 4 | 4 | 5 | BranchMin_4BranchMax_5 | 4,5 | 5 | 10 | HeaderMin_5HeaderMax_10 | 5,6,8,10
1253 | 113 | 40129-4P-20HP VLSC | VLSC_40129_4P_20HP | 707.5905 | 707.5905 | 2830.3621 | 4 | 1 | 5 | G | VLS_Inline | 4 | 4 | 4 | 6 | BranchMin_4BranchMax_6 | 4,5,6 | 5 | 12 | HeaderMin_5HeaderMax_12 | 5,6,8,10,12
1254 | 114 | 40129-4P-25HP VLSC | VLSC_40129_4P_25HP | 786.8099 | 786.8099 | 3147.2397 | 4 | 1 | 5 | G | VLS_Inline | 4 | 4 | 4 | 6 | BranchMin_4BranchMax_6 | 4,5,6 | 5 | 12 | HeaderMin_5HeaderMax_12 | 5,6,8,10,12
1255 | 115 | 40129-4P-30HP VLSC | VLSC_40129_4P_30HP | 825.5 | 825.5 | 3302 | 4 | 1 | 5 | G | VLS_Inline | 4 | 4 | 4 | 6 | BranchMin_4BranchMax_6 | 4,5,6 | 5 | 12 | HeaderMin_5HeaderMax_12 | 5,6,8,10,12
1256 | 116 | 40157-4P-30HP VLSC | RC9947-1-12.0-4P | 756.8 | 756.8 | 3027.2 | 4 | 1 | 5 | G | VLS_Inline | 4 | 4 | 4 | 6 | BranchMin_4BranchMax_6 | 4,5,6 | 5 | 12 | HeaderMin_5HeaderMax_12 | 5,6,8,10,12
1257 | 117 | 40157-4P-40HP VLSC | RC9947-1-13.41-4P | 830.5 | 830.5 | 3322 | 4 | 1 | 5 | G | VLS_Inline | 4 | 4 | 4 | 6 | BranchMin_4BranchMax_6 | 4,5,6 | 5 | 12 | HeaderMin_5HeaderMax_12 | 5,6,8,10,12
1258 | 118 | 40157-4P-50HP VLSC | RC9947-1-14.10-4P | 873.3 | 873.3 | 3493.2 | 4 | 1 | 5 | G | VLS_Inline | 4 | 4 | 4 | 6 | BranchMin_4BranchMax_6 | 4,5,6 | 5 | 12 | HeaderMin_5HeaderMax_12 | 5,6,8,10,12
1259 | 119 | 40159-4P-30HP VLSC | VLSC_40159_4P_30HP | 639.1572 | 639.1572 | 2556.6287 | 4 | 1 | 5 | G | VLS_Inline | 4 | 4 | 4 | 5 | BranchMin_4BranchMax_5 | 4,5 | 5 | 12 | HeaderMin_5HeaderMax_12 | 5,6,8,10,12
1260 | 120 | 40159-4P-40HP VLSC | VLSC_40159_4P_40HP | 794.9133 | 794.9133 | 3179.6532 | 4 | 1 | 5 | G | VLS_Inline | 4 | 4 | 4 | 6 | BranchMin_4BranchMax_6 | 4,5,6 | 5 | 12 | HeaderMin_5HeaderMax_12 | 5,6,8,10,12
1261 | 121 | 40159-4P-50HP VLSC | VLSC_40159_4P_50HP | 882.342 | 882.342 | 3529.3682 | 4 | 1 | 5 | G | VLS_Inline | 4 | 4 | 4 | 6 | BranchMin_4BranchMax_6 | 4,5,6 | 5 | 12 | HeaderMin_5HeaderMax_12 | 5,6,8,10,12
1262 | 122 | 50707-2P-30HP VLSC | VLSC_50707_2P_30HP | 935.9263 | 935.9263 | 3743.7052 | 4 | 1 | 5 | G | VLS_Inline | 5 | 5 | 5 | 6 | BranchMin_5BranchMax_6 | 5,6 | 6 | 14 | HeaderMin_6HeaderMax_14 | 6,8,10,12,14
1263 | 123 | 50707-2P-40HP VLSC | VLSC_50707_2P_40HP | 1136.2741 | 1136.2741 | 4545.0963 | 4 | 1 | 5 | G | VLS_Inline | 5 | 5 | 5 | 8 | BranchMin_5BranchMax_8 | 5,6,8 | 6 | 16 | HeaderMin_6HeaderMax_16 | 6,8,10,12,14,16
1264 | 124 | 50707-2P-50HP VLSC | VLSC_50707_2P_50HP | 1332.9681 | 1332.9681 | 5331.8724 | 4 | 1 | 5 | G | VLS_Inline | 5 | 5 | 5 | 8 | BranchMin_5BranchMax_8 | 5,6,8 | 6 | 16 | HeaderMin_6HeaderMax_16 | 6,8,10,12,14,16
1265 | 125 | 50707-2P-60HP VLSC | VLSC_50707_2P_60HP | 1528.3535 | 1528.3535 | 6113.414 | 4 | 1 | 5 | G | VLS_Inline | 5 | 5 | 5 | 8 | BranchMin_5BranchMax_8 | 5,6,8 | 6 | 18 | HeaderMin_6HeaderMax_18 | 6,8,10,12,14,16,18
1266 | 126 | 50707-4P-5HP VLSC | VLSC_50707_4P_5HP | 626.346 | 626.346 | 2505.3838 | 4 | 1 | 5 | G | VLS_Inline | 5 | 5 | 5 | 5 | BranchMin_5BranchMax_5 | 5 | 6 | 12 | HeaderMin_6HeaderMax_12 | 6,8,10,12
1267 | 127 | 50707-4P-7.5HP VLSC | VLSC_50707_4P_7.5HP | 764.9699 | 764.9699 | 3059.8797 | 4 | 1 | 5 | G | VLS_Inline | 5 | 5 | 5 | 6 | BranchMin_5BranchMax_6 | 5,6 | 6 | 12 | HeaderMin_6HeaderMax_12 | 6,8,10,12
1268 | 128 | 50957-4P-7.5HP VLSC | RC2552-7.24 | 682.0481 | 682.0481 | 2728.1922 | 4 | 1 | 5 | G | VLS_Inline | 5 | 5 | 5 | 6 | BranchMin_5BranchMax_6 | 5,6 | 6 | 12 | HeaderMin_6HeaderMax_12 | 6,8,10,12
1269 | 129 | 50957-4P-10HP VLSC | RC2552-8.02 | 802.7921 | 802.7921 | 3211.1683 | 4 | 1 | 5 | G | VLS_Inline | 5 | 5 | 5 | 6 | BranchMin_5BranchMax_6 | 5,6 | 6 | 12 | HeaderMin_6HeaderMax_12 | 6,8,10,12
1270 | 130 | 50957-4P-15HP VLSC | RC2552-9.10 | 932.9167 | 932.9167 | 3731.667 | 4 | 1 | 5 | G | VLS_Inline | 5 | 5 | 5 | 6 | BranchMin_5BranchMax_6 | 5,6 | 6 | 14 | HeaderMin_6HeaderMax_14 | 6,8,10,12,14
1271 | 131 | 50957-4P-20HP VLSC | RC2552-9.6 | 1000.0001 | 1000.0001 | 4000.0003 | 4 | 1 | 5 | G | VLS_Inline | 5 | 5 | 5 | 8 | BranchMin_5BranchMax_8 | 5,6,8 | 6 | 14 | HeaderMin_6HeaderMax_14 | 6,8,10,12,14
1272 | 132 | 5095A-4P-7.5HP VLSC | VLSC_5095A_4P_7.5HP | 753.2463 | 753.2463 | 3012.9853 | 4 | 1 | 5 | G | VLS_Inline | 5 | 5 | 5 | 6 | BranchMin_5BranchMax_6 | 5,6 | 6 | 12 | HeaderMin_6HeaderMax_12 | 6,8,10,12
1273 | 133 | 5095A-4P-10HP VLSC | VLSC_5095A_4P_10HP | 820.4429 | 820.4429 | 3281.7717 | 4 | 1 | 5 | G | VLS_Inline | 5 | 5 | 5 | 6 | BranchMin_5BranchMax_6 | 5,6 | 6 | 12 | HeaderMin_6HeaderMax_12 | 6,8,10,12
1274 | 134 | 5095A-4P-15HP VLSC | VLSC_5095A_4P_15HP | 953.3171 | 953.3171 | 3813.2684 | 4 | 1 | 5 | G | VLS_Inline | 5 | 5 | 5 | 8 | BranchMin_5BranchMax_8 | 5,6,8 | 6 | 14 | HeaderMin_6HeaderMax_14 | 6,8,10,12,14
1275 | 135 | 5095A-4P-20HP VLSC | VLSC_5095A_4P_20HP | 1029.7585 | 1029.7585 | 4119.0339 | 4 | 1 | 5 | G | VLS_Inline | 5 | 5 | 5 | 8 | BranchMin_5BranchMax_8 | 5,6,8 | 6 | 14 | HeaderMin_6HeaderMax_14 | 6,8,10,12,14
1276 | 136 | 50959-2P-60HP VLSC | VLSC_50959_2P_60HP | 1330.3437 | 1330.3437 | 5321.3749 | 4 | 1 | 5 | G | VLS_Inline | 5 | 5 | 5 | 8 | BranchMin_5BranchMax_8 | 5,6,8 | 6 | 16 | HeaderMin_6HeaderMax_16 | 6,8,10,12,14,16
1277 | 137 | 50959-2P-75HP VLSC | VLSC_50959_2P_75HP | 1378.5213 | 1378.5213 | 5514.0852 | 4 | 1 | 5 | G | VLS_Inline | 5 | 5 | 5 | 8 | BranchMin_5BranchMax_8 | 5,6,8 | 6 | 16 | HeaderMin_6HeaderMax_16 | 6,8,10,12,14,16
1278 | 138 | 50959-2P-100HP VLSC | VLSC_50959_2P_100HP | 1467.9509 | 1467.9509 | 5871.8037 | 4 | 1 | 5 | G | VLS_Inline | 5 | 5 | 5 | 8 | BranchMin_5BranchMax_8 | 5,6,8 | 6 | 18 | HeaderMin_6HeaderMax_18 | 6,8,10,12,14,16,18
1279 | 139 | 50129-4P-15HP VLSC | VLSC_50129_4P_15HP | 844.864 | 844.864 | 3379.4558 | 4 | 1 | 5 | G | VLS_Inline | 5 | 5 | 5 | 6 | BranchMin_5BranchMax_6 | 5,6 | 6 | 12 | HeaderMin_6HeaderMax_12 | 6,8,10,12
1280 | 140 | 50129-4P-20HP VLSC | VLSC_50129_4P_20HP | 982.3526 | 982.3526 | 3929.4104 | 4 | 1 | 5 | G | VLS_Inline | 5 | 5 | 5 | 8 | BranchMin_5BranchMax_8 | 5,6,8 | 6 | 14 | HeaderMin_6HeaderMax_14 | 6,8,10,12,14
1281 | 141 | 50129-4P-25HP VLSC | VLSC_50129_4P_25HP | 1104.8611 | 1104.8611 | 4419.4445 | 4 | 1 | 5 | G | VLS_Inline | 5 | 5 | 5 | 8 | BranchMin_5BranchMax_8 | 5,6,8 | 6 | 16 | HeaderMin_6HeaderMax_16 | 6,8,10,12,14,16
1282 | 142 | 50129-4P-30HP VLSC | VLSC_50129_4P_30HP | 1214.4257 | 1214.4257 | 4857.7027 | 4 | 1 | 5 | G | VLS_Inline | 5 | 5 | 5 | 8 | BranchMin_5BranchMax_8 | 5,6,8 | 6 | 16 | HeaderMin_6HeaderMax_16 | 6,8,10,12,14,16
1283 | 143 | 50129-4P-40HP VLSC | VLSC_50129_4P_40HP | 1383.6857 | 1383.6857 | 5534.743 | 4 | 1 | 5 | G | VLS_Inline | 5 | 5 | 5 | 8 | BranchMin_5BranchMax_8 | 5,6,8 | 6 | 16 | HeaderMin_6HeaderMax_16 | 6,8,10,12,14,16
1284 | 144 | 50129-4P-50HP VLSC | VLSC_50129_4P_50HP | 1551.2098 | 1551.2098 | 6204.8391 | 4 | 1 | 5 | G | VLS_Inline | 5 | 5 | 5 | 8 | BranchMin_5BranchMax_8 | 5,6,8 | 6 | 18 | HeaderMin_6HeaderMax_18 | 6,8,10,12,14,16,18
1285 | 145 | 50129-4P-60HP VLSC | VLSC_50129_4P_60HP | 1664.6746 | 1664.6746 | 6658.6983 | 4 | 1 | 5 | G | VLS_Inline | 5 | 5 | 5 | 10 | BranchMin_5BranchMax_10 | 5,6,8,10 | 6 | 18 | HeaderMin_6HeaderMax_18 | 6,8,10,12,14,16,18
1286 | 146 | 5012A-4P-10HP VLSC | RC9940-8.37 | 840.7876 | 840.7876 | 3363.1503 | 4 | 1 | 5 | G | VLS_Inline | 5 | 5 | 5 | 6 | BranchMin_5BranchMax_6 | 5,6 | 6 | 12 | HeaderMin_6HeaderMax_12 | 6,8,10,12
1287 | 147 | 5012A-4P-15HP VLSC | RC9940-9.62 | 995.4751 | 995.4751 | 3981.9003 | 4 | 1 | 5 | G | VLS_Inline | 5 | 5 | 5 | 8 | BranchMin_5BranchMax_8 | 5,6,8 | 6 | 14 | HeaderMin_6HeaderMax_14 | 6,8,10,12,14
1288 | 148 | 5012A-4P-20HP VLSC | RC9940-10.48 | 1093.6698 | 1093.6698 | 4374.6794 | 4 | 1 | 5 | G | VLS_Inline | 5 | 5 | 5 | 8 | BranchMin_5BranchMax_8 | 5,6,8 | 6 | 16 | HeaderMin_6HeaderMax_16 | 6,8,10,12,14,16
1289 | 149 | 5012A-4P-25HP VLSC | RC9940-11.02 | 1144.8546 | 1144.8546 | 4579.4184 | 4 | 1 | 5 | G | VLS_Inline | 5 | 5 | 5 | 8 | BranchMin_5BranchMax_8 | 5,6,8 | 6 | 16 | HeaderMin_6HeaderMax_16 | 6,8,10,12,14,16
1290 | 150 | 5012A-4P-30HP VLSC | RC9940-11.62-4P | 1204.5001 | 1204.5001 | 4818.0004 | 4 | 1 | 5 | G | VLS_Inline | 5 | 5 | 5 | 8 | BranchMin_5BranchMax_8 | 5,6,8 | 6 | 16 | HeaderMin_6HeaderMax_16 | 6,8,10,12,14,16
1291 | 151 | 5012A-4P-40HP VLSC | RC9940-12.1-4P | 1252.5 | 1252.5 | 5010 | 4 | 1 | 5 | G | VLS_Inline | 5 | 5 | 5 | 8 | BranchMin_5BranchMax_8 | 5,6,8 | 6 | 16 | HeaderMin_6HeaderMax_16 | 6,8,10,12,14,16
1292 | 152 | 5012C-4P-10HP VLSC | VLSC_5012C_4P_10HP | 648.3835 | 648.3835 | 2593.534 | 4 | 1 | 5 | G | VLS_Inline | 5 | 5 | 5 | 5 | BranchMin_5BranchMax_5 | 5 | 6 | 12 | HeaderMin_6HeaderMax_12 | 6,8,10,12
1293 | 153 | 5012C-4P-15HP VLSC | VLSC_5012C_4P_15HP | 820.3589 | 820.3589 | 3281.4355 | 4 | 1 | 5 | G | VLS_Inline | 5 | 5 | 5 | 6 | BranchMin_5BranchMax_6 | 5,6 | 6 | 12 | HeaderMin_6HeaderMax_12 | 6,8,10,12
1294 | 154 | 5012C-4P-20HP VLSC | VLSC_5012C_4P_20HP | 941.0352 | 941.0352 | 3764.1408 | 4 | 1 | 5 | G | VLS_Inline | 5 | 5 | 5 | 6 | BranchMin_5BranchMax_6 | 5,6 | 6 | 14 | HeaderMin_6HeaderMax_14 | 6,8,10,12,14
1295 | 155 | 5012C-4P-25HP VLSC | VLSC_5012C_4P_25HP | 1045.3157 | 1045.3157 | 4181.2627 | 4 | 1 | 5 | G | VLS_Inline | 5 | 5 | 5 | 8 | BranchMin_5BranchMax_8 | 5,6,8 | 6 | 14 | HeaderMin_6HeaderMax_14 | 6,8,10,12,14
1296 | 156 | 5012C-4P-30HP VLSC | VLSC_5012C_4P_30HP | 1136.5096 | 1136.5096 | 4546.0383 | 4 | 1 | 5 | G | VLS_Inline | 5 | 5 | 5 | 8 | BranchMin_5BranchMax_8 | 5,6,8 | 6 | 16 | HeaderMin_6HeaderMax_16 | 6,8,10,12,14,16
1297 | 157 | 5012C-4P-40HP VLSC | VLSC_5012C_4P_40HP | 1235.933 | 1235.933 | 4943.7321 | 4 | 1 | 5 | G | VLS_Inline | 5 | 5 | 5 | 8 | BranchMin_5BranchMax_8 | 5,6,8 | 6 | 16 | HeaderMin_6HeaderMax_16 | 6,8,10,12,14,16
1298 | 158 | 50157-4P-50HP VLSC | VLSC_50157_4P_50HP | 1229.0007 | 1229.0007 | 4916.0029 | 4 | 1 | 5 | G | VLS_Inline | 5 | 5 | 5 | 8 | BranchMin_5BranchMax_8 | 5,6,8 | 6 | 16 | HeaderMin_6HeaderMax_16 | 6,8,10,12,14,16
1299 | 159 | 50157-4P-60HP VLSC | VLSC_50157_4P_60HP | 1303.9328 | 1303.9328 | 5215.731 | 4 | 1 | 5 | G | VLS_Inline | 5 | 5 | 5 | 8 | BranchMin_5BranchMax_8 | 5,6,8 | 6 | 16 | HeaderMin_6HeaderMax_16 | 6,8,10,12,14,16
1300 | 160 | 50157-4P-75HP VLSC | VLSC_50157_4P_75HP | 1403.874 | 1403.874 | 5615.4961 | 4 | 1 | 5 | G | VLS_Inline | 5 | 5 | 5 | 8 | BranchMin_5BranchMax_8 | 5,6,8 | 6 | 18 | HeaderMin_6HeaderMax_18 | 6,8,10,12,14,16,18
1301 | 161 | 50157-4P-100HP VLSC | VLSC_50157_4P_100HP | 1484.3188 | 1484.3188 | 5937.2753 | 4 | 1 | 5 | G | VLS_Inline | 5 | 5 | 5 | 8 | BranchMin_5BranchMax_8 | 5,6,8 | 6 | 18 | HeaderMin_6HeaderMax_18 | 6,8,10,12,14,16,18
1302 | 162 | 60957-4P-15HP VLSC | VLSC_60957_4P_15HP | 1171.9065 | 1171.9065 | 4687.6261 | 4 | 1 | 5 | G | VLS_Inline | 6 | 6 | 6 | 8 | BranchMin_6BranchMax_8 | 6,8 | 8 | 16 | HeaderMin_8HeaderMax_16 | 8,10,12,14,16
1303 | 163 | 60957-4P-20HP VLSC | VLSC_60957_4P_20HP | 1316.9347 | 1316.9347 | 5267.7388 | 4 | 1 | 5 | G | VLS_Inline | 6 | 6 | 6 | 8 | BranchMin_6BranchMax_8 | 6,8 | 8 | 16 | HeaderMin_8HeaderMax_16 | 8,10,12,14,16
1304 | 164 | 60957-4P-25HP VLSC | VLSC_60957_4P_25HP | 1454.2378 | 1454.2378 | 5816.9511 | 4 | 1 | 5 | G | VLS_Inline | 6 | 6 | 6 | 8 | BranchMin_6BranchMax_8 | 6,8 | 8 | 18 | HeaderMin_8HeaderMax_18 | 8,10,12,14,16,18
1305 | 165 | 60957-4P-30HP VLSC | VLSC_60957_4P_30HP | 1568.7217 | 1568.7217 | 6274.8868 | 4 | 1 | 5 | G | VLS_Inline | 6 | 6 | 6 | 8 | BranchMin_6BranchMax_8 | 6,8 | 8 | 18 | HeaderMin_8HeaderMax_18 | 8,10,12,14,16,18
1306 | 166 | 60125-4P-20HP VLSC | VLSC_60125_4P_20HP | 1414.8836 | 1414.8836 | 5659.5343 | 4 | 1 | 5 | G | VLS_Inline | 6 | 6 | 6 | 8 | BranchMin_6BranchMax_8 | 6,8 | 8 | 18 | HeaderMin_8HeaderMax_18 | 8,10,12,14,16,18
1307 | 167 | 60125-4P-25HP VLSC | VLSC_60125_4P_25HP | 1523.3743 | 1523.3743 | 6093.4973 | 4 | 1 | 5 | G | VLS_Inline | 6 | 6 | 6 | 8 | BranchMin_6BranchMax_8 | 6,8 | 8 | 18 | HeaderMin_8HeaderMax_18 | 8,10,12,14,16,18
1308 | 168 | 60125-4P-30HP VLSC | VLSC_60125_4P_30HP | 1625.1171 | 1625.1171 | 6500.4683 | 4 | 1 | 5 | G | VLS_Inline | 6 | 6 | 6 | 10 | BranchMin_6BranchMax_10 | 6,8,10 | 8 | 18 | HeaderMin_8HeaderMax_18 | 8,10,12,14,16,18
1309 | 169 | 60125-4P-40HP VLSC | VLSC_60125_4P_40HP | 1757.2796 | 1757.2796 | 7029.1185 | 4 | 1 | 5 | G | VLS_Inline | 6 | 6 | 6 | 10 | BranchMin_6BranchMax_10 | 6,8,10 | 8 | 18 | HeaderMin_8HeaderMax_18 | 8,10,12,14,16,18
1310 | 170 | 60125-4P-50HP VLSC | VLSC_60125_4P_50HP | 1846.8509 | 1846.8509 | 7387.4035 | 4 | 1 | 5 | G | VLS_Inline | 6 | 6 | 6 | 10 | BranchMin_6BranchMax_10 | 6,8,10 | 8 | 20 | HeaderMin_8HeaderMax_20 | 8,10,12,14,16,18,20
1311 | 171 | 60125-4P-60HP VLSC | VLSC_60125_4P_60HP | 1914.581 | 1914.581 | 7658.324 | 4 | 1 | 5 | G | VLS_Inline | 6 | 6 | 6 | 10 | BranchMin_6BranchMax_10 | 6,8,10 | 8 | 20 | HeaderMin_8HeaderMax_20 | 8,10,12,14,16,18,20
1312 | 172 | 60157-4P-75HP VLSC | VLSC_60157_4P_75HP | 1634.3829 | 1634.3829 | 6537.5317 | 4 | 1 | 5 | G | VLS_Inline | 6 | 6 | 6 | 10 | BranchMin_6BranchMax_10 | 6,8,10 | 8 | 18 | HeaderMin_8HeaderMax_18 | 8,10,12,14,16,18
1313 | 173 | 60157-4P-100HP VLSC | VLSC_60157_4P_100HP | 1915.2738 | 1915.2738 | 7661.0951 | 4 | 1 | 5 | G | VLS_Inline | 6 | 6 | 6 | 10 | BranchMin_6BranchMax_10 | 6,8,10 | 8 | 20 | HeaderMin_8HeaderMax_20 | 8,10,12,14,16,18,20
1314 | 174 | 60157-4P-125HP VLSC | VLSC_60157_4P_125HP | 2165.2718 | 2165.2718 | 8661.0874 | 4 | 1 | 5 | G | VLS_Inline | 6 | 6 | 6 | 10 | BranchMin_6BranchMax_10 | 6,8,10 | 8 | 20 | HeaderMin_8HeaderMax_20 | 8,10,12,14,16,18,20
1315 | 175 | 80951-4P-20HP VLSC | VLSC_80951_4P_20HP | 1914.1469 | 1914.1469 | 7656.5877 | 4 | 1 | 5 | G | VLS_Inline | 8 | 8 | 8 | 10 | BranchMin_8BranchMax_10 | 8,10 | 10 | 20 | HeaderMin_10HeaderMax_20 | 10,12,14,16,18,20
1316 | 176 | 80951-4P-25HP VLSC | VLSC_80951_4P_25HP | 2017.9874 | 2017.9874 | 8071.9496 | 4 | 1 | 5 | G | VLS_Inline | 8 | 8 | 8 | 10 | BranchMin_8BranchMax_10 | 8,10 | 10 | 20 | HeaderMin_10HeaderMax_20 | 10,12,14,16,18,20
1317 | 177 | 80951-4P-30HP VLSC | VLSC_80951_4P_30HP | 2141.5995 | 2141.5995 | 8566.398 | 4 | 1 | 5 | G | VLS_Inline | 8 | 8 | 8 | 10 | BranchMin_8BranchMax_10 | 8,10 | 10 | 20 | HeaderMin_10HeaderMax_20 | 10,12,14,16,18,20
1318 | 178 | 80951-4P-40HP VLSC | VLSC_80951_4P_40HP | 2290.5785 | 2290.5785 | 9162.314 | 4 | 1 | 5 | G | VLS_Inline | 8 | 8 | 8 | 10 | BranchMin_8BranchMax_10 | 8,10 | 10 | 24 | HeaderMin_10HeaderMax_24 | 10,12,14,16,18,20,24
1319 | 179 | 80123-4P-25HP VLSC | VLSC_80123_4P_25HP | 1727.4951 | 1727.4951 | 6909.9805 | 4 | 1 | 5 | G | VLS_Inline | 8 | 8 | 8 | 10 | BranchMin_8BranchMax_10 | 8,10 | 10 | 18 | HeaderMin_10HeaderMax_18 | 10,12,14,16,18
1320 | 180 | 80123-4P-30HP VLSC | VLSC_80123_4P_30HP | 1826.6982 | 1826.6982 | 7306.7929 | 4 | 1 | 5 | G | VLS_Inline | 8 | 8 | 8 | 10 | BranchMin_8BranchMax_10 | 8,10 | 10 | 20 | HeaderMin_10HeaderMax_20 | 10,12,14,16,18,20
1321 | 181 | 80123-4P-40HP VLSC | VLSC_80123_4P_40HP | 2003.3556 | 2003.3556 | 8013.4225 | 4 | 1 | 5 | G | VLS_Inline | 8 | 8 | 8 | 10 | BranchMin_8BranchMax_10 | 8,10 | 10 | 20 | HeaderMin_10HeaderMax_20 | 10,12,14,16,18,20
1322 | 182 | 80123-4P-50HP VLSC | VLSC_80123_4P_50HP | 2187.1986 | 2187.1986 | 8748.7945 | 4 | 1 | 5 | G | VLS_Inline | 8 | 8 | 8 | 10 | BranchMin_8BranchMax_10 | 8,10 | 10 | 20 | HeaderMin_10HeaderMax_20 | 10,12,14,16,18,20
1323 | 183 | 80123-4P-60HP VLSC | VLSC_80123_4P_60HP | 2293.6739 | 2293.6739 | 9174.6955 | 4 | 1 | 5 | G | VLS_Inline | 8 | 8 | 8 | 10 | BranchMin_8BranchMax_10 | 8,10 | 10 | 24 | HeaderMin_10HeaderMax_24 | 10,12,14,16,18,20,24
1324 | 184 | 80123-4P-75HP VLSC | VLSC_80123_4P_75HP | 2422.2984 | 2422.2984 | 9689.1937 | 4 | 1 | 5 | G | VLS_Inline | 8 | 8 | 8 | 10 | BranchMin_8BranchMax_10 | 8,10 | 10 | 24 | HeaderMin_10HeaderMax_24 | 10,12,14,16,18,20,24
1325 | 185 | 80123-4P-100HP VLSC | VLSC_80123_4P_100HP | 2547.3614 | 2547.3614 | 10189.4456 | 4 | 1 | 5 | G | VLS_Inline | 8 | 8 | 8 | 12 | BranchMin_8BranchMax_12 | 8,10,12 | 10 | 24 | HeaderMin_10HeaderMax_24 | 10,12,14,16,18,20,24
1326 | 186 | 80157-4P-100HP VLSC | VLSC_80157_4P_100HP | 2953.0528 | 2953.0528 | 11812.2111 | 4 | 1 | 5 | G | VLS_Inline | 8 | 8 | 8 | 12 | BranchMin_8BranchMax_12 | 8,10,12 | 10 | 24 | HeaderMin_10HeaderMax_24 | 10,12,14,16,18,20,24
1327 | 187 | 80157-4P-125HP VLSC | VLSC_80157_4P_125HP | 3220.9607 | 3220.9607 | 12883.8429 | 4 | 1 | 5 | G | VLS_Inline | 8 | 8 | 8 | 12 | BranchMin_8BranchMax_12 | 8,10,12 | 10 | 24 | HeaderMin_10HeaderMax_24 | 10,12,14,16,18,20,24
1328 | 188 | 10123-4P-75HP VLSC | VLSC_10123_4P_75HP | 3579.8797 | 3579.8797 | 14319.5187 | 4 | 1 | 5 | G | VLS_Inline | 10 | 10 | 10 | 14 | BranchMin_10BranchMax_14 | 10,12,14 | 12 | 24 | HeaderMin_12HeaderMax_24 | 12,14,16,18,20,24
1329 | 189 | 10123-4P-100HP VLSC | VLSC_10123_4P_100HP | 3926.8748 | 3926.8748 | 15707.4993 | 4 | 1 | 5 | G | VLS_Inline | 10 | 10 | 10 | 14 | BranchMin_10BranchMax_14 | 10,12,14 | 12 | 24 | HeaderMin_12HeaderMax_24 | 12,14,16,18,20,24
1330 | 190 | 10123-4P-125HP VLSC | VLSC_10123_4P_125HP | 4128.2784 | 4128.2784 | 16513.1135 | 4 | 1 | 5 | G | VLS_Inline | 10 | 10 | 10 | 14 | BranchMin_10BranchMax_14 | 10,12,14 | 12 | 24 | HeaderMin_12HeaderMax_24 | 12,14,16,18,20,24

## Sheet2 (hidden)
CORRECTED
Branch Range | Branch Range, List | Header Range | Header Range, List
BranchMin_2BranchMax_2.5 | 2,2.5 | HeaderMin_2.5HeaderMax_4 | 2.5,3,4
BranchMin_2BranchMax_3 | 2,2.5,3 | HeaderMin_2.5HeaderMax_3 | 2.5,3
BranchMin_2BranchMax_2 | 2 | HeaderMin_2.5HeaderMax_5 | 2.5,3,4,5
BranchMin_2BranchMax_4 | 2,2.5,3,4 | HeaderMin_2.5HeaderMax_6 | 2.5,3,4,5,6
BranchMin_2BranchMax_5 | 2,2.5,3,4,5 | HeaderMin_3HeaderMax_5 | 3,4,5
BranchMin_2.5BranchMax_4 | 2.5,3,4 | HeaderMin_3HeaderMax_6 | 3,4,5,6
BranchMin_2.5BranchMax_5 | 2.5,3,4,5 | HeaderMin_3HeaderMax_8 | 3,4,5,6,8
BranchMin_2.5BranchMax_3 | 2.5,3 | HeaderMin_3HeaderMax_4 | 3,4
BranchMin_3BranchMax_5 | 3,4,5 | HeaderMin_4HeaderMax_8 | 4,5,6,8
BranchMin_3BranchMax_6 | 3,4,5,6 | HeaderMin_4HeaderMax_5 | 4,5
BranchMin_3BranchMax_4 | 3,4 | HeaderMin_4HeaderMax_6 | 4,5,6
BranchMin_4BranchMax_5 | 4,5 | HeaderMin_5HeaderMax_8 | 5,6,8
BranchMin_4BranchMax_6 | 4,5,6 | HeaderMin_5HeaderMax_6 | 5,6
BranchMin_4BranchMax_4 | 4 | HeaderMin_5HeaderMax_10 | 5,6,8,10
BranchMin_4BranchMax_8 | 4,5,6,8 | HeaderMin_6HeaderMax_10 | 6,8,10
BranchMin_5BranchMax_6 | 5,6 | HeaderMin_6HeaderMax_12 | 6,8,10,12
BranchMin_5BranchMax_8 | 5,6,8 | HeaderMin_6HeaderMax_8 | 6,8
BranchMin_5BranchMax_5 | 5 | HeaderMin_8HeaderMax_10 | 8,10
BranchMin_5BranchMax_10 | 5,6,8,10 | HeaderMin_8HeaderMax_12 | 8,10,12
BranchMin_6BranchMax_8 | 6,8 | HeaderMin_8HeaderMax_14 | 8,10,12,14
BranchMin_6BranchMax_10 | 6,8,10 | HeaderMin_8HeaderMax_16 | 8,10,12,14,16
BranchMin_8BranchMax_10 | 8,10 | HeaderMin_10HeaderMax_14 | 10,12,14
BranchMin_8BranchMax_12 | 8,10,12 | HeaderMin_10HeaderMax_16 | 10,12,14,16
BranchMin_10BranchMax_14 | 10,12,14 | HeaderMin_10HeaderMax_12 | 10,12
|  | HeaderMin_10HeaderMax_18 | 10,12,14,16,18
|  | HeaderMin_12HeaderMax_20 | 12,14,16,18,20
|  | HeaderMin_2.5HeaderMax_8 | 2.5,4,6,8
|  | HeaderMin_3HeaderMax_10 | 3,4,5,6,8,10
|  | HeaderMin_4HeaderMax_10 | 4,5,6,8,10
|  | HeaderMin_5HeaderMax_12 | 5,6,8,10,12
|  | HeaderMin_6HeaderMax_14 | 6,8,10,12,14
|  | HeaderMin_6HeaderMax_16 | 6,8,10,12,14,16
|  | HeaderMin_8HeaderMax_18 | 8,10,12,14,16,18
|  | HeaderMin_10HeaderMax_20 | 10,12,14,16,18,20
|  | HeaderMin_10HeaderMax_24 | 10,12,14,16,18,20,24
|  | HeaderMin_12HeaderMax_24 | 12,14,16,18,20,24
|  | HeaderMin_2.5HeaderMax_10 | 2.5,4,6,8,10
|  | HeaderMin_4HeaderMax_12 | 4,5,6,8,10,12
|  | HeaderMin_5HeaderMax_14 | 5,6,8,10,12,14
|  | HeaderMin_5HeaderMax_16 | 5,6,8,10,12,14,16
|  | HeaderMin_6HeaderMax_18 | 6,8,10,12,14,16,18
|  | HeaderMin_8HeaderMax_20 | 8,10,12,14,16,18,20
|  | HeaderMin_2.5HeaderMax_2.5 | 2.5
|  | HeaderMin_2.5HeaderMax_2 | N/A
|  | HeaderMin_3HeaderMax_3 | 3
|  | HeaderMin_4HeaderMax_4 | 4
|  | HeaderMin_5HeaderMax_5 | 5
|  | HeaderMin_5HeaderMax_4 | N/A
|  | HeaderMin_6HeaderMax_6 | 6
|  | HeaderMin_6HeaderMax_5 | N/A
|  | HeaderMin_8HeaderMax_8 | 8
|  | HeaderMin_10HeaderMax_10 | 10
|  | HeaderMin_12HeaderMax_14 | 12,14

## Expanded Rows
Sequencing | Pump Size ID | Pump Size | Curve | Max flow @ max speed (gpm), 1 pump | Max Branch Flow | Max Header Flow | Number of Active Pumps | Number of Backup Pumps | Number of Total Pumps | Cost Group | Cost Group Type | Suction | Discharge | Branch Minimum | Branch Maximum | Branch Range | Branch Range, List | Header Minimum | Header Maximum | Header Range | Header Range, List | Valid Combo
1 | 1 | 12707-2P-5HP VLSC | VLSC_12707_2P_5HP | 120.9035 | 120.9035 | 241.807 | 2 | 0 | 2 | A | VLS_Inline | 1.25 | 1.25 | 2 | 2.5 | BranchMin_2BranchMax_2.5 | 2 | 2.5 | 4 | HeaderMin_2.5HeaderMax_4 | 2.5
1 | 1 | 12707-2P-5HP VLSC | VLSC_12707_2P_5HP | 120.9035 | 120.9035 | 241.807 | 2 | 0 | 2 | A | VLS_Inline | 1.25 | 1.25 | 2 | 2.5 | BranchMin_2BranchMax_2.5 | 2 | 2.5 | 4 | HeaderMin_2.5HeaderMax_4 | 3
1 | 1 | 12707-2P-5HP VLSC | VLSC_12707_2P_5HP | 120.9035 | 120.9035 | 241.807 | 2 | 0 | 2 | A | VLS_Inline | 1.25 | 1.25 | 2 | 2.5 | BranchMin_2BranchMax_2.5 | 2 | 2.5 | 4 | HeaderMin_2.5HeaderMax_4 | 4
1 | 1 | 12707-2P-5HP VLSC | VLSC_12707_2P_5HP | 120.9035 | 120.9035 | 241.807 | 2 | 0 | 2 | A | VLS_Inline | 1.25 | 1.25 | 2 | 2.5 | BranchMin_2BranchMax_2.5 | 2.5 | 2.5 | 4 | HeaderMin_2.5HeaderMax_4 | 2.5 | INVALID
1 | 1 | 12707-2P-5HP VLSC | VLSC_12707_2P_5HP | 120.9035 | 120.9035 | 241.807 | 2 | 0 | 2 | A | VLS_Inline | 1.25 | 1.25 | 2 | 2.5 | BranchMin_2BranchMax_2.5 | 2.5 | 2.5 | 4 | HeaderMin_2.5HeaderMax_4 | 3
1 | 1 | 12707-2P-5HP VLSC | VLSC_12707_2P_5HP | 120.9035 | 120.9035 | 241.807 | 2 | 0 | 2 | A | VLS_Inline | 1.25 | 1.25 | 2 | 2.5 | BranchMin_2BranchMax_2.5 | 2.5 | 2.5 | 4 | HeaderMin_2.5HeaderMax_4 | 4
2 | 2 | 12707-2P-7.5HP VLSC | VLSC_12707_2P_7.5HP | 134.1949 | 134.1949 | 268.3898 | 2 | 0 | 2 | A | VLS_Inline | 1.25 | 1.25 | 2 | 3 | BranchMin_2BranchMax_3 | 2 | 2.5 | 4 | HeaderMin_2.5HeaderMax_4 | 2.5
2 | 2 | 12707-2P-7.5HP VLSC | VLSC_12707_2P_7.5HP | 134.1949 | 134.1949 | 268.3898 | 2 | 0 | 2 | A | VLS_Inline | 1.25 | 1.25 | 2 | 3 | BranchMin_2BranchMax_3 | 2 | 2.5 | 4 | HeaderMin_2.5HeaderMax_4 | 3
2 | 2 | 12707-2P-7.5HP VLSC | VLSC_12707_2P_7.5HP | 134.1949 | 134.1949 | 268.3898 | 2 | 0 | 2 | A | VLS_Inline | 1.25 | 1.25 | 2 | 3 | BranchMin_2BranchMax_3 | 2 | 2.5 | 4 | HeaderMin_2.5HeaderMax_4 | 4
2 | 2 | 12707-2P-7.5HP VLSC | VLSC_12707_2P_7.5HP | 134.1949 | 134.1949 | 268.3898 | 2 | 0 | 2 | A | VLS_Inline | 1.25 | 1.25 | 2 | 3 | BranchMin_2BranchMax_3 | 2.5 | 2.5 | 4 | HeaderMin_2.5HeaderMax_4 | 2.5 | INVALID
2 | 2 | 12707-2P-7.5HP VLSC | VLSC_12707_2P_7.5HP | 134.1949 | 134.1949 | 268.3898 | 2 | 0 | 2 | A | VLS_Inline | 1.25 | 1.25 | 2 | 3 | BranchMin_2BranchMax_3 | 2.5 | 2.5 | 4 | HeaderMin_2.5HeaderMax_4 | 3
2 | 2 | 12707-2P-7.5HP VLSC | VLSC_12707_2P_7.5HP | 134.1949 | 134.1949 | 268.3898 | 2 | 0 | 2 | A | VLS_Inline | 1.25 | 1.25 | 2 | 3 | BranchMin_2BranchMax_3 | 2.5 | 2.5 | 4 | HeaderMin_2.5HeaderMax_4 | 4
2 | 2 | 12707-2P-7.5HP VLSC | VLSC_12707_2P_7.5HP | 134.1949 | 134.1949 | 268.3898 | 2 | 0 | 2 | A | VLS_Inline | 1.25 | 1.25 | 2 | 3 | BranchMin_2BranchMax_3 | 3 | 2.5 | 4 | HeaderMin_2.5HeaderMax_4 | 2.5 | INVALID
2 | 2 | 12707-2P-7.5HP VLSC | VLSC_12707_2P_7.5HP | 134.1949 | 134.1949 | 268.3898 | 2 | 0 | 2 | A | VLS_Inline | 1.25 | 1.25 | 2 | 3 | BranchMin_2BranchMax_3 | 3 | 2.5 | 4 | HeaderMin_2.5HeaderMax_4 | 3 | INVALID
2 | 2 | 12707-2P-7.5HP VLSC | VLSC_12707_2P_7.5HP | 134.1949 | 134.1949 | 268.3898 | 2 | 0 | 2 | A | VLS_Inline | 1.25 | 1.25 | 2 | 3 | BranchMin_2BranchMax_3 | 3 | 2.5 | 4 | HeaderMin_2.5HeaderMax_4 | 4
3 | 3 | 12707-2P-10HP VLSC | VLSC_12707_2P_10HP | 146.7341 | 146.7341 | 293.4682 | 2 | 0 | 2 | A | VLS_Inline | 1.25 | 1.25 | 2 | 3 | BranchMin_2BranchMax_3 | 2 | 2.5 | 4 | HeaderMin_2.5HeaderMax_4 | 2.5
3 | 3 | 12707-2P-10HP VLSC | VLSC_12707_2P_10HP | 146.7341 | 146.7341 | 293.4682 | 2 | 0 | 2 | A | VLS_Inline | 1.25 | 1.25 | 2 | 3 | BranchMin_2BranchMax_3 | 2 | 2.5 | 4 | HeaderMin_2.5HeaderMax_4 | 3
3 | 3 | 12707-2P-10HP VLSC | VLSC_12707_2P_10HP | 146.7341 | 146.7341 | 293.4682 | 2 | 0 | 2 | A | VLS_Inline | 1.25 | 1.25 | 2 | 3 | BranchMin_2BranchMax_3 | 2 | 2.5 | 4 | HeaderMin_2.5HeaderMax_4 | 4
3 | 3 | 12707-2P-10HP VLSC | VLSC_12707_2P_10HP | 146.7341 | 146.7341 | 293.4682 | 2 | 0 | 2 | A | VLS_Inline | 1.25 | 1.25 | 2 | 3 | BranchMin_2BranchMax_3 | 2.5 | 2.5 | 4 | HeaderMin_2.5HeaderMax_4 | 2.5 | INVALID
3 | 3 | 12707-2P-10HP VLSC | VLSC_12707_2P_10HP | 146.7341 | 146.7341 | 293.4682 | 2 | 0 | 2 | A | VLS_Inline | 1.25 | 1.25 | 2 | 3 | BranchMin_2BranchMax_3 | 2.5 | 2.5 | 4 | HeaderMin_2.5HeaderMax_4 | 3
3 | 3 | 12707-2P-10HP VLSC | VLSC_12707_2P_10HP | 146.7341 | 146.7341 | 293.4682 | 2 | 0 | 2 | A | VLS_Inline | 1.25 | 1.25 | 2 | 3 | BranchMin_2BranchMax_3 | 2.5 | 2.5 | 4 | HeaderMin_2.5HeaderMax_4 | 4
3 | 3 | 12707-2P-10HP VLSC | VLSC_12707_2P_10HP | 146.7341 | 146.7341 | 293.4682 | 2 | 0 | 2 | A | VLS_Inline | 1.25 | 1.25 | 2 | 3 | BranchMin_2BranchMax_3 | 3 | 2.5 | 4 | HeaderMin_2.5HeaderMax_4 | 2.5 | INVALID
3 | 3 | 12707-2P-10HP VLSC | VLSC_12707_2P_10HP | 146.7341 | 146.7341 | 293.4682 | 2 | 0 | 2 | A | VLS_Inline | 1.25 | 1.25 | 2 | 3 | BranchMin_2BranchMax_3 | 3 | 2.5 | 4 | HeaderMin_2.5HeaderMax_4 | 3 | INVALID
3 | 3 | 12707-2P-10HP VLSC | VLSC_12707_2P_10HP | 146.7341 | 146.7341 | 293.4682 | 2 | 0 | 2 | A | VLS_Inline | 1.25 | 1.25 | 2 | 3 | BranchMin_2BranchMax_3 | 3 | 2.5 | 4 | HeaderMin_2.5HeaderMax_4 | 4
4 | 4 | 12707-2P-15HP VLSC | VLSC_12707_2P_15HP | 154 | 154 | 308 | 2 | 0 | 2 | A | VLS_Inline | 1.25 | 1.25 | 2 | 3 | BranchMin_2BranchMax_3 | 2 | 2.5 | 4 | HeaderMin_2.5HeaderMax_4 | 2.5
4 | 4 | 12707-2P-15HP VLSC | VLSC_12707_2P_15HP | 154 | 154 | 308 | 2 | 0 | 2 | A | VLS_Inline | 1.25 | 1.25 | 2 | 3 | BranchMin_2BranchMax_3 | 2 | 2.5 | 4 | HeaderMin_2.5HeaderMax_4 | 3
4 | 4 | 12707-2P-15HP VLSC | VLSC_12707_2P_15HP | 154 | 154 | 308 | 2 | 0 | 2 | A | VLS_Inline | 1.25 | 1.25 | 2 | 3 | BranchMin_2BranchMax_3 | 2 | 2.5 | 4 | HeaderMin_2.5HeaderMax_4 | 4
4 | 4 | 12707-2P-15HP VLSC | VLSC_12707_2P_15HP | 154 | 154 | 308 | 2 | 0 | 2 | A | VLS_Inline | 1.25 | 1.25 | 2 | 3 | BranchMin_2BranchMax_3 | 2.5 | 2.5 | 4 | HeaderMin_2.5HeaderMax_4 | 2.5 | INVALID
4 | 4 | 12707-2P-15HP VLSC | VLSC_12707_2P_15HP | 154 | 154 | 308 | 2 | 0 | 2 | A | VLS_Inline | 1.25 | 1.25 | 2 | 3 | BranchMin_2BranchMax_3 | 2.5 | 2.5 | 4 | HeaderMin_2.5HeaderMax_4 | 3
4 | 4 | 12707-2P-15HP VLSC | VLSC_12707_2P_15HP | 154 | 154 | 308 | 2 | 0 | 2 | A | VLS_Inline | 1.25 | 1.25 | 2 | 3 | BranchMin_2BranchMax_3 | 2.5 | 2.5 | 4 | HeaderMin_2.5HeaderMax_4 | 4
4 | 4 | 12707-2P-15HP VLSC | VLSC_12707_2P_15HP | 154 | 154 | 308 | 2 | 0 | 2 | A | VLS_Inline | 1.25 | 1.25 | 2 | 3 | BranchMin_2BranchMax_3 | 3 | 2.5 | 4 | HeaderMin_2.5HeaderMax_4 | 2.5 | INVALID
4 | 4 | 12707-2P-15HP VLSC | VLSC_12707_2P_15HP | 154 | 154 | 308 | 2 | 0 | 2 | A | VLS_Inline | 1.25 | 1.25 | 2 | 3 | BranchMin_2BranchMax_3 | 3 | 2.5 | 4 | HeaderMin_2.5HeaderMax_4 | 3 | INVALID
4 | 4 | 12707-2P-15HP VLSC | VLSC_12707_2P_15HP | 154 | 154 | 308 | 2 | 0 | 2 | A | VLS_Inline | 1.25 | 1.25 | 2 | 3 | BranchMin_2BranchMax_3 | 3 | 2.5 | 4 | HeaderMin_2.5HeaderMax_4 | 4
5 | 5 | 12707-4P-3HP VLSC | VLSC_12707_4P_3HP | 79 | 79 | 158 | 2 | 0 | 2 | A | VLS_Inline | 1.25 | 1.25 | 2 | 2 | BranchMin_2BranchMax_2 | 2 | 2.5 | 3 | HeaderMin_2.5HeaderMax_3 | 2.5
5 | 5 | 12707-4P-3HP VLSC | VLSC_12707_4P_3HP | 79 | 79 | 158 | 2 | 0 | 2 | A | VLS_Inline | 1.25 | 1.25 | 2 | 2 | BranchMin_2BranchMax_2 | 2 | 2.5 | 3 | HeaderMin_2.5HeaderMax_3 | 3
6 | 6 | 15709-2P-7.5HP VLSC | VLSC_15709_2P_7.5HP | 169.9715 | 169.9715 | 339.9431 | 2 | 0 | 2 | A | VLS_Inline | 1.5 | 1.5 | 2 | 3 | BranchMin_2BranchMax_3 | 2 | 2.5 | 4 | HeaderMin_2.5HeaderMax_4 | 2.5
6 | 6 | 15709-2P-7.5HP VLSC | VLSC_15709_2P_7.5HP | 169.9715 | 169.9715 | 339.9431 | 2 | 0 | 2 | A | VLS_Inline | 1.5 | 1.5 | 2 | 3 | BranchMin_2BranchMax_3 | 2 | 2.5 | 4 | HeaderMin_2.5HeaderMax_4 | 3
6 | 6 | 15709-2P-7.5HP VLSC | VLSC_15709_2P_7.5HP | 169.9715 | 169.9715 | 339.9431 | 2 | 0 | 2 | A | VLS_Inline | 1.5 | 1.5 | 2 | 3 | BranchMin_2BranchMax_3 | 2 | 2.5 | 4 | HeaderMin_2.5HeaderMax_4 | 4
6 | 6 | 15709-2P-7.5HP VLSC | VLSC_15709_2P_7.5HP | 169.9715 | 169.9715 | 339.9431 | 2 | 0 | 2 | A | VLS_Inline | 1.5 | 1.5 | 2 | 3 | BranchMin_2BranchMax_3 | 2.5 | 2.5 | 4 | HeaderMin_2.5HeaderMax_4 | 2.5 | INVALID
6 | 6 | 15709-2P-7.5HP VLSC | VLSC_15709_2P_7.5HP | 169.9715 | 169.9715 | 339.9431 | 2 | 0 | 2 | A | VLS_Inline | 1.5 | 1.5 | 2 | 3 | BranchMin_2BranchMax_3 | 2.5 | 2.5 | 4 | HeaderMin_2.5HeaderMax_4 | 3
6 | 6 | 15709-2P-7.5HP VLSC | VLSC_15709_2P_7.5HP | 169.9715 | 169.9715 | 339.9431 | 2 | 0 | 2 | A | VLS_Inline | 1.5 | 1.5 | 2 | 3 | BranchMin_2BranchMax_3 | 2.5 | 2.5 | 4 | HeaderMin_2.5HeaderMax_4 | 4
6 | 6 | 15709-2P-7.5HP VLSC | VLSC_15709_2P_7.5HP | 169.9715 | 169.9715 | 339.9431 | 2 | 0 | 2 | A | VLS_Inline | 1.5 | 1.5 | 2 | 3 | BranchMin_2BranchMax_3 | 3 | 2.5 | 4 | HeaderMin_2.5HeaderMax_4 | 2.5 | INVALID
6 | 6 | 15709-2P-7.5HP VLSC | VLSC_15709_2P_7.5HP | 169.9715 | 169.9715 | 339.9431 | 2 | 0 | 2 | A | VLS_Inline | 1.5 | 1.5 | 2 | 3 | BranchMin_2BranchMax_3 | 3 | 2.5 | 4 | HeaderMin_2.5HeaderMax_4 | 3 | INVALID
6 | 6 | 15709-2P-7.5HP VLSC | VLSC_15709_2P_7.5HP | 169.9715 | 169.9715 | 339.9431 | 2 | 0 | 2 | A | VLS_Inline | 1.5 | 1.5 | 2 | 3 | BranchMin_2BranchMax_3 | 3 | 2.5 | 4 | HeaderMin_2.5HeaderMax_4 | 4
7 | 7 | 15709-2P-10HP VLSC | VLSC_15709_2P_10HP | 191.939 | 191.939 | 383.8779 | 2 | 0 | 2 | A | VLS_Inline | 1.5 | 1.5 | 2 | 3 | BranchMin_2BranchMax_3 | 2 | 2.5 | 4 | HeaderMin_2.5HeaderMax_4 | 2.5
7 | 7 | 15709-2P-10HP VLSC | VLSC_15709_2P_10HP | 191.939 | 191.939 | 383.8779 | 2 | 0 | 2 | A | VLS_Inline | 1.5 | 1.5 | 2 | 3 | BranchMin_2BranchMax_3 | 2 | 2.5 | 4 | HeaderMin_2.5HeaderMax_4 | 3
7 | 7 | 15709-2P-10HP VLSC | VLSC_15709_2P_10HP | 191.939 | 191.939 | 383.8779 | 2 | 0 | 2 | A | VLS_Inline | 1.5 | 1.5 | 2 | 3 | BranchMin_2BranchMax_3 | 2 | 2.5 | 4 | HeaderMin_2.5HeaderMax_4 | 4
7 | 7 | 15709-2P-10HP VLSC | VLSC_15709_2P_10HP | 191.939 | 191.939 | 383.8779 | 2 | 0 | 2 | A | VLS_Inline | 1.5 | 1.5 | 2 | 3 | BranchMin_2BranchMax_3 | 2.5 | 2.5 | 4 | HeaderMin_2.5HeaderMax_4 | 2.5 | INVALID
7 | 7 | 15709-2P-10HP VLSC | VLSC_15709_2P_10HP | 191.939 | 191.939 | 383.8779 | 2 | 0 | 2 | A | VLS_Inline | 1.5 | 1.5 | 2 | 3 | BranchMin_2BranchMax_3 | 2.5 | 2.5 | 4 | HeaderMin_2.5HeaderMax_4 | 3
7 | 7 | 15709-2P-10HP VLSC | VLSC_15709_2P_10HP | 191.939 | 191.939 | 383.8779 | 2 | 0 | 2 | A | VLS_Inline | 1.5 | 1.5 | 2 | 3 | BranchMin_2BranchMax_3 | 2.5 | 2.5 | 4 | HeaderMin_2.5HeaderMax_4 | 4
7 | 7 | 15709-2P-10HP VLSC | VLSC_15709_2P_10HP | 191.939 | 191.939 | 383.8779 | 2 | 0 | 2 | A | VLS_Inline | 1.5 | 1.5 | 2 | 3 | BranchMin_2BranchMax_3 | 3 | 2.5 | 4 | HeaderMin_2.5HeaderMax_4 | 2.5 | INVALID
7 | 7 | 15709-2P-10HP VLSC | VLSC_15709_2P_10HP | 191.939 | 191.939 | 383.8779 | 2 | 0 | 2 | A | VLS_Inline | 1.5 | 1.5 | 2 | 3 | BranchMin_2BranchMax_3 | 3 | 2.5 | 4 | HeaderMin_2.5HeaderMax_4 | 3 | INVALID
7 | 7 | 15709-2P-10HP VLSC | VLSC_15709_2P_10HP | 191.939 | 191.939 | 383.8779 | 2 | 0 | 2 | A | VLS_Inline | 1.5 | 1.5 | 2 | 3 | BranchMin_2BranchMax_3 | 3 | 2.5 | 4 | HeaderMin_2.5HeaderMax_4 | 4
8 | 8 | 15709-2P-15HP VLSC | VLSC_15709_2P_15HP | 226.3257 | 226.3257 | 452.6514 | 2 | 0 | 2 | A | VLS_Inline | 1.5 | 1.5 | 2 | 4 | BranchMin_2BranchMax_4 | 2 | 2.5 | 5 | HeaderMin_2.5HeaderMax_5 | 2.5
8 | 8 | 15709-2P-15HP VLSC | VLSC_15709_2P_15HP | 226.3257 | 226.3257 | 452.6514 | 2 | 0 | 2 | A | VLS_Inline | 1.5 | 1.5 | 2 | 4 | BranchMin_2BranchMax_4 | 2 | 2.5 | 5 | HeaderMin_2.5HeaderMax_5 | 3
8 | 8 | 15709-2P-15HP VLSC | VLSC_15709_2P_15HP | 226.3257 | 226.3257 | 452.6514 | 2 | 0 | 2 | A | VLS_Inline | 1.5 | 1.5 | 2 | 4 | BranchMin_2BranchMax_4 | 2 | 2.5 | 5 | HeaderMin_2.5HeaderMax_5 | 4
8 | 8 | 15709-2P-15HP VLSC | VLSC_15709_2P_15HP | 226.3257 | 226.3257 | 452.6514 | 2 | 0 | 2 | A | VLS_Inline | 1.5 | 1.5 | 2 | 4 | BranchMin_2BranchMax_4 | 2 | 2.5 | 5 | HeaderMin_2.5HeaderMax_5 | 5
8 | 8 | 15709-2P-15HP VLSC | VLSC_15709_2P_15HP | 226.3257 | 226.3257 | 452.6514 | 2 | 0 | 2 | A | VLS_Inline | 1.5 | 1.5 | 2 | 4 | BranchMin_2BranchMax_4 | 2.5 | 2.5 | 5 | HeaderMin_2.5HeaderMax_5 | 2.5 | INVALID
8 | 8 | 15709-2P-15HP VLSC | VLSC_15709_2P_15HP | 226.3257 | 226.3257 | 452.6514 | 2 | 0 | 2 | A | VLS_Inline | 1.5 | 1.5 | 2 | 4 | BranchMin_2BranchMax_4 | 2.5 | 2.5 | 5 | HeaderMin_2.5HeaderMax_5 | 3
8 | 8 | 15709-2P-15HP VLSC | VLSC_15709_2P_15HP | 226.3257 | 226.3257 | 452.6514 | 2 | 0 | 2 | A | VLS_Inline | 1.5 | 1.5 | 2 | 4 | BranchMin_2BranchMax_4 | 2.5 | 2.5 | 5 | HeaderMin_2.5HeaderMax_5 | 4
8 | 8 | 15709-2P-15HP VLSC | VLSC_15709_2P_15HP | 226.3257 | 226.3257 | 452.6514 | 2 | 0 | 2 | A | VLS_Inline | 1.5 | 1.5 | 2 | 4 | BranchMin_2BranchMax_4 | 2.5 | 2.5 | 5 | HeaderMin_2.5HeaderMax_5 | 5
8 | 8 | 15709-2P-15HP VLSC | VLSC_15709_2P_15HP | 226.3257 | 226.3257 | 452.6514 | 2 | 0 | 2 | A | VLS_Inline | 1.5 | 1.5 | 2 | 4 | BranchMin_2BranchMax_4 | 3 | 2.5 | 5 | HeaderMin_2.5HeaderMax_5 | 2.5 | INVALID
8 | 8 | 15709-2P-15HP VLSC | VLSC_15709_2P_15HP | 226.3257 | 226.3257 | 452.6514 | 2 | 0 | 2 | A | VLS_Inline | 1.5 | 1.5 | 2 | 4 | BranchMin_2BranchMax_4 | 3 | 2.5 | 5 | HeaderMin_2.5HeaderMax_5 | 3 | INVALID
8 | 8 | 15709-2P-15HP VLSC | VLSC_15709_2P_15HP | 226.3257 | 226.3257 | 452.6514 | 2 | 0 | 2 | A | VLS_Inline | 1.5 | 1.5 | 2 | 4 | BranchMin_2BranchMax_4 | 3 | 2.5 | 5 | HeaderMin_2.5HeaderMax_5 | 4
8 | 8 | 15709-2P-15HP VLSC | VLSC_15709_2P_15HP | 226.3257 | 226.3257 | 452.6514 | 2 | 0 | 2 | A | VLS_Inline | 1.5 | 1.5 | 2 | 4 | BranchMin_2BranchMax_4 | 3 | 2.5 | 5 | HeaderMin_2.5HeaderMax_5 | 5
8 | 8 | 15709-2P-15HP VLSC | VLSC_15709_2P_15HP | 226.3257 | 226.3257 | 452.6514 | 2 | 0 | 2 | A | VLS_Inline | 1.5 | 1.5 | 2 | 4 | BranchMin_2BranchMax_4 | 4 | 2.5 | 5 | HeaderMin_2.5HeaderMax_5 | 2.5 | INVALID
8 | 8 | 15709-2P-15HP VLSC | VLSC_15709_2P_15HP | 226.3257 | 226.3257 | 452.6514 | 2 | 0 | 2 | A | VLS_Inline | 1.5 | 1.5 | 2 | 4 | BranchMin_2BranchMax_4 | 4 | 2.5 | 5 | HeaderMin_2.5HeaderMax_5 | 3 | INVALID
8 | 8 | 15709-2P-15HP VLSC | VLSC_15709_2P_15HP | 226.3257 | 226.3257 | 452.6514 | 2 | 0 | 2 | A | VLS_Inline | 1.5 | 1.5 | 2 | 4 | BranchMin_2BranchMax_4 | 4 | 2.5 | 5 | HeaderMin_2.5HeaderMax_5 | 4 | INVALID
8 | 8 | 15709-2P-15HP VLSC | VLSC_15709_2P_15HP | 226.3257 | 226.3257 | 452.6514 | 2 | 0 | 2 | A | VLS_Inline | 1.5 | 1.5 | 2 | 4 | BranchMin_2BranchMax_4 | 4 | 2.5 | 5 | HeaderMin_2.5HeaderMax_5 | 5
9 | 9 | 15709-4P-3HP VLSC | VLSC_15709_4P_3HP | 124.0691 | 124.0691 | 248.1382 | 2 | 0 | 2 | A | VLS_Inline | 1.5 | 1.5 | 2 | 2.5 | BranchMin_2BranchMax_2.5 | 2 | 2.5 | 4 | HeaderMin_2.5HeaderMax_4 | 2.5
9 | 9 | 15709-4P-3HP VLSC | VLSC_15709_4P_3HP | 124.0691 | 124.0691 | 248.1382 | 2 | 0 | 2 | A | VLS_Inline | 1.5 | 1.5 | 2 | 2.5 | BranchMin_2BranchMax_2.5 | 2 | 2.5 | 4 | HeaderMin_2.5HeaderMax_4 | 3
9 | 9 | 15709-4P-3HP VLSC | VLSC_15709_4P_3HP | 124.0691 | 124.0691 | 248.1382 | 2 | 0 | 2 | A | VLS_Inline | 1.5 | 1.5 | 2 | 2.5 | BranchMin_2BranchMax_2.5 | 2 | 2.5 | 4 | HeaderMin_2.5HeaderMax_4 | 4
9 | 9 | 15709-4P-3HP VLSC | VLSC_15709_4P_3HP | 124.0691 | 124.0691 | 248.1382 | 2 | 0 | 2 | A | VLS_Inline | 1.5 | 1.5 | 2 | 2.5 | BranchMin_2BranchMax_2.5 | 2.5 | 2.5 | 4 | HeaderMin_2.5HeaderMax_4 | 2.5 | INVALID
9 | 9 | 15709-4P-3HP VLSC | VLSC_15709_4P_3HP | 124.0691 | 124.0691 | 248.1382 | 2 | 0 | 2 | A | VLS_Inline | 1.5 | 1.5 | 2 | 2.5 | BranchMin_2BranchMax_2.5 | 2.5 | 2.5 | 4 | HeaderMin_2.5HeaderMax_4 | 3
9 | 9 | 15709-4P-3HP VLSC | VLSC_15709_4P_3HP | 124.0691 | 124.0691 | 248.1382 | 2 | 0 | 2 | A | VLS_Inline | 1.5 | 1.5 | 2 | 2.5 | BranchMin_2BranchMax_2.5 | 2.5 | 2.5 | 4 | HeaderMin_2.5HeaderMax_4 | 4
10 | 10 | 20705-2P-7.5HP VLSC | VLSC_20705_2P_7.5HP | 190.191 | 190.191 | 380.3819 | 2 | 0 | 2 | A | VLS_Inline | 2 | 2 | 2 | 3 | BranchMin_2BranchMax_3 | 2 | 2.5 | 4 | HeaderMin_2.5HeaderMax_4 | 2.5
10 | 10 | 20705-2P-7.5HP VLSC | VLSC_20705_2P_7.5HP | 190.191 | 190.191 | 380.3819 | 2 | 0 | 2 | A | VLS_Inline | 2 | 2 | 2 | 3 | BranchMin_2BranchMax_3 | 2 | 2.5 | 4 | HeaderMin_2.5HeaderMax_4 | 3
10 | 10 | 20705-2P-7.5HP VLSC | VLSC_20705_2P_7.5HP | 190.191 | 190.191 | 380.3819 | 2 | 0 | 2 | A | VLS_Inline | 2 | 2 | 2 | 3 | BranchMin_2BranchMax_3 | 2 | 2.5 | 4 | HeaderMin_2.5HeaderMax_4 | 4
10 | 10 | 20705-2P-7.5HP VLSC | VLSC_20705_2P_7.5HP | 190.191 | 190.191 | 380.3819 | 2 | 0 | 2 | A | VLS_Inline | 2 | 2 | 2 | 3 | BranchMin_2BranchMax_3 | 2.5 | 2.5 | 4 | HeaderMin_2.5HeaderMax_4 | 2.5 | INVALID
10 | 10 | 20705-2P-7.5HP VLSC | VLSC_20705_2P_7.5HP | 190.191 | 190.191 | 380.3819 | 2 | 0 | 2 | A | VLS_Inline | 2 | 2 | 2 | 3 | BranchMin_2BranchMax_3 | 2.5 | 2.5 | 4 | HeaderMin_2.5HeaderMax_4 | 3
10 | 10 | 20705-2P-7.5HP VLSC | VLSC_20705_2P_7.5HP | 190.191 | 190.191 | 380.3819 | 2 | 0 | 2 | A | VLS_Inline | 2 | 2 | 2 | 3 | BranchMin_2BranchMax_3 | 2.5 | 2.5 | 4 | HeaderMin_2.5HeaderMax_4 | 4
10 | 10 | 20705-2P-7.5HP VLSC | VLSC_20705_2P_7.5HP | 190.191 | 190.191 | 380.3819 | 2 | 0 | 2 | A | VLS_Inline | 2 | 2 | 2 | 3 | BranchMin_2BranchMax_3 | 3 | 2.5 | 4 | HeaderMin_2.5HeaderMax_4 | 2.5 | INVALID
10 | 10 | 20705-2P-7.5HP VLSC | VLSC_20705_2P_7.5HP | 190.191 | 190.191 | 380.3819 | 2 | 0 | 2 | A | VLS_Inline | 2 | 2 | 2 | 3 | BranchMin_2BranchMax_3 | 3 | 2.5 | 4 | HeaderMin_2.5HeaderMax_4 | 3 | INVALID
10 | 10 | 20705-2P-7.5HP VLSC | VLSC_20705_2P_7.5HP | 190.191 | 190.191 | 380.3819 | 2 | 0 | 2 | A | VLS_Inline | 2 | 2 | 2 | 3 | BranchMin_2BranchMax_3 | 3 | 2.5 | 4 | HeaderMin_2.5HeaderMax_4 | 4
11 | 11 | 20705-2P-10HP VLSC | VLSC_20705_2P_10HP | 214.0515 | 214.0515 | 428.1031 | 2 | 0 | 2 | A | VLS_Inline | 2 | 2 | 2 | 3 | BranchMin_2BranchMax_3 | 2 | 2.5 | 5 | HeaderMin_2.5HeaderMax_5 | 2.5
11 | 11 | 20705-2P-10HP VLSC | VLSC_20705_2P_10HP | 214.0515 | 214.0515 | 428.1031 | 2 | 0 | 2 | A | VLS_Inline | 2 | 2 | 2 | 3 | BranchMin_2BranchMax_3 | 2 | 2.5 | 5 | HeaderMin_2.5HeaderMax_5 | 3
11 | 11 | 20705-2P-10HP VLSC | VLSC_20705_2P_10HP | 214.0515 | 214.0515 | 428.1031 | 2 | 0 | 2 | A | VLS_Inline | 2 | 2 | 2 | 3 | BranchMin_2BranchMax_3 | 2 | 2.5 | 5 | HeaderMin_2.5HeaderMax_5 | 4
11 | 11 | 20705-2P-10HP VLSC | VLSC_20705_2P_10HP | 214.0515 | 214.0515 | 428.1031 | 2 | 0 | 2 | A | VLS_Inline | 2 | 2 | 2 | 3 | BranchMin_2BranchMax_3 | 2 | 2.5 | 5 | HeaderMin_2.5HeaderMax_5 | 5
11 | 11 | 20705-2P-10HP VLSC | VLSC_20705_2P_10HP | 214.0515 | 214.0515 | 428.1031 | 2 | 0 | 2 | A | VLS_Inline | 2 | 2 | 2 | 3 | BranchMin_2BranchMax_3 | 2.5 | 2.5 | 5 | HeaderMin_2.5HeaderMax_5 | 2.5 | INVALID
11 | 11 | 20705-2P-10HP VLSC | VLSC_20705_2P_10HP | 214.0515 | 214.0515 | 428.1031 | 2 | 0 | 2 | A | VLS_Inline | 2 | 2 | 2 | 3 | BranchMin_2BranchMax_3 | 2.5 | 2.5 | 5 | HeaderMin_2.5HeaderMax_5 | 3
11 | 11 | 20705-2P-10HP VLSC | VLSC_20705_2P_10HP | 214.0515 | 214.0515 | 428.1031 | 2 | 0 | 2 | A | VLS_Inline | 2 | 2 | 2 | 3 | BranchMin_2BranchMax_3 | 2.5 | 2.5 | 5 | HeaderMin_2.5HeaderMax_5 | 4
11 | 11 | 20705-2P-10HP VLSC | VLSC_20705_2P_10HP | 214.0515 | 214.0515 | 428.1031 | 2 | 0 | 2 | A | VLS_Inline | 2 | 2 | 2 | 3 | BranchMin_2BranchMax_3 | 2.5 | 2.5 | 5 | HeaderMin_2.5HeaderMax_5 | 5
11 | 11 | 20705-2P-10HP VLSC | VLSC_20705_2P_10HP | 214.0515 | 214.0515 | 428.1031 | 2 | 0 | 2 | A | VLS_Inline | 2 | 2 | 2 | 3 | BranchMin_2BranchMax_3 | 3 | 2.5 | 5 | HeaderMin_2.5HeaderMax_5 | 2.5 | INVALID
11 | 11 | 20705-2P-10HP VLSC | VLSC_20705_2P_10HP | 214.0515 | 214.0515 | 428.1031 | 2 | 0 | 2 | A | VLS_Inline | 2 | 2 | 2 | 3 | BranchMin_2BranchMax_3 | 3 | 2.5 | 5 | HeaderMin_2.5HeaderMax_5 | 3 | INVALID
11 | 11 | 20705-2P-10HP VLSC | VLSC_20705_2P_10HP | 214.0515 | 214.0515 | 428.1031 | 2 | 0 | 2 | A | VLS_Inline | 2 | 2 | 2 | 3 | BranchMin_2BranchMax_3 | 3 | 2.5 | 5 | HeaderMin_2.5HeaderMax_5 | 4
11 | 11 | 20705-2P-10HP VLSC | VLSC_20705_2P_10HP | 214.0515 | 214.0515 | 428.1031 | 2 | 0 | 2 | A | VLS_Inline | 2 | 2 | 2 | 3 | BranchMin_2BranchMax_3 | 3 | 2.5 | 5 | HeaderMin_2.5HeaderMax_5 | 5
12 | 12 | 20705-2P-15HP VLSC | VLSC_20705_2P_15HP | 249.8523 | 249.8523 | 499.7046 | 2 | 0 | 2 | A | VLS_Inline | 2 | 2 | 2 | 4 | BranchMin_2BranchMax_4 | 2 | 2.5 | 5 | HeaderMin_2.5HeaderMax_5 | 2.5
12 | 12 | 20705-2P-15HP VLSC | VLSC_20705_2P_15HP | 249.8523 | 249.8523 | 499.7046 | 2 | 0 | 2 | A | VLS_Inline | 2 | 2 | 2 | 4 | BranchMin_2BranchMax_4 | 2 | 2.5 | 5 | HeaderMin_2.5HeaderMax_5 | 3
12 | 12 | 20705-2P-15HP VLSC | VLSC_20705_2P_15HP | 249.8523 | 249.8523 | 499.7046 | 2 | 0 | 2 | A | VLS_Inline | 2 | 2 | 2 | 4 | BranchMin_2BranchMax_4 | 2 | 2.5 | 5 | HeaderMin_2.5HeaderMax_5 | 4
12 | 12 | 20705-2P-15HP VLSC | VLSC_20705_2P_15HP | 249.8523 | 249.8523 | 499.7046 | 2 | 0 | 2 | A | VLS_Inline | 2 | 2 | 2 | 4 | BranchMin_2BranchMax_4 | 2 | 2.5 | 5 | HeaderMin_2.5HeaderMax_5 | 5
12 | 12 | 20705-2P-15HP VLSC | VLSC_20705_2P_15HP | 249.8523 | 249.8523 | 499.7046 | 2 | 0 | 2 | A | VLS_Inline | 2 | 2 | 2 | 4 | BranchMin_2BranchMax_4 | 2.5 | 2.5 | 5 | HeaderMin_2.5HeaderMax_5 | 2.5 | INVALID
12 | 12 | 20705-2P-15HP VLSC | VLSC_20705_2P_15HP | 249.8523 | 249.8523 | 499.7046 | 2 | 0 | 2 | A | VLS_Inline | 2 | 2 | 2 | 4 | BranchMin_2BranchMax_4 | 2.5 | 2.5 | 5 | HeaderMin_2.5HeaderMax_5 | 3
12 | 12 | 20705-2P-15HP VLSC | VLSC_20705_2P_15HP | 249.8523 | 249.8523 | 499.7046 | 2 | 0 | 2 | A | VLS_Inline | 2 | 2 | 2 | 4 | BranchMin_2BranchMax_4 | 2.5 | 2.5 | 5 | HeaderMin_2.5HeaderMax_5 | 4
12 | 12 | 20705-2P-15HP VLSC | VLSC_20705_2P_15HP | 249.8523 | 249.8523 | 499.7046 | 2 | 0 | 2 | A | VLS_Inline | 2 | 2 | 2 | 4 | BranchMin_2BranchMax_4 | 2.5 | 2.5 | 5 | HeaderMin_2.5HeaderMax_5 | 5
12 | 12 | 20705-2P-15HP VLSC | VLSC_20705_2P_15HP | 249.8523 | 249.8523 | 499.7046 | 2 | 0 | 2 | A | VLS_Inline | 2 | 2 | 2 | 4 | BranchMin_2BranchMax_4 | 3 | 2.5 | 5 | HeaderMin_2.5HeaderMax_5 | 2.5 | INVALID
12 | 12 | 20705-2P-15HP VLSC | VLSC_20705_2P_15HP | 249.8523 | 249.8523 | 499.7046 | 2 | 0 | 2 | A | VLS_Inline | 2 | 2 | 2 | 4 | BranchMin_2BranchMax_4 | 3 | 2.5 | 5 | HeaderMin_2.5HeaderMax_5 | 3 | INVALID
12 | 12 | 20705-2P-15HP VLSC | VLSC_20705_2P_15HP | 249.8523 | 249.8523 | 499.7046 | 2 | 0 | 2 | A | VLS_Inline | 2 | 2 | 2 | 4 | BranchMin_2BranchMax_4 | 3 | 2.5 | 5 | HeaderMin_2.5HeaderMax_5 | 4
12 | 12 | 20705-2P-15HP VLSC | VLSC_20705_2P_15HP | 249.8523 | 249.8523 | 499.7046 | 2 | 0 | 2 | A | VLS_Inline | 2 | 2 | 2 | 4 | BranchMin_2BranchMax_4 | 3 | 2.5 | 5 | HeaderMin_2.5HeaderMax_5 | 5
12 | 12 | 20705-2P-15HP VLSC | VLSC_20705_2P_15HP | 249.8523 | 249.8523 | 499.7046 | 2 | 0 | 2 | A | VLS_Inline | 2 | 2 | 2 | 4 | BranchMin_2BranchMax_4 | 4 | 2.5 | 5 | HeaderMin_2.5HeaderMax_5 | 2.5 | INVALID
12 | 12 | 20705-2P-15HP VLSC | VLSC_20705_2P_15HP | 249.8523 | 249.8523 | 499.7046 | 2 | 0 | 2 | A | VLS_Inline | 2 | 2 | 2 | 4 | BranchMin_2BranchMax_4 | 4 | 2.5 | 5 | HeaderMin_2.5HeaderMax_5 | 3 | INVALID
12 | 12 | 20705-2P-15HP VLSC | VLSC_20705_2P_15HP | 249.8523 | 249.8523 | 499.7046 | 2 | 0 | 2 | A | VLS_Inline | 2 | 2 | 2 | 4 | BranchMin_2BranchMax_4 | 4 | 2.5 | 5 | HeaderMin_2.5HeaderMax_5 | 4 | INVALID
12 | 12 | 20705-2P-15HP VLSC | VLSC_20705_2P_15HP | 249.8523 | 249.8523 | 499.7046 | 2 | 0 | 2 | A | VLS_Inline | 2 | 2 | 2 | 4 | BranchMin_2BranchMax_4 | 4 | 2.5 | 5 | HeaderMin_2.5HeaderMax_5 | 5
13 | 13 | 20705-2P-20HP VLSC | VLSC_20705_2P_20HP | 243.9916 | 243.9916 | 487.9832 | 2 | 0 | 2 | A | VLS_Inline | 2 | 2 | 2 | 4 | BranchMin_2BranchMax_4 | 2 | 2.5 | 5 | HeaderMin_2.5HeaderMax_5 | 2.5
13 | 13 | 20705-2P-20HP VLSC | VLSC_20705_2P_20HP | 243.9916 | 243.9916 | 487.9832 | 2 | 0 | 2 | A | VLS_Inline | 2 | 2 | 2 | 4 | BranchMin_2BranchMax_4 | 2 | 2.5 | 5 | HeaderMin_2.5HeaderMax_5 | 3
13 | 13 | 20705-2P-20HP VLSC | VLSC_20705_2P_20HP | 243.9916 | 243.9916 | 487.9832 | 2 | 0 | 2 | A | VLS_Inline | 2 | 2 | 2 | 4 | BranchMin_2BranchMax_4 | 2 | 2.5 | 5 | HeaderMin_2.5HeaderMax_5 | 4
13 | 13 | 20705-2P-20HP VLSC | VLSC_20705_2P_20HP | 243.9916 | 243.9916 | 487.9832 | 2 | 0 | 2 | A | VLS_Inline | 2 | 2 | 2 | 4 | BranchMin_2BranchMax_4 | 2 | 2.5 | 5 | HeaderMin_2.5HeaderMax_5 | 5
13 | 13 | 20705-2P-20HP VLSC | VLSC_20705_2P_20HP | 243.9916 | 243.9916 | 487.9832 | 2 | 0 | 2 | A | VLS_Inline | 2 | 2 | 2 | 4 | BranchMin_2BranchMax_4 | 2.5 | 2.5 | 5 | HeaderMin_2.5HeaderMax_5 | 2.5 | INVALID
13 | 13 | 20705-2P-20HP VLSC | VLSC_20705_2P_20HP | 243.9916 | 243.9916 | 487.9832 | 2 | 0 | 2 | A | VLS_Inline | 2 | 2 | 2 | 4 | BranchMin_2BranchMax_4 | 2.5 | 2.5 | 5 | HeaderMin_2.5HeaderMax_5 | 3
13 | 13 | 20705-2P-20HP VLSC | VLSC_20705_2P_20HP | 243.9916 | 243.9916 | 487.9832 | 2 | 0 | 2 | A | VLS_Inline | 2 | 2 | 2 | 4 | BranchMin_2BranchMax_4 | 2.5 | 2.5 | 5 | HeaderMin_2.5HeaderMax_5 | 4
13 | 13 | 20705-2P-20HP VLSC | VLSC_20705_2P_20HP | 243.9916 | 243.9916 | 487.9832 | 2 | 0 | 2 | A | VLS_Inline | 2 | 2 | 2 | 4 | BranchMin_2BranchMax_4 | 2.5 | 2.5 | 5 | HeaderMin_2.5HeaderMax_5 | 5
13 | 13 | 20705-2P-20HP VLSC | VLSC_20705_2P_20HP | 243.9916 | 243.9916 | 487.9832 | 2 | 0 | 2 | A | VLS_Inline | 2 | 2 | 2 | 4 | BranchMin_2BranchMax_4 | 3 | 2.5 | 5 | HeaderMin_2.5HeaderMax_5 | 2.5 | INVALID
13 | 13 | 20705-2P-20HP VLSC | VLSC_20705_2P_20HP | 243.9916 | 243.9916 | 487.9832 | 2 | 0 | 2 | A | VLS_Inline | 2 | 2 | 2 | 4 | BranchMin_2BranchMax_4 | 3 | 2.5 | 5 | HeaderMin_2.5HeaderMax_5 | 3 | INVALID
13 | 13 | 20705-2P-20HP VLSC | VLSC_20705_2P_20HP | 243.9916 | 243.9916 | 487.9832 | 2 | 0 | 2 | A | VLS_Inline | 2 | 2 | 2 | 4 | BranchMin_2BranchMax_4 | 3 | 2.5 | 5 | HeaderMin_2.5HeaderMax_5 | 4
13 | 13 | 20705-2P-20HP VLSC | VLSC_20705_2P_20HP | 243.9916 | 243.9916 | 487.9832 | 2 | 0 | 2 | A | VLS_Inline | 2 | 2 | 2 | 4 | BranchMin_2BranchMax_4 | 3 | 2.5 | 5 | HeaderMin_2.5HeaderMax_5 | 5
13 | 13 | 20705-2P-20HP VLSC | VLSC_20705_2P_20HP | 243.9916 | 243.9916 | 487.9832 | 2 | 0 | 2 | A | VLS_Inline | 2 | 2 | 2 | 4 | BranchMin_2BranchMax_4 | 4 | 2.5 | 5 | HeaderMin_2.5HeaderMax_5 | 2.5 | INVALID
13 | 13 | 20705-2P-20HP VLSC | VLSC_20705_2P_20HP | 243.9916 | 243.9916 | 487.9832 | 2 | 0 | 2 | A | VLS_Inline | 2 | 2 | 2 | 4 | BranchMin_2BranchMax_4 | 4 | 2.5 | 5 | HeaderMin_2.5HeaderMax_5 | 3 | INVALID
13 | 13 | 20705-2P-20HP VLSC | VLSC_20705_2P_20HP | 243.9916 | 243.9916 | 487.9832 | 2 | 0 | 2 | A | VLS_Inline | 2 | 2 | 2 | 4 | BranchMin_2BranchMax_4 | 4 | 2.5 | 5 | HeaderMin_2.5HeaderMax_5 | 4 | INVALID
13 | 13 | 20705-2P-20HP VLSC | VLSC_20705_2P_20HP | 243.9916 | 243.9916 | 487.9832 | 2 | 0 | 2 | A | VLS_Inline | 2 | 2 | 2 | 4 | BranchMin_2BranchMax_4 | 4 | 2.5 | 5 | HeaderMin_2.5HeaderMax_5 | 5
14 | 14 | 20705-4P-3HP VLSC | VLSC_20705_4P_3HP | 128.156 | 128.156 | 256.3121 | 2 | 0 | 2 | A | VLS_Inline | 2 | 2 | 2 | 3 | BranchMin_2BranchMax_3 | 2 | 2.5 | 4 | HeaderMin_2.5HeaderMax_4 | 2.5
14 | 14 | 20705-4P-3HP VLSC | VLSC_20705_4P_3HP | 128.156 | 128.156 | 256.3121 | 2 | 0 | 2 | A | VLS_Inline | 2 | 2 | 2 | 3 | BranchMin_2BranchMax_3 | 2 | 2.5 | 4 | HeaderMin_2.5HeaderMax_4 | 3
14 | 14 | 20705-4P-3HP VLSC | VLSC_20705_4P_3HP | 128.156 | 128.156 | 256.3121 | 2 | 0 | 2 | A | VLS_Inline | 2 | 2 | 2 | 3 | BranchMin_2BranchMax_3 | 2 | 2.5 | 4 | HeaderMin_2.5HeaderMax_4 | 4
14 | 14 | 20705-4P-3HP VLSC | VLSC_20705_4P_3HP | 128.156 | 128.156 | 256.3121 | 2 | 0 | 2 | A | VLS_Inline | 2 | 2 | 2 | 3 | BranchMin_2BranchMax_3 | 2.5 | 2.5 | 4 | HeaderMin_2.5HeaderMax_4 | 2.5 | INVALID
14 | 14 | 20705-4P-3HP VLSC | VLSC_20705_4P_3HP | 128.156 | 128.156 | 256.3121 | 2 | 0 | 2 | A | VLS_Inline | 2 | 2 | 2 | 3 | BranchMin_2BranchMax_3 | 2.5 | 2.5 | 4 | HeaderMin_2.5HeaderMax_4 | 3
14 | 14 | 20705-4P-3HP VLSC | VLSC_20705_4P_3HP | 128.156 | 128.156 | 256.3121 | 2 | 0 | 2 | A | VLS_Inline | 2 | 2 | 2 | 3 | BranchMin_2BranchMax_3 | 2.5 | 2.5 | 4 | HeaderMin_2.5HeaderMax_4 | 4
14 | 14 | 20705-4P-3HP VLSC | VLSC_20705_4P_3HP | 128.156 | 128.156 | 256.3121 | 2 | 0 | 2 | A | VLS_Inline | 2 | 2 | 2 | 3 | BranchMin_2BranchMax_3 | 3 | 2.5 | 4 | HeaderMin_2.5HeaderMax_4 | 2.5 | INVALID
14 | 14 | 20705-4P-3HP VLSC | VLSC_20705_4P_3HP | 128.156 | 128.156 | 256.3121 | 2 | 0 | 2 | A | VLS_Inline | 2 | 2 | 2 | 3 | BranchMin_2BranchMax_3 | 3 | 2.5 | 4 | HeaderMin_2.5HeaderMax_4 | 3 | INVALID
14 | 14 | 20705-4P-3HP VLSC | VLSC_20705_4P_3HP | 128.156 | 128.156 | 256.3121 | 2 | 0 | 2 | A | VLS_Inline | 2 | 2 | 2 | 3 | BranchMin_2BranchMax_3 | 3 | 2.5 | 4 | HeaderMin_2.5HeaderMax_4 | 4
15 | 15 | 20951-2P-15HP VLSC | RC2511-7.70 | 152.95 | 152.95 | 305.9 | 2 | 0 | 2 | A | VLS_Inline | 2 | 2 | 2 | 3 | BranchMin_2BranchMax_3 | 2 | 2.5 | 4 | HeaderMin_2.5HeaderMax_4 | 2.5
15 | 15 | 20951-2P-15HP VLSC | RC2511-7.70 | 152.95 | 152.95 | 305.9 | 2 | 0 | 2 | A | VLS_Inline | 2 | 2 | 2 | 3 | BranchMin_2BranchMax_3 | 2 | 2.5 | 4 | HeaderMin_2.5HeaderMax_4 | 3
15 | 15 | 20951-2P-15HP VLSC | RC2511-7.70 | 152.95 | 152.95 | 305.9 | 2 | 0 | 2 | A | VLS_Inline | 2 | 2 | 2 | 3 | BranchMin_2BranchMax_3 | 2 | 2.5 | 4 | HeaderMin_2.5HeaderMax_4 | 4
15 | 15 | 20951-2P-15HP VLSC | RC2511-7.70 | 152.95 | 152.95 | 305.9 | 2 | 0 | 2 | A | VLS_Inline | 2 | 2 | 2 | 3 | BranchMin_2BranchMax_3 | 2.5 | 2.5 | 4 | HeaderMin_2.5HeaderMax_4 | 2.5 | INVALID
15 | 15 | 20951-2P-15HP VLSC | RC2511-7.70 | 152.95 | 152.95 | 305.9 | 2 | 0 | 2 | A | VLS_Inline | 2 | 2 | 2 | 3 | BranchMin_2BranchMax_3 | 2.5 | 2.5 | 4 | HeaderMin_2.5HeaderMax_4 | 3
15 | 15 | 20951-2P-15HP VLSC | RC2511-7.70 | 152.95 | 152.95 | 305.9 | 2 | 0 | 2 | A | VLS_Inline | 2 | 2 | 2 | 3 | BranchMin_2BranchMax_3 | 2.5 | 2.5 | 4 | HeaderMin_2.5HeaderMax_4 | 4
15 | 15 | 20951-2P-15HP VLSC | RC2511-7.70 | 152.95 | 152.95 | 305.9 | 2 | 0 | 2 | A | VLS_Inline | 2 | 2 | 2 | 3 | BranchMin_2BranchMax_3 | 3 | 2.5 | 4 | HeaderMin_2.5HeaderMax_4 | 2.5 | INVALID
15 | 15 | 20951-2P-15HP VLSC | RC2511-7.70 | 152.95 | 152.95 | 305.9 | 2 | 0 | 2 | A | VLS_Inline | 2 | 2 | 2 | 3 | BranchMin_2BranchMax_3 | 3 | 2.5 | 4 | HeaderMin_2.5HeaderMax_4 | 3 | INVALID
15 | 15 | 20951-2P-15HP VLSC | RC2511-7.70 | 152.95 | 152.95 | 305.9 | 2 | 0 | 2 | A | VLS_Inline | 2 | 2 | 2 | 3 | BranchMin_2BranchMax_3 | 3 | 2.5 | 4 | HeaderMin_2.5HeaderMax_4 | 4
16 | 16 | 20951-2P-20HP VLSC | RC2511-8.31 | 168.2305 | 168.2305 | 336.461 | 2 | 0 | 2 | A | VLS_Inline | 2 | 2 | 2 | 3 | BranchMin_2BranchMax_3 | 2 | 2.5 | 4 | HeaderMin_2.5HeaderMax_4 | 2.5
16 | 16 | 20951-2P-20HP VLSC | RC2511-8.31 | 168.2305 | 168.2305 | 336.461 | 2 | 0 | 2 | A | VLS_Inline | 2 | 2 | 2 | 3 | BranchMin_2BranchMax_3 | 2 | 2.5 | 4 | HeaderMin_2.5HeaderMax_4 | 3
16 | 16 | 20951-2P-20HP VLSC | RC2511-8.31 | 168.2305 | 168.2305 | 336.461 | 2 | 0 | 2 | A | VLS_Inline | 2 | 2 | 2 | 3 | BranchMin_2BranchMax_3 | 2 | 2.5 | 4 | HeaderMin_2.5HeaderMax_4 | 4
16 | 16 | 20951-2P-20HP VLSC | RC2511-8.31 | 168.2305 | 168.2305 | 336.461 | 2 | 0 | 2 | A | VLS_Inline | 2 | 2 | 2 | 3 | BranchMin_2BranchMax_3 | 2.5 | 2.5 | 4 | HeaderMin_2.5HeaderMax_4 | 2.5 | INVALID
16 | 16 | 20951-2P-20HP VLSC | RC2511-8.31 | 168.2305 | 168.2305 | 336.461 | 2 | 0 | 2 | A | VLS_Inline | 2 | 2 | 2 | 3 | BranchMin_2BranchMax_3 | 2.5 | 2.5 | 4 | HeaderMin_2.5HeaderMax_4 | 3
16 | 16 | 20951-2P-20HP VLSC | RC2511-8.31 | 168.2305 | 168.2305 | 336.461 | 2 | 0 | 2 | A | VLS_Inline | 2 | 2 | 2 | 3 | BranchMin_2BranchMax_3 | 2.5 | 2.5 | 4 | HeaderMin_2.5HeaderMax_4 | 4
16 | 16 | 20951-2P-20HP VLSC | RC2511-8.31 | 168.2305 | 168.2305 | 336.461 | 2 | 0 | 2 | A | VLS_Inline | 2 | 2 | 2 | 3 | BranchMin_2BranchMax_3 | 3 | 2.5 | 4 | HeaderMin_2.5HeaderMax_4 | 2.5 | INVALID
16 | 16 | 20951-2P-20HP VLSC | RC2511-8.31 | 168.2305 | 168.2305 | 336.461 | 2 | 0 | 2 | A | VLS_Inline | 2 | 2 | 2 | 3 | BranchMin_2BranchMax_3 | 3 | 2.5 | 4 | HeaderMin_2.5HeaderMax_4 | 3 | INVALID
16 | 16 | 20951-2P-20HP VLSC | RC2511-8.31 | 168.2305 | 168.2305 | 336.461 | 2 | 0 | 2 | A | VLS_Inline | 2 | 2 | 2 | 3 | BranchMin_2BranchMax_3 | 3 | 2.5 | 4 | HeaderMin_2.5HeaderMax_4 | 4
17 | 17 | 20951-2P-25HP VLSC | RC2511-8.84 | 184.528 | 184.528 | 369.056 | 2 | 0 | 2 | A | VLS_Inline | 2 | 2 | 2 | 3 | BranchMin_2BranchMax_3 | 2 | 2.5 | 4 | HeaderMin_2.5HeaderMax_4 | 2.5
17 | 17 | 20951-2P-25HP VLSC | RC2511-8.84 | 184.528 | 184.528 | 369.056 | 2 | 0 | 2 | A | VLS_Inline | 2 | 2 | 2 | 3 | BranchMin_2BranchMax_3 | 2 | 2.5 | 4 | HeaderMin_2.5HeaderMax_4 | 3
17 | 17 | 20951-2P-25HP VLSC | RC2511-8.84 | 184.528 | 184.528 | 369.056 | 2 | 0 | 2 | A | VLS_Inline | 2 | 2 | 2 | 3 | BranchMin_2BranchMax_3 | 2 | 2.5 | 4 | HeaderMin_2.5HeaderMax_4 | 4
17 | 17 | 20951-2P-25HP VLSC | RC2511-8.84 | 184.528 | 184.528 | 369.056 | 2 | 0 | 2 | A | VLS_Inline | 2 | 2 | 2 | 3 | BranchMin_2BranchMax_3 | 2.5 | 2.5 | 4 | HeaderMin_2.5HeaderMax_4 | 2.5 | INVALID
17 | 17 | 20951-2P-25HP VLSC | RC2511-8.84 | 184.528 | 184.528 | 369.056 | 2 | 0 | 2 | A | VLS_Inline | 2 | 2 | 2 | 3 | BranchMin_2BranchMax_3 | 2.5 | 2.5 | 4 | HeaderMin_2.5HeaderMax_4 | 3
17 | 17 | 20951-2P-25HP VLSC | RC2511-8.84 | 184.528 | 184.528 | 369.056 | 2 | 0 | 2 | A | VLS_Inline | 2 | 2 | 2 | 3 | BranchMin_2BranchMax_3 | 2.5 | 2.5 | 4 | HeaderMin_2.5HeaderMax_4 | 4
17 | 17 | 20951-2P-25HP VLSC | RC2511-8.84 | 184.528 | 184.528 | 369.056 | 2 | 0 | 2 | A | VLS_Inline | 2 | 2 | 2 | 3 | BranchMin_2BranchMax_3 | 3 | 2.5 | 4 | HeaderMin_2.5HeaderMax_4 | 2.5 | INVALID
17 | 17 | 20951-2P-25HP VLSC | RC2511-8.84 | 184.528 | 184.528 | 369.056 | 2 | 0 | 2 | A | VLS_Inline | 2 | 2 | 2 | 3 | BranchMin_2BranchMax_3 | 3 | 2.5 | 4 | HeaderMin_2.5HeaderMax_4 | 3 | INVALID
17 | 17 | 20951-2P-25HP VLSC | RC2511-8.84 | 184.528 | 184.528 | 369.056 | 2 | 0 | 2 | A | VLS_Inline | 2 | 2 | 2 | 3 | BranchMin_2BranchMax_3 | 3 | 2.5 | 4 | HeaderMin_2.5HeaderMax_4 | 4
18 | 18 | 20951-2P-30HP VLSC | RC2511-9.44 | 191.32 | 191.32 | 382.64 | 2 | 0 | 2 | A | VLS_Inline | 2 | 2 | 2 | 3 | BranchMin_2BranchMax_3 | 2 | 2.5 | 4 | HeaderMin_2.5HeaderMax_4 | 2.5
18 | 18 | 20951-2P-30HP VLSC | RC2511-9.44 | 191.32 | 191.32 | 382.64 | 2 | 0 | 2 | A | VLS_Inline | 2 | 2 | 2 | 3 | BranchMin_2BranchMax_3 | 2 | 2.5 | 4 | HeaderMin_2.5HeaderMax_4 | 3
18 | 18 | 20951-2P-30HP VLSC | RC2511-9.44 | 191.32 | 191.32 | 382.64 | 2 | 0 | 2 | A | VLS_Inline | 2 | 2 | 2 | 3 | BranchMin_2BranchMax_3 | 2 | 2.5 | 4 | HeaderMin_2.5HeaderMax_4 | 4
18 | 18 | 20951-2P-30HP VLSC | RC2511-9.44 | 191.32 | 191.32 | 382.64 | 2 | 0 | 2 | A | VLS_Inline | 2 | 2 | 2 | 3 | BranchMin_2BranchMax_3 | 2.5 | 2.5 | 4 | HeaderMin_2.5HeaderMax_4 | 2.5 | INVALID
18 | 18 | 20951-2P-30HP VLSC | RC2511-9.44 | 191.32 | 191.32 | 382.64 | 2 | 0 | 2 | A | VLS_Inline | 2 | 2 | 2 | 3 | BranchMin_2BranchMax_3 | 2.5 | 2.5 | 4 | HeaderMin_2.5HeaderMax_4 | 3
18 | 18 | 20951-2P-30HP VLSC | RC2511-9.44 | 191.32 | 191.32 | 382.64 | 2 | 0 | 2 | A | VLS_Inline | 2 | 2 | 2 | 3 | BranchMin_2BranchMax_3 | 2.5 | 2.5 | 4 | HeaderMin_2.5HeaderMax_4 | 4
18 | 18 | 20951-2P-30HP VLSC | RC2511-9.44 | 191.32 | 191.32 | 382.64 | 2 | 0 | 2 | A | VLS_Inline | 2 | 2 | 2 | 3 | BranchMin_2BranchMax_3 | 3 | 2.5 | 4 | HeaderMin_2.5HeaderMax_4 | 2.5 | INVALID
18 | 18 | 20951-2P-30HP VLSC | RC2511-9.44 | 191.32 | 191.32 | 382.64 | 2 | 0 | 2 | A | VLS_Inline | 2 | 2 | 2 | 3 | BranchMin_2BranchMax_3 | 3 | 2.5 | 4 | HeaderMin_2.5HeaderMax_4 | 3 | INVALID
18 | 18 | 20951-2P-30HP VLSC | RC2511-9.44 | 191.32 | 191.32 | 382.64 | 2 | 0 | 2 | A | VLS_Inline | 2 | 2 | 2 | 3 | BranchMin_2BranchMax_3 | 3 | 2.5 | 4 | HeaderMin_2.5HeaderMax_4 | 4
19 | 19 | 20951-4P-3HP VLSC | RC2511-8.70 | 90.3291 | 90.3291 | 180.6582 | 2 | 0 | 2 | A | VLS_Inline | 2 | 2 | 2 | 2.5 | BranchMin_2BranchMax_2.5 | 2 | 2.5 | 3 | HeaderMin_2.5HeaderMax_3 | 2.5
19 | 19 | 20951-4P-3HP VLSC | RC2511-8.70 | 90.3291 | 90.3291 | 180.6582 | 2 | 0 | 2 | A | VLS_Inline | 2 | 2 | 2 | 2.5 | BranchMin_2BranchMax_2.5 | 2 | 2.5 | 3 | HeaderMin_2.5HeaderMax_3 | 3
19 | 19 | 20951-4P-3HP VLSC | RC2511-8.70 | 90.3291 | 90.3291 | 180.6582 | 2 | 0 | 2 | A | VLS_Inline | 2 | 2 | 2 | 2.5 | BranchMin_2BranchMax_2.5 | 2.5 | 2.5 | 3 | HeaderMin_2.5HeaderMax_3 | 2.5 | INVALID
19 | 19 | 20951-4P-3HP VLSC | RC2511-8.70 | 90.3291 | 90.3291 | 180.6582 | 2 | 0 | 2 | A | VLS_Inline | 2 | 2 | 2 | 2.5 | BranchMin_2BranchMax_2.5 | 2.5 | 2.5 | 3 | HeaderMin_2.5HeaderMax_3 | 3
20 | 20 | 20951-4P-5HP VLSC | RC2511-9.6 | 95.22 | 95.22 | 190.44 | 2 | 0 | 2 | A | VLS_Inline | 2 | 2 | 2 | 2.5 | BranchMin_2BranchMax_2.5 | 2 | 2.5 | 3 | HeaderMin_2.5HeaderMax_3 | 2.5
20 | 20 | 20951-4P-5HP VLSC | RC2511-9.6 | 95.22 | 95.22 | 190.44 | 2 | 0 | 2 | A | VLS_Inline | 2 | 2 | 2 | 2.5 | BranchMin_2BranchMax_2.5 | 2 | 2.5 | 3 | HeaderMin_2.5HeaderMax_3 | 3
20 | 20 | 20951-4P-5HP VLSC | RC2511-9.6 | 95.22 | 95.22 | 190.44 | 2 | 0 | 2 | A | VLS_Inline | 2 | 2 | 2 | 2.5 | BranchMin_2BranchMax_2.5 | 2.5 | 2.5 | 3 | HeaderMin_2.5HeaderMax_3 | 2.5 | INVALID
20 | 20 | 20951-4P-5HP VLSC | RC2511-9.6 | 95.22 | 95.22 | 190.44 | 2 | 0 | 2 | A | VLS_Inline | 2 | 2 | 2 | 2.5 | BranchMin_2BranchMax_2.5 | 2.5 | 2.5 | 3 | HeaderMin_2.5HeaderMax_3 | 3
21 | 21 | 2095A-2P-15HP VLSC | VLSC_2095A_2P_15HP | 176.1225 | 176.1225 | 352.2451 | 2 | 0 | 2 | A | VLS_Inline | 2 | 2 | 2 | 3 | BranchMin_2BranchMax_3 | 2 | 2.5 | 4 | HeaderMin_2.5HeaderMax_4 | 2.5
21 | 21 | 2095A-2P-15HP VLSC | VLSC_2095A_2P_15HP | 176.1225 | 176.1225 | 352.2451 | 2 | 0 | 2 | A | VLS_Inline | 2 | 2 | 2 | 3 | BranchMin_2BranchMax_3 | 2 | 2.5 | 4 | HeaderMin_2.5HeaderMax_4 | 3
21 | 21 | 2095A-2P-15HP VLSC | VLSC_2095A_2P_15HP | 176.1225 | 176.1225 | 352.2451 | 2 | 0 | 2 | A | VLS_Inline | 2 | 2 | 2 | 3 | BranchMin_2BranchMax_3 | 2 | 2.5 | 4 | HeaderMin_2.5HeaderMax_4 | 4
21 | 21 | 2095A-2P-15HP VLSC | VLSC_2095A_2P_15HP | 176.1225 | 176.1225 | 352.2451 | 2 | 0 | 2 | A | VLS_Inline | 2 | 2 | 2 | 3 | BranchMin_2BranchMax_3 | 2.5 | 2.5 | 4 | HeaderMin_2.5HeaderMax_4 | 2.5 | INVALID
21 | 21 | 2095A-2P-15HP VLSC | VLSC_2095A_2P_15HP | 176.1225 | 176.1225 | 352.2451 | 2 | 0 | 2 | A | VLS_Inline | 2 | 2 | 2 | 3 | BranchMin_2BranchMax_3 | 2.5 | 2.5 | 4 | HeaderMin_2.5HeaderMax_4 | 3
21 | 21 | 2095A-2P-15HP VLSC | VLSC_2095A_2P_15HP | 176.1225 | 176.1225 | 352.2451 | 2 | 0 | 2 | A | VLS_Inline | 2 | 2 | 2 | 3 | BranchMin_2BranchMax_3 | 2.5 | 2.5 | 4 | HeaderMin_2.5HeaderMax_4 | 4
21 | 21 | 2095A-2P-15HP VLSC | VLSC_2095A_2P_15HP | 176.1225 | 176.1225 | 352.2451 | 2 | 0 | 2 | A | VLS_Inline | 2 | 2 | 2 | 3 | BranchMin_2BranchMax_3 | 3 | 2.5 | 4 | HeaderMin_2.5HeaderMax_4 | 2.5 | INVALID
21 | 21 | 2095A-2P-15HP VLSC | VLSC_2095A_2P_15HP | 176.1225 | 176.1225 | 352.2451 | 2 | 0 | 2 | A | VLS_Inline | 2 | 2 | 2 | 3 | BranchMin_2BranchMax_3 | 3 | 2.5 | 4 | HeaderMin_2.5HeaderMax_4 | 3 | INVALID
21 | 21 | 2095A-2P-15HP VLSC | VLSC_2095A_2P_15HP | 176.1225 | 176.1225 | 352.2451 | 2 | 0 | 2 | A | VLS_Inline | 2 | 2 | 2 | 3 | BranchMin_2BranchMax_3 | 3 | 2.5 | 4 | HeaderMin_2.5HeaderMax_4 | 4
22 | 22 | 2095A-2P-20HP VLSC | VLSC_2095A_2P_20HP | 200.368 | 200.368 | 400.7361 | 2 | 0 | 2 | A | VLS_Inline | 2 | 2 | 2 | 3 | BranchMin_2BranchMax_3 | 2 | 2.5 | 5 | HeaderMin_2.5HeaderMax_5 | 2.5
22 | 22 | 2095A-2P-20HP VLSC | VLSC_2095A_2P_20HP | 200.368 | 200.368 | 400.7361 | 2 | 0 | 2 | A | VLS_Inline | 2 | 2 | 2 | 3 | BranchMin_2BranchMax_3 | 2 | 2.5 | 5 | HeaderMin_2.5HeaderMax_5 | 3
22 | 22 | 2095A-2P-20HP VLSC | VLSC_2095A_2P_20HP | 200.368 | 200.368 | 400.7361 | 2 | 0 | 2 | A | VLS_Inline | 2 | 2 | 2 | 3 | BranchMin_2BranchMax_3 | 2 | 2.5 | 5 | HeaderMin_2.5HeaderMax_5 | 4
22 | 22 | 2095A-2P-20HP VLSC | VLSC_2095A_2P_20HP | 200.368 | 200.368 | 400.7361 | 2 | 0 | 2 | A | VLS_Inline | 2 | 2 | 2 | 3 | BranchMin_2BranchMax_3 | 2 | 2.5 | 5 | HeaderMin_2.5HeaderMax_5 | 5
22 | 22 | 2095A-2P-20HP VLSC | VLSC_2095A_2P_20HP | 200.368 | 200.368 | 400.7361 | 2 | 0 | 2 | A | VLS_Inline | 2 | 2 | 2 | 3 | BranchMin_2BranchMax_3 | 2.5 | 2.5 | 5 | HeaderMin_2.5HeaderMax_5 | 2.5 | INVALID
22 | 22 | 2095A-2P-20HP VLSC | VLSC_2095A_2P_20HP | 200.368 | 200.368 | 400.7361 | 2 | 0 | 2 | A | VLS_Inline | 2 | 2 | 2 | 3 | BranchMin_2BranchMax_3 | 2.5 | 2.5 | 5 | HeaderMin_2.5HeaderMax_5 | 3
22 | 22 | 2095A-2P-20HP VLSC | VLSC_2095A_2P_20HP | 200.368 | 200.368 | 400.7361 | 2 | 0 | 2 | A | VLS_Inline | 2 | 2 | 2 | 3 | BranchMin_2BranchMax_3 | 2.5 | 2.5 | 5 | HeaderMin_2.5HeaderMax_5 | 4
22 | 22 | 2095A-2P-20HP VLSC | VLSC_2095A_2P_20HP | 200.368 | 200.368 | 400.7361 | 2 | 0 | 2 | A | VLS_Inline | 2 | 2 | 2 | 3 | BranchMin_2BranchMax_3 | 2.5 | 2.5 | 5 | HeaderMin_2.5HeaderMax_5 | 5
22 | 22 | 2095A-2P-20HP VLSC | VLSC_2095A_2P_20HP | 200.368 | 200.368 | 400.7361 | 2 | 0 | 2 | A | VLS_Inline | 2 | 2 | 2 | 3 | BranchMin_2BranchMax_3 | 3 | 2.5 | 5 | HeaderMin_2.5HeaderMax_5 | 2.5 | INVALID
22 | 22 | 2095A-2P-20HP VLSC | VLSC_2095A_2P_20HP | 200.368 | 200.368 | 400.7361 | 2 | 0 | 2 | A | VLS_Inline | 2 | 2 | 2 | 3 | BranchMin_2BranchMax_3 | 3 | 2.5 | 5 | HeaderMin_2.5HeaderMax_5 | 3 | INVALID
22 | 22 | 2095A-2P-20HP VLSC | VLSC_2095A_2P_20HP | 200.368 | 200.368 | 400.7361 | 2 | 0 | 2 | A | VLS_Inline | 2 | 2 | 2 | 3 | BranchMin_2BranchMax_3 | 3 | 2.5 | 5 | HeaderMin_2.5HeaderMax_5 | 4
22 | 22 | 2095A-2P-20HP VLSC | VLSC_2095A_2P_20HP | 200.368 | 200.368 | 400.7361 | 2 | 0 | 2 | A | VLS_Inline | 2 | 2 | 2 | 3 | BranchMin_2BranchMax_3 | 3 | 2.5 | 5 | HeaderMin_2.5HeaderMax_5 | 5
23 | 23 | 2095A-2P-25HP VLSC | VLSC_2095A_2P_25HP | 232.5586 | 232.5586 | 465.1173 | 2 | 0 | 2 | A | VLS_Inline | 2 | 2 | 2 | 4 | BranchMin_2BranchMax_4 | 2 | 2.5 | 5 | HeaderMin_2.5HeaderMax_5 | 2.5
23 | 23 | 2095A-2P-25HP VLSC | VLSC_2095A_2P_25HP | 232.5586 | 232.5586 | 465.1173 | 2 | 0 | 2 | A | VLS_Inline | 2 | 2 | 2 | 4 | BranchMin_2BranchMax_4 | 2 | 2.5 | 5 | HeaderMin_2.5HeaderMax_5 | 3
23 | 23 | 2095A-2P-25HP VLSC | VLSC_2095A_2P_25HP | 232.5586 | 232.5586 | 465.1173 | 2 | 0 | 2 | A | VLS_Inline | 2 | 2 | 2 | 4 | BranchMin_2BranchMax_4 | 2 | 2.5 | 5 | HeaderMin_2.5HeaderMax_5 | 4
23 | 23 | 2095A-2P-25HP VLSC | VLSC_2095A_2P_25HP | 232.5586 | 232.5586 | 465.1173 | 2 | 0 | 2 | A | VLS_Inline | 2 | 2 | 2 | 4 | BranchMin_2BranchMax_4 | 2 | 2.5 | 5 | HeaderMin_2.5HeaderMax_5 | 5
23 | 23 | 2095A-2P-25HP VLSC | VLSC_2095A_2P_25HP | 232.5586 | 232.5586 | 465.1173 | 2 | 0 | 2 | A | VLS_Inline | 2 | 2 | 2 | 4 | BranchMin_2BranchMax_4 | 2.5 | 2.5 | 5 | HeaderMin_2.5HeaderMax_5 | 2.5 | INVALID
23 | 23 | 2095A-2P-25HP VLSC | VLSC_2095A_2P_25HP | 232.5586 | 232.5586 | 465.1173 | 2 | 0 | 2 | A | VLS_Inline | 2 | 2 | 2 | 4 | BranchMin_2BranchMax_4 | 2.5 | 2.5 | 5 | HeaderMin_2.5HeaderMax_5 | 3
23 | 23 | 2095A-2P-25HP VLSC | VLSC_2095A_2P_25HP | 232.5586 | 232.5586 | 465.1173 | 2 | 0 | 2 | A | VLS_Inline | 2 | 2 | 2 | 4 | BranchMin_2BranchMax_4 | 2.5 | 2.5 | 5 | HeaderMin_2.5HeaderMax_5 | 4
23 | 23 | 2095A-2P-25HP VLSC | VLSC_2095A_2P_25HP | 232.5586 | 232.5586 | 465.1173 | 2 | 0 | 2 | A | VLS_Inline | 2 | 2 | 2 | 4 | BranchMin_2BranchMax_4 | 2.5 | 2.5 | 5 | HeaderMin_2.5HeaderMax_5 | 5
23 | 23 | 2095A-2P-25HP VLSC | VLSC_2095A_2P_25HP | 232.5586 | 232.5586 | 465.1173 | 2 | 0 | 2 | A | VLS_Inline | 2 | 2 | 2 | 4 | BranchMin_2BranchMax_4 | 3 | 2.5 | 5 | HeaderMin_2.5HeaderMax_5 | 2.5 | INVALID
23 | 23 | 2095A-2P-25HP VLSC | VLSC_2095A_2P_25HP | 232.5586 | 232.5586 | 465.1173 | 2 | 0 | 2 | A | VLS_Inline | 2 | 2 | 2 | 4 | BranchMin_2BranchMax_4 | 3 | 2.5 | 5 | HeaderMin_2.5HeaderMax_5 | 3 | INVALID
23 | 23 | 2095A-2P-25HP VLSC | VLSC_2095A_2P_25HP | 232.5586 | 232.5586 | 465.1173 | 2 | 0 | 2 | A | VLS_Inline | 2 | 2 | 2 | 4 | BranchMin_2BranchMax_4 | 3 | 2.5 | 5 | HeaderMin_2.5HeaderMax_5 | 4
23 | 23 | 2095A-2P-25HP VLSC | VLSC_2095A_2P_25HP | 232.5586 | 232.5586 | 465.1173 | 2 | 0 | 2 | A | VLS_Inline | 2 | 2 | 2 | 4 | BranchMin_2BranchMax_4 | 3 | 2.5 | 5 | HeaderMin_2.5HeaderMax_5 | 5
23 | 23 | 2095A-2P-25HP VLSC | VLSC_2095A_2P_25HP | 232.5586 | 232.5586 | 465.1173 | 2 | 0 | 2 | A | VLS_Inline | 2 | 2 | 2 | 4 | BranchMin_2BranchMax_4 | 4 | 2.5 | 5 | HeaderMin_2.5HeaderMax_5 | 2.5 | INVALID
23 | 23 | 2095A-2P-25HP VLSC | VLSC_2095A_2P_25HP | 232.5586 | 232.5586 | 465.1173 | 2 | 0 | 2 | A | VLS_Inline | 2 | 2 | 2 | 4 | BranchMin_2BranchMax_4 | 4 | 2.5 | 5 | HeaderMin_2.5HeaderMax_5 | 3 | INVALID
23 | 23 | 2095A-2P-25HP VLSC | VLSC_2095A_2P_25HP | 232.5586 | 232.5586 | 465.1173 | 2 | 0 | 2 | A | VLS_Inline | 2 | 2 | 2 | 4 | BranchMin_2BranchMax_4 | 4 | 2.5 | 5 | HeaderMin_2.5HeaderMax_5 | 4 | INVALID
23 | 23 | 2095A-2P-25HP VLSC | VLSC_2095A_2P_25HP | 232.5586 | 232.5586 | 465.1173 | 2 | 0 | 2 | A | VLS_Inline | 2 | 2 | 2 | 4 | BranchMin_2BranchMax_4 | 4 | 2.5 | 5 | HeaderMin_2.5HeaderMax_5 | 5
24 | 24 | 2095A-2P-30HP VLSC | VLSC_2095A_2P_30HP | 232.5586 | 232.5586 | 465.1173 | 2 | 0 | 2 | A | VLS_Inline | 2 | 2 | 2 | 4 | BranchMin_2BranchMax_4 | 2 | 2.5 | 5 | HeaderMin_2.5HeaderMax_5 | 2.5
24 | 24 | 2095A-2P-30HP VLSC | VLSC_2095A_2P_30HP | 232.5586 | 232.5586 | 465.1173 | 2 | 0 | 2 | A | VLS_Inline | 2 | 2 | 2 | 4 | BranchMin_2BranchMax_4 | 2 | 2.5 | 5 | HeaderMin_2.5HeaderMax_5 | 3
24 | 24 | 2095A-2P-30HP VLSC | VLSC_2095A_2P_30HP | 232.5586 | 232.5586 | 465.1173 | 2 | 0 | 2 | A | VLS_Inline | 2 | 2 | 2 | 4 | BranchMin_2BranchMax_4 | 2 | 2.5 | 5 | HeaderMin_2.5HeaderMax_5 | 4
24 | 24 | 2095A-2P-30HP VLSC | VLSC_2095A_2P_30HP | 232.5586 | 232.5586 | 465.1173 | 2 | 0 | 2 | A | VLS_Inline | 2 | 2 | 2 | 4 | BranchMin_2BranchMax_4 | 2 | 2.5 | 5 | HeaderMin_2.5HeaderMax_5 | 5
24 | 24 | 2095A-2P-30HP VLSC | VLSC_2095A_2P_30HP | 232.5586 | 232.5586 | 465.1173 | 2 | 0 | 2 | A | VLS_Inline | 2 | 2 | 2 | 4 | BranchMin_2BranchMax_4 | 2.5 | 2.5 | 5 | HeaderMin_2.5HeaderMax_5 | 2.5 | INVALID
24 | 24 | 2095A-2P-30HP VLSC | VLSC_2095A_2P_30HP | 232.5586 | 232.5586 | 465.1173 | 2 | 0 | 2 | A | VLS_Inline | 2 | 2 | 2 | 4 | BranchMin_2BranchMax_4 | 2.5 | 2.5 | 5 | HeaderMin_2.5HeaderMax_5 | 3
24 | 24 | 2095A-2P-30HP VLSC | VLSC_2095A_2P_30HP | 232.5586 | 232.5586 | 465.1173 | 2 | 0 | 2 | A | VLS_Inline | 2 | 2 | 2 | 4 | BranchMin_2BranchMax_4 | 2.5 | 2.5 | 5 | HeaderMin_2.5HeaderMax_5 | 4
24 | 24 | 2095A-2P-30HP VLSC | VLSC_2095A_2P_30HP | 232.5586 | 232.5586 | 465.1173 | 2 | 0 | 2 | A | VLS_Inline | 2 | 2 | 2 | 4 | BranchMin_2BranchMax_4 | 2.5 | 2.5 | 5 | HeaderMin_2.5HeaderMax_5 | 5
24 | 24 | 2095A-2P-30HP VLSC | VLSC_2095A_2P_30HP | 232.5586 | 232.5586 | 465.1173 | 2 | 0 | 2 | A | VLS_Inline | 2 | 2 | 2 | 4 | BranchMin_2BranchMax_4 | 3 | 2.5 | 5 | HeaderMin_2.5HeaderMax_5 | 2.5 | INVALID
24 | 24 | 2095A-2P-30HP VLSC | VLSC_2095A_2P_30HP | 232.5586 | 232.5586 | 465.1173 | 2 | 0 | 2 | A | VLS_Inline | 2 | 2 | 2 | 4 | BranchMin_2BranchMax_4 | 3 | 2.5 | 5 | HeaderMin_2.5HeaderMax_5 | 3 | INVALID
24 | 24 | 2095A-2P-30HP VLSC | VLSC_2095A_2P_30HP | 232.5586 | 232.5586 | 465.1173 | 2 | 0 | 2 | A | VLS_Inline | 2 | 2 | 2 | 4 | BranchMin_2BranchMax_4 | 3 | 2.5 | 5 | HeaderMin_2.5HeaderMax_5 | 4
24 | 24 | 2095A-2P-30HP VLSC | VLSC_2095A_2P_30HP | 232.5586 | 232.5586 | 465.1173 | 2 | 0 | 2 | A | VLS_Inline | 2 | 2 | 2 | 4 | BranchMin_2BranchMax_4 | 3 | 2.5 | 5 | HeaderMin_2.5HeaderMax_5 | 5
24 | 24 | 2095A-2P-30HP VLSC | VLSC_2095A_2P_30HP | 232.5586 | 232.5586 | 465.1173 | 2 | 0 | 2 | A | VLS_Inline | 2 | 2 | 2 | 4 | BranchMin_2BranchMax_4 | 4 | 2.5 | 5 | HeaderMin_2.5HeaderMax_5 | 2.5 | INVALID
24 | 24 | 2095A-2P-30HP VLSC | VLSC_2095A_2P_30HP | 232.5586 | 232.5586 | 465.1173 | 2 | 0 | 2 | A | VLS_Inline | 2 | 2 | 2 | 4 | BranchMin_2BranchMax_4 | 4 | 2.5 | 5 | HeaderMin_2.5HeaderMax_5 | 3 | INVALID
24 | 24 | 2095A-2P-30HP VLSC | VLSC_2095A_2P_30HP | 232.5586 | 232.5586 | 465.1173 | 2 | 0 | 2 | A | VLS_Inline | 2 | 2 | 2 | 4 | BranchMin_2BranchMax_4 | 4 | 2.5 | 5 | HeaderMin_2.5HeaderMax_5 | 4 | INVALID
24 | 24 | 2095A-2P-30HP VLSC | VLSC_2095A_2P_30HP | 232.5586 | 232.5586 | 465.1173 | 2 | 0 | 2 | A | VLS_Inline | 2 | 2 | 2 | 4 | BranchMin_2BranchMax_4 | 4 | 2.5 | 5 | HeaderMin_2.5HeaderMax_5 | 5
25 | 25 | 2095A-4P-3HP VLSC | VLSC_2095A_4P_3HP | 111.4482 | 111.4482 | 222.8964 | 2 | 0 | 2 | A | VLS_Inline | 2 | 2 | 2 | 2.5 | BranchMin_2BranchMax_2.5 | 2 | 2.5 | 4 | HeaderMin_2.5HeaderMax_4 | 2.5
25 | 25 | 2095A-4P-3HP VLSC | VLSC_2095A_4P_3HP | 111.4482 | 111.4482 | 222.8964 | 2 | 0 | 2 | A | VLS_Inline | 2 | 2 | 2 | 2.5 | BranchMin_2BranchMax_2.5 | 2 | 2.5 | 4 | HeaderMin_2.5HeaderMax_4 | 3
25 | 25 | 2095A-4P-3HP VLSC | VLSC_2095A_4P_3HP | 111.4482 | 111.4482 | 222.8964 | 2 | 0 | 2 | A | VLS_Inline | 2 | 2 | 2 | 2.5 | BranchMin_2BranchMax_2.5 | 2 | 2.5 | 4 | HeaderMin_2.5HeaderMax_4 | 4
25 | 25 | 2095A-4P-3HP VLSC | VLSC_2095A_4P_3HP | 111.4482 | 111.4482 | 222.8964 | 2 | 0 | 2 | A | VLS_Inline | 2 | 2 | 2 | 2.5 | BranchMin_2BranchMax_2.5 | 2.5 | 2.5 | 4 | HeaderMin_2.5HeaderMax_4 | 2.5 | INVALID
25 | 25 | 2095A-4P-3HP VLSC | VLSC_2095A_4P_3HP | 111.4482 | 111.4482 | 222.8964 | 2 | 0 | 2 | A | VLS_Inline | 2 | 2 | 2 | 2.5 | BranchMin_2BranchMax_2.5 | 2.5 | 2.5 | 4 | HeaderMin_2.5HeaderMax_4 | 3
25 | 25 | 2095A-4P-3HP VLSC | VLSC_2095A_4P_3HP | 111.4482 | 111.4482 | 222.8964 | 2 | 0 | 2 | A | VLS_Inline | 2 | 2 | 2 | 2.5 | BranchMin_2BranchMax_2.5 | 2.5 | 2.5 | 4 | HeaderMin_2.5HeaderMax_4 | 4
26 | 26 | 2095A-4P-5HP VLSC | VLSC_2095A_4P_5HP | 118.6369 | 118.6369 | 237.2737 | 2 | 0 | 2 | A | VLS_Inline | 2 | 2 | 2 | 2.5 | BranchMin_2BranchMax_2.5 | 2 | 2.5 | 4 | HeaderMin_2.5HeaderMax_4 | 2.5
26 | 26 | 2095A-4P-5HP VLSC | VLSC_2095A_4P_5HP | 118.6369 | 118.6369 | 237.2737 | 2 | 0 | 2 | A | VLS_Inline | 2 | 2 | 2 | 2.5 | BranchMin_2BranchMax_2.5 | 2 | 2.5 | 4 | HeaderMin_2.5HeaderMax_4 | 3
26 | 26 | 2095A-4P-5HP VLSC | VLSC_2095A_4P_5HP | 118.6369 | 118.6369 | 237.2737 | 2 | 0 | 2 | A | VLS_Inline | 2 | 2 | 2 | 2.5 | BranchMin_2BranchMax_2.5 | 2 | 2.5 | 4 | HeaderMin_2.5HeaderMax_4 | 4
26 | 26 | 2095A-4P-5HP VLSC | VLSC_2095A_4P_5HP | 118.6369 | 118.6369 | 237.2737 | 2 | 0 | 2 | A | VLS_Inline | 2 | 2 | 2 | 2.5 | BranchMin_2BranchMax_2.5 | 2.5 | 2.5 | 4 | HeaderMin_2.5HeaderMax_4 | 2.5 | INVALID
26 | 26 | 2095A-4P-5HP VLSC | VLSC_2095A_4P_5HP | 118.6369 | 118.6369 | 237.2737 | 2 | 0 | 2 | A | VLS_Inline | 2 | 2 | 2 | 2.5 | BranchMin_2BranchMax_2.5 | 2.5 | 2.5 | 4 | HeaderMin_2.5HeaderMax_4 | 3
26 | 26 | 2095A-4P-5HP VLSC | VLSC_2095A_4P_5HP | 118.6369 | 118.6369 | 237.2737 | 2 | 0 | 2 | A | VLS_Inline | 2 | 2 | 2 | 2.5 | BranchMin_2BranchMax_2.5 | 2.5 | 2.5 | 4 | HeaderMin_2.5HeaderMax_4 | 4
27 | 27 | 20955-2P-15HP VLSC | VLSC_20955_2P_15HP | 205.3636 | 205.3636 | 410.7272 | 2 | 0 | 2 | A | VLS_Inline | 2 | 2 | 2 | 3 | BranchMin_2BranchMax_3 | 2 | 2.5 | 5 | HeaderMin_2.5HeaderMax_5 | 2.5
27 | 27 | 20955-2P-15HP VLSC | VLSC_20955_2P_15HP | 205.3636 | 205.3636 | 410.7272 | 2 | 0 | 2 | A | VLS_Inline | 2 | 2 | 2 | 3 | BranchMin_2BranchMax_3 | 2 | 2.5 | 5 | HeaderMin_2.5HeaderMax_5 | 3
27 | 27 | 20955-2P-15HP VLSC | VLSC_20955_2P_15HP | 205.3636 | 205.3636 | 410.7272 | 2 | 0 | 2 | A | VLS_Inline | 2 | 2 | 2 | 3 | BranchMin_2BranchMax_3 | 2 | 2.5 | 5 | HeaderMin_2.5HeaderMax_5 | 4
27 | 27 | 20955-2P-15HP VLSC | VLSC_20955_2P_15HP | 205.3636 | 205.3636 | 410.7272 | 2 | 0 | 2 | A | VLS_Inline | 2 | 2 | 2 | 3 | BranchMin_2BranchMax_3 | 2 | 2.5 | 5 | HeaderMin_2.5HeaderMax_5 | 5
27 | 27 | 20955-2P-15HP VLSC | VLSC_20955_2P_15HP | 205.3636 | 205.3636 | 410.7272 | 2 | 0 | 2 | A | VLS_Inline | 2 | 2 | 2 | 3 | BranchMin_2BranchMax_3 | 2.5 | 2.5 | 5 | HeaderMin_2.5HeaderMax_5 | 2.5 | INVALID
27 | 27 | 20955-2P-15HP VLSC | VLSC_20955_2P_15HP | 205.3636 | 205.3636 | 410.7272 | 2 | 0 | 2 | A | VLS_Inline | 2 | 2 | 2 | 3 | BranchMin_2BranchMax_3 | 2.5 | 2.5 | 5 | HeaderMin_2.5HeaderMax_5 | 3
27 | 27 | 20955-2P-15HP VLSC | VLSC_20955_2P_15HP | 205.3636 | 205.3636 | 410.7272 | 2 | 0 | 2 | A | VLS_Inline | 2 | 2 | 2 | 3 | BranchMin_2BranchMax_3 | 2.5 | 2.5 | 5 | HeaderMin_2.5HeaderMax_5 | 4
27 | 27 | 20955-2P-15HP VLSC | VLSC_20955_2P_15HP | 205.3636 | 205.3636 | 410.7272 | 2 | 0 | 2 | A | VLS_Inline | 2 | 2 | 2 | 3 | BranchMin_2BranchMax_3 | 2.5 | 2.5 | 5 | HeaderMin_2.5HeaderMax_5 | 5
27 | 27 | 20955-2P-15HP VLSC | VLSC_20955_2P_15HP | 205.3636 | 205.3636 | 410.7272 | 2 | 0 | 2 | A | VLS_Inline | 2 | 2 | 2 | 3 | BranchMin_2BranchMax_3 | 3 | 2.5 | 5 | HeaderMin_2.5HeaderMax_5 | 2.5 | INVALID
27 | 27 | 20955-2P-15HP VLSC | VLSC_20955_2P_15HP | 205.3636 | 205.3636 | 410.7272 | 2 | 0 | 2 | A | VLS_Inline | 2 | 2 | 2 | 3 | BranchMin_2BranchMax_3 | 3 | 2.5 | 5 | HeaderMin_2.5HeaderMax_5 | 3 | INVALID
27 | 27 | 20955-2P-15HP VLSC | VLSC_20955_2P_15HP | 205.3636 | 205.3636 | 410.7272 | 2 | 0 | 2 | A | VLS_Inline | 2 | 2 | 2 | 3 | BranchMin_2BranchMax_3 | 3 | 2.5 | 5 | HeaderMin_2.5HeaderMax_5 | 4
27 | 27 | 20955-2P-15HP VLSC | VLSC_20955_2P_15HP | 205.3636 | 205.3636 | 410.7272 | 2 | 0 | 2 | A | VLS_Inline | 2 | 2 | 2 | 3 | BranchMin_2BranchMax_3 | 3 | 2.5 | 5 | HeaderMin_2.5HeaderMax_5 | 5
28 | 28 | 20955-2P-20HP VLSC | VLSC_20955_2P_20HP | 235.6474 | 235.6474 | 471.2947 | 2 | 0 | 2 | A | VLS_Inline | 2 | 2 | 2 | 4 | BranchMin_2BranchMax_4 | 2 | 2.5 | 5 | HeaderMin_2.5HeaderMax_5 | 2.5
28 | 28 | 20955-2P-20HP VLSC | VLSC_20955_2P_20HP | 235.6474 | 235.6474 | 471.2947 | 2 | 0 | 2 | A | VLS_Inline | 2 | 2 | 2 | 4 | BranchMin_2BranchMax_4 | 2 | 2.5 | 5 | HeaderMin_2.5HeaderMax_5 | 3
28 | 28 | 20955-2P-20HP VLSC | VLSC_20955_2P_20HP | 235.6474 | 235.6474 | 471.2947 | 2 | 0 | 2 | A | VLS_Inline | 2 | 2 | 2 | 4 | BranchMin_2BranchMax_4 | 2 | 2.5 | 5 | HeaderMin_2.5HeaderMax_5 | 4
28 | 28 | 20955-2P-20HP VLSC | VLSC_20955_2P_20HP | 235.6474 | 235.6474 | 471.2947 | 2 | 0 | 2 | A | VLS_Inline | 2 | 2 | 2 | 4 | BranchMin_2BranchMax_4 | 2 | 2.5 | 5 | HeaderMin_2.5HeaderMax_5 | 5
28 | 28 | 20955-2P-20HP VLSC | VLSC_20955_2P_20HP | 235.6474 | 235.6474 | 471.2947 | 2 | 0 | 2 | A | VLS_Inline | 2 | 2 | 2 | 4 | BranchMin_2BranchMax_4 | 2.5 | 2.5 | 5 | HeaderMin_2.5HeaderMax_5 | 2.5 | INVALID
28 | 28 | 20955-2P-20HP VLSC | VLSC_20955_2P_20HP | 235.6474 | 235.6474 | 471.2947 | 2 | 0 | 2 | A | VLS_Inline | 2 | 2 | 2 | 4 | BranchMin_2BranchMax_4 | 2.5 | 2.5 | 5 | HeaderMin_2.5HeaderMax_5 | 3
28 | 28 | 20955-2P-20HP VLSC | VLSC_20955_2P_20HP | 235.6474 | 235.6474 | 471.2947 | 2 | 0 | 2 | A | VLS_Inline | 2 | 2 | 2 | 4 | BranchMin_2BranchMax_4 | 2.5 | 2.5 | 5 | HeaderMin_2.5HeaderMax_5 | 4
28 | 28 | 20955-2P-20HP VLSC | VLSC_20955_2P_20HP | 235.6474 | 235.6474 | 471.2947 | 2 | 0 | 2 | A | VLS_Inline | 2 | 2 | 2 | 4 | BranchMin_2BranchMax_4 | 2.5 | 2.5 | 5 | HeaderMin_2.5HeaderMax_5 | 5
28 | 28 | 20955-2P-20HP VLSC | VLSC_20955_2P_20HP | 235.6474 | 235.6474 | 471.2947 | 2 | 0 | 2 | A | VLS_Inline | 2 | 2 | 2 | 4 | BranchMin_2BranchMax_4 | 3 | 2.5 | 5 | HeaderMin_2.5HeaderMax_5 | 2.5 | INVALID
28 | 28 | 20955-2P-20HP VLSC | VLSC_20955_2P_20HP | 235.6474 | 235.6474 | 471.2947 | 2 | 0 | 2 | A | VLS_Inline | 2 | 2 | 2 | 4 | BranchMin_2BranchMax_4 | 3 | 2.5 | 5 | HeaderMin_2.5HeaderMax_5 | 3 | INVALID
28 | 28 | 20955-2P-20HP VLSC | VLSC_20955_2P_20HP | 235.6474 | 235.6474 | 471.2947 | 2 | 0 | 2 | A | VLS_Inline | 2 | 2 | 2 | 4 | BranchMin_2BranchMax_4 | 3 | 2.5 | 5 | HeaderMin_2.5HeaderMax_5 | 4
28 | 28 | 20955-2P-20HP VLSC | VLSC_20955_2P_20HP | 235.6474 | 235.6474 | 471.2947 | 2 | 0 | 2 | A | VLS_Inline | 2 | 2 | 2 | 4 | BranchMin_2BranchMax_4 | 3 | 2.5 | 5 | HeaderMin_2.5HeaderMax_5 | 5
28 | 28 | 20955-2P-20HP VLSC | VLSC_20955_2P_20HP | 235.6474 | 235.6474 | 471.2947 | 2 | 0 | 2 | A | VLS_Inline | 2 | 2 | 2 | 4 | BranchMin_2BranchMax_4 | 4 | 2.5 | 5 | HeaderMin_2.5HeaderMax_5 | 2.5 | INVALID
28 | 28 | 20955-2P-20HP VLSC | VLSC_20955_2P_20HP | 235.6474 | 235.6474 | 471.2947 | 2 | 0 | 2 | A | VLS_Inline | 2 | 2 | 2 | 4 | BranchMin_2BranchMax_4 | 4 | 2.5 | 5 | HeaderMin_2.5HeaderMax_5 | 3 | INVALID
28 | 28 | 20955-2P-20HP VLSC | VLSC_20955_2P_20HP | 235.6474 | 235.6474 | 471.2947 | 2 | 0 | 2 | A | VLS_Inline | 2 | 2 | 2 | 4 | BranchMin_2BranchMax_4 | 4 | 2.5 | 5 | HeaderMin_2.5HeaderMax_5 | 4 | INVALID
28 | 28 | 20955-2P-20HP VLSC | VLSC_20955_2P_20HP | 235.6474 | 235.6474 | 471.2947 | 2 | 0 | 2 | A | VLS_Inline | 2 | 2 | 2 | 4 | BranchMin_2BranchMax_4 | 4 | 2.5 | 5 | HeaderMin_2.5HeaderMax_5 | 5
29 | 29 | 20955-2P-25HP VLSC | VLSC_20955_2P_25HP | 257.4 | 257.4 | 514.8 | 2 | 0 | 2 | A | VLS_Inline | 2 | 2 | 2 | 4 | BranchMin_2BranchMax_4 | 2 | 2.5 | 5 | HeaderMin_2.5HeaderMax_5 | 2.5
29 | 29 | 20955-2P-25HP VLSC | VLSC_20955_2P_25HP | 257.4 | 257.4 | 514.8 | 2 | 0 | 2 | A | VLS_Inline | 2 | 2 | 2 | 4 | BranchMin_2BranchMax_4 | 2 | 2.5 | 5 | HeaderMin_2.5HeaderMax_5 | 3
29 | 29 | 20955-2P-25HP VLSC | VLSC_20955_2P_25HP | 257.4 | 257.4 | 514.8 | 2 | 0 | 2 | A | VLS_Inline | 2 | 2 | 2 | 4 | BranchMin_2BranchMax_4 | 2 | 2.5 | 5 | HeaderMin_2.5HeaderMax_5 | 4
29 | 29 | 20955-2P-25HP VLSC | VLSC_20955_2P_25HP | 257.4 | 257.4 | 514.8 | 2 | 0 | 2 | A | VLS_Inline | 2 | 2 | 2 | 4 | BranchMin_2BranchMax_4 | 2 | 2.5 | 5 | HeaderMin_2.5HeaderMax_5 | 5
29 | 29 | 20955-2P-25HP VLSC | VLSC_20955_2P_25HP | 257.4 | 257.4 | 514.8 | 2 | 0 | 2 | A | VLS_Inline | 2 | 2 | 2 | 4 | BranchMin_2BranchMax_4 | 2.5 | 2.5 | 5 | HeaderMin_2.5HeaderMax_5 | 2.5 | INVALID
29 | 29 | 20955-2P-25HP VLSC | VLSC_20955_2P_25HP | 257.4 | 257.4 | 514.8 | 2 | 0 | 2 | A | VLS_Inline | 2 | 2 | 2 | 4 | BranchMin_2BranchMax_4 | 2.5 | 2.5 | 5 | HeaderMin_2.5HeaderMax_5 | 3
29 | 29 | 20955-2P-25HP VLSC | VLSC_20955_2P_25HP | 257.4 | 257.4 | 514.8 | 2 | 0 | 2 | A | VLS_Inline | 2 | 2 | 2 | 4 | BranchMin_2BranchMax_4 | 2.5 | 2.5 | 5 | HeaderMin_2.5HeaderMax_5 | 4
29 | 29 | 20955-2P-25HP VLSC | VLSC_20955_2P_25HP | 257.4 | 257.4 | 514.8 | 2 | 0 | 2 | A | VLS_Inline | 2 | 2 | 2 | 4 | BranchMin_2BranchMax_4 | 2.5 | 2.5 | 5 | HeaderMin_2.5HeaderMax_5 | 5
29 | 29 | 20955-2P-25HP VLSC | VLSC_20955_2P_25HP | 257.4 | 257.4 | 514.8 | 2 | 0 | 2 | A | VLS_Inline | 2 | 2 | 2 | 4 | BranchMin_2BranchMax_4 | 3 | 2.5 | 5 | HeaderMin_2.5HeaderMax_5 | 2.5 | INVALID
29 | 29 | 20955-2P-25HP VLSC | VLSC_20955_2P_25HP | 257.4 | 257.4 | 514.8 | 2 | 0 | 2 | A | VLS_Inline | 2 | 2 | 2 | 4 | BranchMin_2BranchMax_4 | 3 | 2.5 | 5 | HeaderMin_2.5HeaderMax_5 | 3 | INVALID
29 | 29 | 20955-2P-25HP VLSC | VLSC_20955_2P_25HP | 257.4 | 257.4 | 514.8 | 2 | 0 | 2 | A | VLS_Inline | 2 | 2 | 2 | 4 | BranchMin_2BranchMax_4 | 3 | 2.5 | 5 | HeaderMin_2.5HeaderMax_5 | 4
29 | 29 | 20955-2P-25HP VLSC | VLSC_20955_2P_25HP | 257.4 | 257.4 | 514.8 | 2 | 0 | 2 | A | VLS_Inline | 2 | 2 | 2 | 4 | BranchMin_2BranchMax_4 | 3 | 2.5 | 5 | HeaderMin_2.5HeaderMax_5 | 5
29 | 29 | 20955-2P-25HP VLSC | VLSC_20955_2P_25HP | 257.4 | 257.4 | 514.8 | 2 | 0 | 2 | A | VLS_Inline | 2 | 2 | 2 | 4 | BranchMin_2BranchMax_4 | 4 | 2.5 | 5 | HeaderMin_2.5HeaderMax_5 | 2.5 | INVALID
29 | 29 | 20955-2P-25HP VLSC | VLSC_20955_2P_25HP | 257.4 | 257.4 | 514.8 | 2 | 0 | 2 | A | VLS_Inline | 2 | 2 | 2 | 4 | BranchMin_2BranchMax_4 | 4 | 2.5 | 5 | HeaderMin_2.5HeaderMax_5 | 3 | INVALID
29 | 29 | 20955-2P-25HP VLSC | VLSC_20955_2P_25HP | 257.4 | 257.4 | 514.8 | 2 | 0 | 2 | A | VLS_Inline | 2 | 2 | 2 | 4 | BranchMin_2BranchMax_4 | 4 | 2.5 | 5 | HeaderMin_2.5HeaderMax_5 | 4 | INVALID
29 | 29 | 20955-2P-25HP VLSC | VLSC_20955_2P_25HP | 257.4 | 257.4 | 514.8 | 2 | 0 | 2 | A | VLS_Inline | 2 | 2 | 2 | 4 | BranchMin_2BranchMax_4 | 4 | 2.5 | 5 | HeaderMin_2.5HeaderMax_5 | 5
30 | 30 | 20955-2P-30HP VLSC | VLSC_20955_2P_30HP | 277.4627 | 277.4627 | 554.9253 | 2 | 0 | 2 | A | VLS_Inline | 2 | 2 | 2 | 4 | BranchMin_2BranchMax_4 | 2 | 2.5 | 5 | HeaderMin_2.5HeaderMax_5 | 2.5
30 | 30 | 20955-2P-30HP VLSC | VLSC_20955_2P_30HP | 277.4627 | 277.4627 | 554.9253 | 2 | 0 | 2 | A | VLS_Inline | 2 | 2 | 2 | 4 | BranchMin_2BranchMax_4 | 2 | 2.5 | 5 | HeaderMin_2.5HeaderMax_5 | 3
30 | 30 | 20955-2P-30HP VLSC | VLSC_20955_2P_30HP | 277.4627 | 277.4627 | 554.9253 | 2 | 0 | 2 | A | VLS_Inline | 2 | 2 | 2 | 4 | BranchMin_2BranchMax_4 | 2 | 2.5 | 5 | HeaderMin_2.5HeaderMax_5 | 4
30 | 30 | 20955-2P-30HP VLSC | VLSC_20955_2P_30HP | 277.4627 | 277.4627 | 554.9253 | 2 | 0 | 2 | A | VLS_Inline | 2 | 2 | 2 | 4 | BranchMin_2BranchMax_4 | 2 | 2.5 | 5 | HeaderMin_2.5HeaderMax_5 | 5
30 | 30 | 20955-2P-30HP VLSC | VLSC_20955_2P_30HP | 277.4627 | 277.4627 | 554.9253 | 2 | 0 | 2 | A | VLS_Inline | 2 | 2 | 2 | 4 | BranchMin_2BranchMax_4 | 2.5 | 2.5 | 5 | HeaderMin_2.5HeaderMax_5 | 2.5 | INVALID
30 | 30 | 20955-2P-30HP VLSC | VLSC_20955_2P_30HP | 277.4627 | 277.4627 | 554.9253 | 2 | 0 | 2 | A | VLS_Inline | 2 | 2 | 2 | 4 | BranchMin_2BranchMax_4 | 2.5 | 2.5 | 5 | HeaderMin_2.5HeaderMax_5 | 3
30 | 30 | 20955-2P-30HP VLSC | VLSC_20955_2P_30HP | 277.4627 | 277.4627 | 554.9253 | 2 | 0 | 2 | A | VLS_Inline | 2 | 2 | 2 | 4 | BranchMin_2BranchMax_4 | 2.5 | 2.5 | 5 | HeaderMin_2.5HeaderMax_5 | 4
30 | 30 | 20955-2P-30HP VLSC | VLSC_20955_2P_30HP | 277.4627 | 277.4627 | 554.9253 | 2 | 0 | 2 | A | VLS_Inline | 2 | 2 | 2 | 4 | BranchMin_2BranchMax_4 | 2.5 | 2.5 | 5 | HeaderMin_2.5HeaderMax_5 | 5
30 | 30 | 20955-2P-30HP VLSC | VLSC_20955_2P_30HP | 277.4627 | 277.4627 | 554.9253 | 2 | 0 | 2 | A | VLS_Inline | 2 | 2 | 2 | 4 | BranchMin_2BranchMax_4 | 3 | 2.5 | 5 | HeaderMin_2.5HeaderMax_5 | 2.5 | INVALID
30 | 30 | 20955-2P-30HP VLSC | VLSC_20955_2P_30HP | 277.4627 | 277.4627 | 554.9253 | 2 | 0 | 2 | A | VLS_Inline | 2 | 2 | 2 | 4 | BranchMin_2BranchMax_4 | 3 | 2.5 | 5 | HeaderMin_2.5HeaderMax_5 | 3 | INVALID
30 | 30 | 20955-2P-30HP VLSC | VLSC_20955_2P_30HP | 277.4627 | 277.4627 | 554.9253 | 2 | 0 | 2 | A | VLS_Inline | 2 | 2 | 2 | 4 | BranchMin_2BranchMax_4 | 3 | 2.5 | 5 | HeaderMin_2.5HeaderMax_5 | 4
30 | 30 | 20955-2P-30HP VLSC | VLSC_20955_2P_30HP | 277.4627 | 277.4627 | 554.9253 | 2 | 0 | 2 | A | VLS_Inline | 2 | 2 | 2 | 4 | BranchMin_2BranchMax_4 | 3 | 2.5 | 5 | HeaderMin_2.5HeaderMax_5 | 5
30 | 30 | 20955-2P-30HP VLSC | VLSC_20955_2P_30HP | 277.4627 | 277.4627 | 554.9253 | 2 | 0 | 2 | A | VLS_Inline | 2 | 2 | 2 | 4 | BranchMin_2BranchMax_4 | 4 | 2.5 | 5 | HeaderMin_2.5HeaderMax_5 | 2.5 | INVALID
30 | 30 | 20955-2P-30HP VLSC | VLSC_20955_2P_30HP | 277.4627 | 277.4627 | 554.9253 | 2 | 0 | 2 | A | VLS_Inline | 2 | 2 | 2 | 4 | BranchMin_2BranchMax_4 | 4 | 2.5 | 5 | HeaderMin_2.5HeaderMax_5 | 3 | INVALID
30 | 30 | 20955-2P-30HP VLSC | VLSC_20955_2P_30HP | 277.4627 | 277.4627 | 554.9253 | 2 | 0 | 2 | A | VLS_Inline | 2 | 2 | 2 | 4 | BranchMin_2BranchMax_4 | 4 | 2.5 | 5 | HeaderMin_2.5HeaderMax_5 | 4 | INVALID
30 | 30 | 20955-2P-30HP VLSC | VLSC_20955_2P_30HP | 277.4627 | 277.4627 | 554.9253 | 2 | 0 | 2 | A | VLS_Inline | 2 | 2 | 2 | 4 | BranchMin_2BranchMax_4 | 4 | 2.5 | 5 | HeaderMin_2.5HeaderMax_5 | 5
31 | 31 | 20955-2P-40HP VLSC | VLSC_20955_2P_40HP | 300 | 300 | 600 | 2 | 0 | 2 | A | VLS_Inline | 2 | 2 | 2 | 4 | BranchMin_2BranchMax_4 | 2 | 2.5 | 5 | HeaderMin_2.5HeaderMax_5 | 2.5
31 | 31 | 20955-2P-40HP VLSC | VLSC_20955_2P_40HP | 300 | 300 | 600 | 2 | 0 | 2 | A | VLS_Inline | 2 | 2 | 2 | 4 | BranchMin_2BranchMax_4 | 2 | 2.5 | 5 | HeaderMin_2.5HeaderMax_5 | 3
31 | 31 | 20955-2P-40HP VLSC | VLSC_20955_2P_40HP | 300 | 300 | 600 | 2 | 0 | 2 | A | VLS_Inline | 2 | 2 | 2 | 4 | BranchMin_2BranchMax_4 | 2 | 2.5 | 5 | HeaderMin_2.5HeaderMax_5 | 4
31 | 31 | 20955-2P-40HP VLSC | VLSC_20955_2P_40HP | 300 | 300 | 600 | 2 | 0 | 2 | A | VLS_Inline | 2 | 2 | 2 | 4 | BranchMin_2BranchMax_4 | 2 | 2.5 | 5 | HeaderMin_2.5HeaderMax_5 | 5
31 | 31 | 20955-2P-40HP VLSC | VLSC_20955_2P_40HP | 300 | 300 | 600 | 2 | 0 | 2 | A | VLS_Inline | 2 | 2 | 2 | 4 | BranchMin_2BranchMax_4 | 2.5 | 2.5 | 5 | HeaderMin_2.5HeaderMax_5 | 2.5 | INVALID
31 | 31 | 20955-2P-40HP VLSC | VLSC_20955_2P_40HP | 300 | 300 | 600 | 2 | 0 | 2 | A | VLS_Inline | 2 | 2 | 2 | 4 | BranchMin_2BranchMax_4 | 2.5 | 2.5 | 5 | HeaderMin_2.5HeaderMax_5 | 3
31 | 31 | 20955-2P-40HP VLSC | VLSC_20955_2P_40HP | 300 | 300 | 600 | 2 | 0 | 2 | A | VLS_Inline | 2 | 2 | 2 | 4 | BranchMin_2BranchMax_4 | 2.5 | 2.5 | 5 | HeaderMin_2.5HeaderMax_5 | 4
31 | 31 | 20955-2P-40HP VLSC | VLSC_20955_2P_40HP | 300 | 300 | 600 | 2 | 0 | 2 | A | VLS_Inline | 2 | 2 | 2 | 4 | BranchMin_2BranchMax_4 | 2.5 | 2.5 | 5 | HeaderMin_2.5HeaderMax_5 | 5
31 | 31 | 20955-2P-40HP VLSC | VLSC_20955_2P_40HP | 300 | 300 | 600 | 2 | 0 | 2 | A | VLS_Inline | 2 | 2 | 2 | 4 | BranchMin_2BranchMax_4 | 3 | 2.5 | 5 | HeaderMin_2.5HeaderMax_5 | 2.5 | INVALID
31 | 31 | 20955-2P-40HP VLSC | VLSC_20955_2P_40HP | 300 | 300 | 600 | 2 | 0 | 2 | A | VLS_Inline | 2 | 2 | 2 | 4 | BranchMin_2BranchMax_4 | 3 | 2.5 | 5 | HeaderMin_2.5HeaderMax_5 | 3 | INVALID
31 | 31 | 20955-2P-40HP VLSC | VLSC_20955_2P_40HP | 300 | 300 | 600 | 2 | 0 | 2 | A | VLS_Inline | 2 | 2 | 2 | 4 | BranchMin_2BranchMax_4 | 3 | 2.5 | 5 | HeaderMin_2.5HeaderMax_5 | 4
31 | 31 | 20955-2P-40HP VLSC | VLSC_20955_2P_40HP | 300 | 300 | 600 | 2 | 0 | 2 | A | VLS_Inline | 2 | 2 | 2 | 4 | BranchMin_2BranchMax_4 | 3 | 2.5 | 5 | HeaderMin_2.5HeaderMax_5 | 5
31 | 31 | 20955-2P-40HP VLSC | VLSC_20955_2P_40HP | 300 | 300 | 600 | 2 | 0 | 2 | A | VLS_Inline | 2 | 2 | 2 | 4 | BranchMin_2BranchMax_4 | 4 | 2.5 | 5 | HeaderMin_2.5HeaderMax_5 | 2.5 | INVALID
31 | 31 | 20955-2P-40HP VLSC | VLSC_20955_2P_40HP | 300 | 300 | 600 | 2 | 0 | 2 | A | VLS_Inline | 2 | 2 | 2 | 4 | BranchMin_2BranchMax_4 | 4 | 2.5 | 5 | HeaderMin_2.5HeaderMax_5 | 3 | INVALID
31 | 31 | 20955-2P-40HP VLSC | VLSC_20955_2P_40HP | 300 | 300 | 600 | 2 | 0 | 2 | A | VLS_Inline | 2 | 2 | 2 | 4 | BranchMin_2BranchMax_4 | 4 | 2.5 | 5 | HeaderMin_2.5HeaderMax_5 | 4 | INVALID
31 | 31 | 20955-2P-40HP VLSC | VLSC_20955_2P_40HP | 300 | 300 | 600 | 2 | 0 | 2 | A | VLS_Inline | 2 | 2 | 2 | 4 | BranchMin_2BranchMax_4 | 4 | 2.5 | 5 | HeaderMin_2.5HeaderMax_5 | 5
32 | 32 | 20955-2P-50HP VLSC | VLSC_20955_2P_50HP | 300 | 300 | 600 | 2 | 0 | 2 | A | VLS_Inline | 2 | 2 | 2 | 4 | BranchMin_2BranchMax_4 | 2 | 2.5 | 5 | HeaderMin_2.5HeaderMax_5 | 2.5
32 | 32 | 20955-2P-50HP VLSC | VLSC_20955_2P_50HP | 300 | 300 | 600 | 2 | 0 | 2 | A | VLS_Inline | 2 | 2 | 2 | 4 | BranchMin_2BranchMax_4 | 2 | 2.5 | 5 | HeaderMin_2.5HeaderMax_5 | 3
32 | 32 | 20955-2P-50HP VLSC | VLSC_20955_2P_50HP | 300 | 300 | 600 | 2 | 0 | 2 | A | VLS_Inline | 2 | 2 | 2 | 4 | BranchMin_2BranchMax_4 | 2 | 2.5 | 5 | HeaderMin_2.5HeaderMax_5 | 4
32 | 32 | 20955-2P-50HP VLSC | VLSC_20955_2P_50HP | 300 | 300 | 600 | 2 | 0 | 2 | A | VLS_Inline | 2 | 2 | 2 | 4 | BranchMin_2BranchMax_4 | 2 | 2.5 | 5 | HeaderMin_2.5HeaderMax_5 | 5
32 | 32 | 20955-2P-50HP VLSC | VLSC_20955_2P_50HP | 300 | 300 | 600 | 2 | 0 | 2 | A | VLS_Inline | 2 | 2 | 2 | 4 | BranchMin_2BranchMax_4 | 2.5 | 2.5 | 5 | HeaderMin_2.5HeaderMax_5 | 2.5 | INVALID
32 | 32 | 20955-2P-50HP VLSC | VLSC_20955_2P_50HP | 300 | 300 | 600 | 2 | 0 | 2 | A | VLS_Inline | 2 | 2 | 2 | 4 | BranchMin_2BranchMax_4 | 2.5 | 2.5 | 5 | HeaderMin_2.5HeaderMax_5 | 3
32 | 32 | 20955-2P-50HP VLSC | VLSC_20955_2P_50HP | 300 | 300 | 600 | 2 | 0 | 2 | A | VLS_Inline | 2 | 2 | 2 | 4 | BranchMin_2BranchMax_4 | 2.5 | 2.5 | 5 | HeaderMin_2.5HeaderMax_5 | 4
32 | 32 | 20955-2P-50HP VLSC | VLSC_20955_2P_50HP | 300 | 300 | 600 | 2 | 0 | 2 | A | VLS_Inline | 2 | 2 | 2 | 4 | BranchMin_2BranchMax_4 | 2.5 | 2.5 | 5 | HeaderMin_2.5HeaderMax_5 | 5
32 | 32 | 20955-2P-50HP VLSC | VLSC_20955_2P_50HP | 300 | 300 | 600 | 2 | 0 | 2 | A | VLS_Inline | 2 | 2 | 2 | 4 | BranchMin_2BranchMax_4 | 3 | 2.5 | 5 | HeaderMin_2.5HeaderMax_5 | 2.5 | INVALID
32 | 32 | 20955-2P-50HP VLSC | VLSC_20955_2P_50HP | 300 | 300 | 600 | 2 | 0 | 2 | A | VLS_Inline | 2 | 2 | 2 | 4 | BranchMin_2BranchMax_4 | 3 | 2.5 | 5 | HeaderMin_2.5HeaderMax_5 | 3 | INVALID
32 | 32 | 20955-2P-50HP VLSC | VLSC_20955_2P_50HP | 300 | 300 | 600 | 2 | 0 | 2 | A | VLS_Inline | 2 | 2 | 2 | 4 | BranchMin_2BranchMax_4 | 3 | 2.5 | 5 | HeaderMin_2.5HeaderMax_5 | 4
32 | 32 | 20955-2P-50HP VLSC | VLSC_20955_2P_50HP | 300 | 300 | 600 | 2 | 0 | 2 | A | VLS_Inline | 2 | 2 | 2 | 4 | BranchMin_2BranchMax_4 | 3 | 2.5 | 5 | HeaderMin_2.5HeaderMax_5 | 5
32 | 32 | 20955-2P-50HP VLSC | VLSC_20955_2P_50HP | 300 | 300 | 600 | 2 | 0 | 2 | A | VLS_Inline | 2 | 2 | 2 | 4 | BranchMin_2BranchMax_4 | 4 | 2.5 | 5 | HeaderMin_2.5HeaderMax_5 | 2.5 | INVALID
32 | 32 | 20955-2P-50HP VLSC | VLSC_20955_2P_50HP | 300 | 300 | 600 | 2 | 0 | 2 | A | VLS_Inline | 2 | 2 | 2 | 4 | BranchMin_2BranchMax_4 | 4 | 2.5 | 5 | HeaderMin_2.5HeaderMax_5 | 3 | INVALID
32 | 32 | 20955-2P-50HP VLSC | VLSC_20955_2P_50HP | 300 | 300 | 600 | 2 | 0 | 2 | A | VLS_Inline | 2 | 2 | 2 | 4 | BranchMin_2BranchMax_4 | 4 | 2.5 | 5 | HeaderMin_2.5HeaderMax_5 | 4 | INVALID
32 | 32 | 20955-2P-50HP VLSC | VLSC_20955_2P_50HP | 300 | 300 | 600 | 2 | 0 | 2 | A | VLS_Inline | 2 | 2 | 2 | 4 | BranchMin_2BranchMax_4 | 4 | 2.5 | 5 | HeaderMin_2.5HeaderMax_5 | 5
33 | 33 | 20955-4P-3HP VLSC | VLSC_20955_4P_3HP | 136.1059 | 136.1059 | 272.2118 | 2 | 0 | 2 | A | VLS_Inline | 2 | 2 | 2 | 3 | BranchMin_2BranchMax_3 | 2 | 2.5 | 4 | HeaderMin_2.5HeaderMax_4 | 2.5
33 | 33 | 20955-4P-3HP VLSC | VLSC_20955_4P_3HP | 136.1059 | 136.1059 | 272.2118 | 2 | 0 | 2 | A | VLS_Inline | 2 | 2 | 2 | 3 | BranchMin_2BranchMax_3 | 2 | 2.5 | 4 | HeaderMin_2.5HeaderMax_4 | 3
33 | 33 | 20955-4P-3HP VLSC | VLSC_20955_4P_3HP | 136.1059 | 136.1059 | 272.2118 | 2 | 0 | 2 | A | VLS_Inline | 2 | 2 | 2 | 3 | BranchMin_2BranchMax_3 | 2 | 2.5 | 4 | HeaderMin_2.5HeaderMax_4 | 4
33 | 33 | 20955-4P-3HP VLSC | VLSC_20955_4P_3HP | 136.1059 | 136.1059 | 272.2118 | 2 | 0 | 2 | A | VLS_Inline | 2 | 2 | 2 | 3 | BranchMin_2BranchMax_3 | 2.5 | 2.5 | 4 | HeaderMin_2.5HeaderMax_4 | 2.5 | INVALID
33 | 33 | 20955-4P-3HP VLSC | VLSC_20955_4P_3HP | 136.1059 | 136.1059 | 272.2118 | 2 | 0 | 2 | A | VLS_Inline | 2 | 2 | 2 | 3 | BranchMin_2BranchMax_3 | 2.5 | 2.5 | 4 | HeaderMin_2.5HeaderMax_4 | 3
33 | 33 | 20955-4P-3HP VLSC | VLSC_20955_4P_3HP | 136.1059 | 136.1059 | 272.2118 | 2 | 0 | 2 | A | VLS_Inline | 2 | 2 | 2 | 3 | BranchMin_2BranchMax_3 | 2.5 | 2.5 | 4 | HeaderMin_2.5HeaderMax_4 | 4
33 | 33 | 20955-4P-3HP VLSC | VLSC_20955_4P_3HP | 136.1059 | 136.1059 | 272.2118 | 2 | 0 | 2 | A | VLS_Inline | 2 | 2 | 2 | 3 | BranchMin_2BranchMax_3 | 3 | 2.5 | 4 | HeaderMin_2.5HeaderMax_4 | 2.5 | INVALID
33 | 33 | 20955-4P-3HP VLSC | VLSC_20955_4P_3HP | 136.1059 | 136.1059 | 272.2118 | 2 | 0 | 2 | A | VLS_Inline | 2 | 2 | 2 | 3 | BranchMin_2BranchMax_3 | 3 | 2.5 | 4 | HeaderMin_2.5HeaderMax_4 | 3 | INVALID
33 | 33 | 20955-4P-3HP VLSC | VLSC_20955_4P_3HP | 136.1059 | 136.1059 | 272.2118 | 2 | 0 | 2 | A | VLS_Inline | 2 | 2 | 2 | 3 | BranchMin_2BranchMax_3 | 3 | 2.5 | 4 | HeaderMin_2.5HeaderMax_4 | 4
34 | 34 | 20955-4P-5HP VLSC | VLSC_20955_4P_5HP | 162.637 | 162.637 | 325.274 | 2 | 0 | 2 | A | VLS_Inline | 2 | 2 | 2 | 3 | BranchMin_2BranchMax_3 | 2 | 2.5 | 4 | HeaderMin_2.5HeaderMax_4 | 2.5
34 | 34 | 20955-4P-5HP VLSC | VLSC_20955_4P_5HP | 162.637 | 162.637 | 325.274 | 2 | 0 | 2 | A | VLS_Inline | 2 | 2 | 2 | 3 | BranchMin_2BranchMax_3 | 2 | 2.5 | 4 | HeaderMin_2.5HeaderMax_4 | 3
34 | 34 | 20955-4P-5HP VLSC | VLSC_20955_4P_5HP | 162.637 | 162.637 | 325.274 | 2 | 0 | 2 | A | VLS_Inline | 2 | 2 | 2 | 3 | BranchMin_2BranchMax_3 | 2 | 2.5 | 4 | HeaderMin_2.5HeaderMax_4 | 4
34 | 34 | 20955-4P-5HP VLSC | VLSC_20955_4P_5HP | 162.637 | 162.637 | 325.274 | 2 | 0 | 2 | A | VLS_Inline | 2 | 2 | 2 | 3 | BranchMin_2BranchMax_3 | 2.5 | 2.5 | 4 | HeaderMin_2.5HeaderMax_4 | 2.5 | INVALID
34 | 34 | 20955-4P-5HP VLSC | VLSC_20955_4P_5HP | 162.637 | 162.637 | 325.274 | 2 | 0 | 2 | A | VLS_Inline | 2 | 2 | 2 | 3 | BranchMin_2BranchMax_3 | 2.5 | 2.5 | 4 | HeaderMin_2.5HeaderMax_4 | 3
34 | 34 | 20955-4P-5HP VLSC | VLSC_20955_4P_5HP | 162.637 | 162.637 | 325.274 | 2 | 0 | 2 | A | VLS_Inline | 2 | 2 | 2 | 3 | BranchMin_2BranchMax_3 | 2.5 | 2.5 | 4 | HeaderMin_2.5HeaderMax_4 | 4
34 | 34 | 20955-4P-5HP VLSC | VLSC_20955_4P_5HP | 162.637 | 162.637 | 325.274 | 2 | 0 | 2 | A | VLS_Inline | 2 | 2 | 2 | 3 | BranchMin_2BranchMax_3 | 3 | 2.5 | 4 | HeaderMin_2.5HeaderMax_4 | 2.5 | INVALID
34 | 34 | 20955-4P-5HP VLSC | VLSC_20955_4P_5HP | 162.637 | 162.637 | 325.274 | 2 | 0 | 2 | A | VLS_Inline | 2 | 2 | 2 | 3 | BranchMin_2BranchMax_3 | 3 | 2.5 | 4 | HeaderMin_2.5HeaderMax_4 | 3 | INVALID
34 | 34 | 20955-4P-5HP VLSC | VLSC_20955_4P_5HP | 162.637 | 162.637 | 325.274 | 2 | 0 | 2 | A | VLS_Inline | 2 | 2 | 2 | 3 | BranchMin_2BranchMax_3 | 3 | 2.5 | 4 | HeaderMin_2.5HeaderMax_4 | 4
35 | 35 | 20955-4P-7.5HP VLSC | VLSC_20955_4P_7.5HP | 165.3271 | 165.3271 | 330.6542 | 2 | 0 | 2 | A | VLS_Inline | 2 | 2 | 2 | 3 | BranchMin_2BranchMax_3 | 2 | 2.5 | 4 | HeaderMin_2.5HeaderMax_4 | 2.5
35 | 35 | 20955-4P-7.5HP VLSC | VLSC_20955_4P_7.5HP | 165.3271 | 165.3271 | 330.6542 | 2 | 0 | 2 | A | VLS_Inline | 2 | 2 | 2 | 3 | BranchMin_2BranchMax_3 | 2 | 2.5 | 4 | HeaderMin_2.5HeaderMax_4 | 3
35 | 35 | 20955-4P-7.5HP VLSC | VLSC_20955_4P_7.5HP | 165.3271 | 165.3271 | 330.6542 | 2 | 0 | 2 | A | VLS_Inline | 2 | 2 | 2 | 3 | BranchMin_2BranchMax_3 | 2 | 2.5 | 4 | HeaderMin_2.5HeaderMax_4 | 4
35 | 35 | 20955-4P-7.5HP VLSC | VLSC_20955_4P_7.5HP | 165.3271 | 165.3271 | 330.6542 | 2 | 0 | 2 | A | VLS_Inline | 2 | 2 | 2 | 3 | BranchMin_2BranchMax_3 | 2.5 | 2.5 | 4 | HeaderMin_2.5HeaderMax_4 | 2.5 | INVALID
35 | 35 | 20955-4P-7.5HP VLSC | VLSC_20955_4P_7.5HP | 165.3271 | 165.3271 | 330.6542 | 2 | 0 | 2 | A | VLS_Inline | 2 | 2 | 2 | 3 | BranchMin_2BranchMax_3 | 2.5 | 2.5 | 4 | HeaderMin_2.5HeaderMax_4 | 3
35 | 35 | 20955-4P-7.5HP VLSC | VLSC_20955_4P_7.5HP | 165.3271 | 165.3271 | 330.6542 | 2 | 0 | 2 | A | VLS_Inline | 2 | 2 | 2 | 3 | BranchMin_2BranchMax_3 | 2.5 | 2.5 | 4 | HeaderMin_2.5HeaderMax_4 | 4
35 | 35 | 20955-4P-7.5HP VLSC | VLSC_20955_4P_7.5HP | 165.3271 | 165.3271 | 330.6542 | 2 | 0 | 2 | A | VLS_Inline | 2 | 2 | 2 | 3 | BranchMin_2BranchMax_3 | 3 | 2.5 | 4 | HeaderMin_2.5HeaderMax_4 | 2.5 | INVALID
35 | 35 | 20955-4P-7.5HP VLSC | VLSC_20955_4P_7.5HP | 165.3271 | 165.3271 | 330.6542 | 2 | 0 | 2 | A | VLS_Inline | 2 | 2 | 2 | 3 | BranchMin_2BranchMax_3 | 3 | 2.5 | 4 | HeaderMin_2.5HeaderMax_4 | 3 | INVALID
35 | 35 | 20955-4P-7.5HP VLSC | VLSC_20955_4P_7.5HP | 165.3271 | 165.3271 | 330.6542 | 2 | 0 | 2 | A | VLS_Inline | 2 | 2 | 2 | 3 | BranchMin_2BranchMax_3 | 3 | 2.5 | 4 | HeaderMin_2.5HeaderMax_4 | 4
36 | 36 | 20959-2P-20HP VLSC | VLSC_20959_2P_20HP | 271.9533 | 271.9533 | 543.9066 | 2 | 0 | 2 | A | VLS_Inline | 2 | 2 | 2 | 4 | BranchMin_2BranchMax_4 | 2 | 2.5 | 5 | HeaderMin_2.5HeaderMax_5 | 2.5
36 | 36 | 20959-2P-20HP VLSC | VLSC_20959_2P_20HP | 271.9533 | 271.9533 | 543.9066 | 2 | 0 | 2 | A | VLS_Inline | 2 | 2 | 2 | 4 | BranchMin_2BranchMax_4 | 2 | 2.5 | 5 | HeaderMin_2.5HeaderMax_5 | 3
36 | 36 | 20959-2P-20HP VLSC | VLSC_20959_2P_20HP | 271.9533 | 271.9533 | 543.9066 | 2 | 0 | 2 | A | VLS_Inline | 2 | 2 | 2 | 4 | BranchMin_2BranchMax_4 | 2 | 2.5 | 5 | HeaderMin_2.5HeaderMax_5 | 4
36 | 36 | 20959-2P-20HP VLSC | VLSC_20959_2P_20HP | 271.9533 | 271.9533 | 543.9066 | 2 | 0 | 2 | A | VLS_Inline | 2 | 2 | 2 | 4 | BranchMin_2BranchMax_4 | 2 | 2.5 | 5 | HeaderMin_2.5HeaderMax_5 | 5
36 | 36 | 20959-2P-20HP VLSC | VLSC_20959_2P_20HP | 271.9533 | 271.9533 | 543.9066 | 2 | 0 | 2 | A | VLS_Inline | 2 | 2 | 2 | 4 | BranchMin_2BranchMax_4 | 2.5 | 2.5 | 5 | HeaderMin_2.5HeaderMax_5 | 2.5 | INVALID
36 | 36 | 20959-2P-20HP VLSC | VLSC_20959_2P_20HP | 271.9533 | 271.9533 | 543.9066 | 2 | 0 | 2 | A | VLS_Inline | 2 | 2 | 2 | 4 | BranchMin_2BranchMax_4 | 2.5 | 2.5 | 5 | HeaderMin_2.5HeaderMax_5 | 3
36 | 36 | 20959-2P-20HP VLSC | VLSC_20959_2P_20HP | 271.9533 | 271.9533 | 543.9066 | 2 | 0 | 2 | A | VLS_Inline | 2 | 2 | 2 | 4 | BranchMin_2BranchMax_4 | 2.5 | 2.5 | 5 | HeaderMin_2.5HeaderMax_5 | 4
36 | 36 | 20959-2P-20HP VLSC | VLSC_20959_2P_20HP | 271.9533 | 271.9533 | 543.9066 | 2 | 0 | 2 | A | VLS_Inline | 2 | 2 | 2 | 4 | BranchMin_2BranchMax_4 | 2.5 | 2.5 | 5 | HeaderMin_2.5HeaderMax_5 | 5
36 | 36 | 20959-2P-20HP VLSC | VLSC_20959_2P_20HP | 271.9533 | 271.9533 | 543.9066 | 2 | 0 | 2 | A | VLS_Inline | 2 | 2 | 2 | 4 | BranchMin_2BranchMax_4 | 3 | 2.5 | 5 | HeaderMin_2.5HeaderMax_5 | 2.5 | INVALID
36 | 36 | 20959-2P-20HP VLSC | VLSC_20959_2P_20HP | 271.9533 | 271.9533 | 543.9066 | 2 | 0 | 2 | A | VLS_Inline | 2 | 2 | 2 | 4 | BranchMin_2BranchMax_4 | 3 | 2.5 | 5 | HeaderMin_2.5HeaderMax_5 | 3 | INVALID
36 | 36 | 20959-2P-20HP VLSC | VLSC_20959_2P_20HP | 271.9533 | 271.9533 | 543.9066 | 2 | 0 | 2 | A | VLS_Inline | 2 | 2 | 2 | 4 | BranchMin_2BranchMax_4 | 3 | 2.5 | 5 | HeaderMin_2.5HeaderMax_5 | 4
36 | 36 | 20959-2P-20HP VLSC | VLSC_20959_2P_20HP | 271.9533 | 271.9533 | 543.9066 | 2 | 0 | 2 | A | VLS_Inline | 2 | 2 | 2 | 4 | BranchMin_2BranchMax_4 | 3 | 2.5 | 5 | HeaderMin_2.5HeaderMax_5 | 5
36 | 36 | 20959-2P-20HP VLSC | VLSC_20959_2P_20HP | 271.9533 | 271.9533 | 543.9066 | 2 | 0 | 2 | A | VLS_Inline | 2 | 2 | 2 | 4 | BranchMin_2BranchMax_4 | 4 | 2.5 | 5 | HeaderMin_2.5HeaderMax_5 | 2.5 | INVALID
36 | 36 | 20959-2P-20HP VLSC | VLSC_20959_2P_20HP | 271.9533 | 271.9533 | 543.9066 | 2 | 0 | 2 | A | VLS_Inline | 2 | 2 | 2 | 4 | BranchMin_2BranchMax_4 | 4 | 2.5 | 5 | HeaderMin_2.5HeaderMax_5 | 3 | INVALID
36 | 36 | 20959-2P-20HP VLSC | VLSC_20959_2P_20HP | 271.9533 | 271.9533 | 543.9066 | 2 | 0 | 2 | A | VLS_Inline | 2 | 2 | 2 | 4 | BranchMin_2BranchMax_4 | 4 | 2.5 | 5 | HeaderMin_2.5HeaderMax_5 | 4 | INVALID
36 | 36 | 20959-2P-20HP VLSC | VLSC_20959_2P_20HP | 271.9533 | 271.9533 | 543.9066 | 2 | 0 | 2 | A | VLS_Inline | 2 | 2 | 2 | 4 | BranchMin_2BranchMax_4 | 4 | 2.5 | 5 | HeaderMin_2.5HeaderMax_5 | 5
37 | 37 | 20959-2P-25HP VLSC | VLSC_20959_2P_25HP | 309.3395 | 309.3395 | 618.679 | 2 | 0 | 2 | A | VLS_Inline | 2 | 2 | 2 | 4 | BranchMin_2BranchMax_4 | 2 | 2.5 | 5 | HeaderMin_2.5HeaderMax_5 | 2.5
37 | 37 | 20959-2P-25HP VLSC | VLSC_20959_2P_25HP | 309.3395 | 309.3395 | 618.679 | 2 | 0 | 2 | A | VLS_Inline | 2 | 2 | 2 | 4 | BranchMin_2BranchMax_4 | 2 | 2.5 | 5 | HeaderMin_2.5HeaderMax_5 | 3
37 | 37 | 20959-2P-25HP VLSC | VLSC_20959_2P_25HP | 309.3395 | 309.3395 | 618.679 | 2 | 0 | 2 | A | VLS_Inline | 2 | 2 | 2 | 4 | BranchMin_2BranchMax_4 | 2 | 2.5 | 5 | HeaderMin_2.5HeaderMax_5 | 4
37 | 37 | 20959-2P-25HP VLSC | VLSC_20959_2P_25HP | 309.3395 | 309.3395 | 618.679 | 2 | 0 | 2 | A | VLS_Inline | 2 | 2 | 2 | 4 | BranchMin_2BranchMax_4 | 2 | 2.5 | 5 | HeaderMin_2.5HeaderMax_5 | 5
37 | 37 | 20959-2P-25HP VLSC | VLSC_20959_2P_25HP | 309.3395 | 309.3395 | 618.679 | 2 | 0 | 2 | A | VLS_Inline | 2 | 2 | 2 | 4 | BranchMin_2BranchMax_4 | 2.5 | 2.5 | 5 | HeaderMin_2.5HeaderMax_5 | 2.5 | INVALID
37 | 37 | 20959-2P-25HP VLSC | VLSC_20959_2P_25HP | 309.3395 | 309.3395 | 618.679 | 2 | 0 | 2 | A | VLS_Inline | 2 | 2 | 2 | 4 | BranchMin_2BranchMax_4 | 2.5 | 2.5 | 5 | HeaderMin_2.5HeaderMax_5 | 3
37 | 37 | 20959-2P-25HP VLSC | VLSC_20959_2P_25HP | 309.3395 | 309.3395 | 618.679 | 2 | 0 | 2 | A | VLS_Inline | 2 | 2 | 2 | 4 | BranchMin_2BranchMax_4 | 2.5 | 2.5 | 5 | HeaderMin_2.5HeaderMax_5 | 4
37 | 37 | 20959-2P-25HP VLSC | VLSC_20959_2P_25HP | 309.3395 | 309.3395 | 618.679 | 2 | 0 | 2 | A | VLS_Inline | 2 | 2 | 2 | 4 | BranchMin_2BranchMax_4 | 2.5 | 2.5 | 5 | HeaderMin_2.5HeaderMax_5 | 5
37 | 37 | 20959-2P-25HP VLSC | VLSC_20959_2P_25HP | 309.3395 | 309.3395 | 618.679 | 2 | 0 | 2 | A | VLS_Inline | 2 | 2 | 2 | 4 | BranchMin_2BranchMax_4 | 3 | 2.5 | 5 | HeaderMin_2.5HeaderMax_5 | 2.5 | INVALID
37 | 37 | 20959-2P-25HP VLSC | VLSC_20959_2P_25HP | 309.3395 | 309.3395 | 618.679 | 2 | 0 | 2 | A | VLS_Inline | 2 | 2 | 2 | 4 | BranchMin_2BranchMax_4 | 3 | 2.5 | 5 | HeaderMin_2.5HeaderMax_5 | 3 | INVALID
37 | 37 | 20959-2P-25HP VLSC | VLSC_20959_2P_25HP | 309.3395 | 309.3395 | 618.679 | 2 | 0 | 2 | A | VLS_Inline | 2 | 2 | 2 | 4 | BranchMin_2BranchMax_4 | 3 | 2.5 | 5 | HeaderMin_2.5HeaderMax_5 | 4
37 | 37 | 20959-2P-25HP VLSC | VLSC_20959_2P_25HP | 309.3395 | 309.3395 | 618.679 | 2 | 0 | 2 | A | VLS_Inline | 2 | 2 | 2 | 4 | BranchMin_2BranchMax_4 | 3 | 2.5 | 5 | HeaderMin_2.5HeaderMax_5 | 5
37 | 37 | 20959-2P-25HP VLSC | VLSC_20959_2P_25HP | 309.3395 | 309.3395 | 618.679 | 2 | 0 | 2 | A | VLS_Inline | 2 | 2 | 2 | 4 | BranchMin_2BranchMax_4 | 4 | 2.5 | 5 | HeaderMin_2.5HeaderMax_5 | 2.5 | INVALID
37 | 37 | 20959-2P-25HP VLSC | VLSC_20959_2P_25HP | 309.3395 | 309.3395 | 618.679 | 2 | 0 | 2 | A | VLS_Inline | 2 | 2 | 2 | 4 | BranchMin_2BranchMax_4 | 4 | 2.5 | 5 | HeaderMin_2.5HeaderMax_5 | 3 | INVALID
37 | 37 | 20959-2P-25HP VLSC | VLSC_20959_2P_25HP | 309.3395 | 309.3395 | 618.679 | 2 | 0 | 2 | A | VLS_Inline | 2 | 2 | 2 | 4 | BranchMin_2BranchMax_4 | 4 | 2.5 | 5 | HeaderMin_2.5HeaderMax_5 | 4 | INVALID
37 | 37 | 20959-2P-25HP VLSC | VLSC_20959_2P_25HP | 309.3395 | 309.3395 | 618.679 | 2 | 0 | 2 | A | VLS_Inline | 2 | 2 | 2 | 4 | BranchMin_2BranchMax_4 | 4 | 2.5 | 5 | HeaderMin_2.5HeaderMax_5 | 5
38 | 38 | 20959-2P-30HP VLSC | VLSC_20959_2P_30HP | 341.2848 | 341.2848 | 682.5695 | 2 | 0 | 2 | A | VLS_Inline | 2 | 2 | 2 | 4 | BranchMin_2BranchMax_4 | 2 | 2.5 | 6 | HeaderMin_2.5HeaderMax_6 | 2.5
38 | 38 | 20959-2P-30HP VLSC | VLSC_20959_2P_30HP | 341.2848 | 341.2848 | 682.5695 | 2 | 0 | 2 | A | VLS_Inline | 2 | 2 | 2 | 4 | BranchMin_2BranchMax_4 | 2 | 2.5 | 6 | HeaderMin_2.5HeaderMax_6 | 3
38 | 38 | 20959-2P-30HP VLSC | VLSC_20959_2P_30HP | 341.2848 | 341.2848 | 682.5695 | 2 | 0 | 2 | A | VLS_Inline | 2 | 2 | 2 | 4 | BranchMin_2BranchMax_4 | 2 | 2.5 | 6 | HeaderMin_2.5HeaderMax_6 | 4
38 | 38 | 20959-2P-30HP VLSC | VLSC_20959_2P_30HP | 341.2848 | 341.2848 | 682.5695 | 2 | 0 | 2 | A | VLS_Inline | 2 | 2 | 2 | 4 | BranchMin_2BranchMax_4 | 2 | 2.5 | 6 | HeaderMin_2.5HeaderMax_6 | 5
38 | 38 | 20959-2P-30HP VLSC | VLSC_20959_2P_30HP | 341.2848 | 341.2848 | 682.5695 | 2 | 0 | 2 | A | VLS_Inline | 2 | 2 | 2 | 4 | BranchMin_2BranchMax_4 | 2 | 2.5 | 6 | HeaderMin_2.5HeaderMax_6 | 6
38 | 38 | 20959-2P-30HP VLSC | VLSC_20959_2P_30HP | 341.2848 | 341.2848 | 682.5695 | 2 | 0 | 2 | A | VLS_Inline | 2 | 2 | 2 | 4 | BranchMin_2BranchMax_4 | 2.5 | 2.5 | 6 | HeaderMin_2.5HeaderMax_6 | 2.5 | INVALID
38 | 38 | 20959-2P-30HP VLSC | VLSC_20959_2P_30HP | 341.2848 | 341.2848 | 682.5695 | 2 | 0 | 2 | A | VLS_Inline | 2 | 2 | 2 | 4 | BranchMin_2BranchMax_4 | 2.5 | 2.5 | 6 | HeaderMin_2.5HeaderMax_6 | 3
38 | 38 | 20959-2P-30HP VLSC | VLSC_20959_2P_30HP | 341.2848 | 341.2848 | 682.5695 | 2 | 0 | 2 | A | VLS_Inline | 2 | 2 | 2 | 4 | BranchMin_2BranchMax_4 | 2.5 | 2.5 | 6 | HeaderMin_2.5HeaderMax_6 | 4
38 | 38 | 20959-2P-30HP VLSC | VLSC_20959_2P_30HP | 341.2848 | 341.2848 | 682.5695 | 2 | 0 | 2 | A | VLS_Inline | 2 | 2 | 2 | 4 | BranchMin_2BranchMax_4 | 2.5 | 2.5 | 6 | HeaderMin_2.5HeaderMax_6 | 5
38 | 38 | 20959-2P-30HP VLSC | VLSC_20959_2P_30HP | 341.2848 | 341.2848 | 682.5695 | 2 | 0 | 2 | A | VLS_Inline | 2 | 2 | 2 | 4 | BranchMin_2BranchMax_4 | 2.5 | 2.5 | 6 | HeaderMin_2.5HeaderMax_6 | 6
38 | 38 | 20959-2P-30HP VLSC | VLSC_20959_2P_30HP | 341.2848 | 341.2848 | 682.5695 | 2 | 0 | 2 | A | VLS_Inline | 2 | 2 | 2 | 4 | BranchMin_2BranchMax_4 | 3 | 2.5 | 6 | HeaderMin_2.5HeaderMax_6 | 2.5 | INVALID
38 | 38 | 20959-2P-30HP VLSC | VLSC_20959_2P_30HP | 341.2848 | 341.2848 | 682.5695 | 2 | 0 | 2 | A | VLS_Inline | 2 | 2 | 2 | 4 | BranchMin_2BranchMax_4 | 3 | 2.5 | 6 | HeaderMin_2.5HeaderMax_6 | 3 | INVALID
38 | 38 | 20959-2P-30HP VLSC | VLSC_20959_2P_30HP | 341.2848 | 341.2848 | 682.5695 | 2 | 0 | 2 | A | VLS_Inline | 2 | 2 | 2 | 4 | BranchMin_2BranchMax_4 | 3 | 2.5 | 6 | HeaderMin_2.5HeaderMax_6 | 4
38 | 38 | 20959-2P-30HP VLSC | VLSC_20959_2P_30HP | 341.2848 | 341.2848 | 682.5695 | 2 | 0 | 2 | A | VLS_Inline | 2 | 2 | 2 | 4 | BranchMin_2BranchMax_4 | 3 | 2.5 | 6 | HeaderMin_2.5HeaderMax_6 | 5
38 | 38 | 20959-2P-30HP VLSC | VLSC_20959_2P_30HP | 341.2848 | 341.2848 | 682.5695 | 2 | 0 | 2 | A | VLS_Inline | 2 | 2 | 2 | 4 | BranchMin_2BranchMax_4 | 3 | 2.5 | 6 | HeaderMin_2.5HeaderMax_6 | 6
38 | 38 | 20959-2P-30HP VLSC | VLSC_20959_2P_30HP | 341.2848 | 341.2848 | 682.5695 | 2 | 0 | 2 | A | VLS_Inline | 2 | 2 | 2 | 4 | BranchMin_2BranchMax_4 | 4 | 2.5 | 6 | HeaderMin_2.5HeaderMax_6 | 2.5 | INVALID
38 | 38 | 20959-2P-30HP VLSC | VLSC_20959_2P_30HP | 341.2848 | 341.2848 | 682.5695 | 2 | 0 | 2 | A | VLS_Inline | 2 | 2 | 2 | 4 | BranchMin_2BranchMax_4 | 4 | 2.5 | 6 | HeaderMin_2.5HeaderMax_6 | 3 | INVALID
38 | 38 | 20959-2P-30HP VLSC | VLSC_20959_2P_30HP | 341.2848 | 341.2848 | 682.5695 | 2 | 0 | 2 | A | VLS_Inline | 2 | 2 | 2 | 4 | BranchMin_2BranchMax_4 | 4 | 2.5 | 6 | HeaderMin_2.5HeaderMax_6 | 4 | INVALID
38 | 38 | 20959-2P-30HP VLSC | VLSC_20959_2P_30HP | 341.2848 | 341.2848 | 682.5695 | 2 | 0 | 2 | A | VLS_Inline | 2 | 2 | 2 | 4 | BranchMin_2BranchMax_4 | 4 | 2.5 | 6 | HeaderMin_2.5HeaderMax_6 | 5
38 | 38 | 20959-2P-30HP VLSC | VLSC_20959_2P_30HP | 341.2848 | 341.2848 | 682.5695 | 2 | 0 | 2 | A | VLS_Inline | 2 | 2 | 2 | 4 | BranchMin_2BranchMax_4 | 4 | 2.5 | 6 | HeaderMin_2.5HeaderMax_6 | 6
39 | 39 | 20959-2P-40HP VLSC | VLSC_20959_2P_40HP | 380.858 | 380.858 | 761.716 | 2 | 0 | 2 | A | VLS_Inline | 2 | 2 | 2 | 4 | BranchMin_2BranchMax_4 | 2 | 2.5 | 6 | HeaderMin_2.5HeaderMax_6 | 2.5
39 | 39 | 20959-2P-40HP VLSC | VLSC_20959_2P_40HP | 380.858 | 380.858 | 761.716 | 2 | 0 | 2 | A | VLS_Inline | 2 | 2 | 2 | 4 | BranchMin_2BranchMax_4 | 2 | 2.5 | 6 | HeaderMin_2.5HeaderMax_6 | 3
39 | 39 | 20959-2P-40HP VLSC | VLSC_20959_2P_40HP | 380.858 | 380.858 | 761.716 | 2 | 0 | 2 | A | VLS_Inline | 2 | 2 | 2 | 4 | BranchMin_2BranchMax_4 | 2 | 2.5 | 6 | HeaderMin_2.5HeaderMax_6 | 4
39 | 39 | 20959-2P-40HP VLSC | VLSC_20959_2P_40HP | 380.858 | 380.858 | 761.716 | 2 | 0 | 2 | A | VLS_Inline | 2 | 2 | 2 | 4 | BranchMin_2BranchMax_4 | 2 | 2.5 | 6 | HeaderMin_2.5HeaderMax_6 | 5
39 | 39 | 20959-2P-40HP VLSC | VLSC_20959_2P_40HP | 380.858 | 380.858 | 761.716 | 2 | 0 | 2 | A | VLS_Inline | 2 | 2 | 2 | 4 | BranchMin_2BranchMax_4 | 2 | 2.5 | 6 | HeaderMin_2.5HeaderMax_6 | 6
39 | 39 | 20959-2P-40HP VLSC | VLSC_20959_2P_40HP | 380.858 | 380.858 | 761.716 | 2 | 0 | 2 | A | VLS_Inline | 2 | 2 | 2 | 4 | BranchMin_2BranchMax_4 | 2.5 | 2.5 | 6 | HeaderMin_2.5HeaderMax_6 | 2.5 | INVALID
39 | 39 | 20959-2P-40HP VLSC | VLSC_20959_2P_40HP | 380.858 | 380.858 | 761.716 | 2 | 0 | 2 | A | VLS_Inline | 2 | 2 | 2 | 4 | BranchMin_2BranchMax_4 | 2.5 | 2.5 | 6 | HeaderMin_2.5HeaderMax_6 | 3
39 | 39 | 20959-2P-40HP VLSC | VLSC_20959_2P_40HP | 380.858 | 380.858 | 761.716 | 2 | 0 | 2 | A | VLS_Inline | 2 | 2 | 2 | 4 | BranchMin_2BranchMax_4 | 2.5 | 2.5 | 6 | HeaderMin_2.5HeaderMax_6 | 4
39 | 39 | 20959-2P-40HP VLSC | VLSC_20959_2P_40HP | 380.858 | 380.858 | 761.716 | 2 | 0 | 2 | A | VLS_Inline | 2 | 2 | 2 | 4 | BranchMin_2BranchMax_4 | 2.5 | 2.5 | 6 | HeaderMin_2.5HeaderMax_6 | 5
39 | 39 | 20959-2P-40HP VLSC | VLSC_20959_2P_40HP | 380.858 | 380.858 | 761.716 | 2 | 0 | 2 | A | VLS_Inline | 2 | 2 | 2 | 4 | BranchMin_2BranchMax_4 | 2.5 | 2.5 | 6 | HeaderMin_2.5HeaderMax_6 | 6
39 | 39 | 20959-2P-40HP VLSC | VLSC_20959_2P_40HP | 380.858 | 380.858 | 761.716 | 2 | 0 | 2 | A | VLS_Inline | 2 | 2 | 2 | 4 | BranchMin_2BranchMax_4 | 3 | 2.5 | 6 | HeaderMin_2.5HeaderMax_6 | 2.5 | INVALID
39 | 39 | 20959-2P-40HP VLSC | VLSC_20959_2P_40HP | 380.858 | 380.858 | 761.716 | 2 | 0 | 2 | A | VLS_Inline | 2 | 2 | 2 | 4 | BranchMin_2BranchMax_4 | 3 | 2.5 | 6 | HeaderMin_2.5HeaderMax_6 | 3 | INVALID
39 | 39 | 20959-2P-40HP VLSC | VLSC_20959_2P_40HP | 380.858 | 380.858 | 761.716 | 2 | 0 | 2 | A | VLS_Inline | 2 | 2 | 2 | 4 | BranchMin_2BranchMax_4 | 3 | 2.5 | 6 | HeaderMin_2.5HeaderMax_6 | 4
39 | 39 | 20959-2P-40HP VLSC | VLSC_20959_2P_40HP | 380.858 | 380.858 | 761.716 | 2 | 0 | 2 | A | VLS_Inline | 2 | 2 | 2 | 4 | BranchMin_2BranchMax_4 | 3 | 2.5 | 6 | HeaderMin_2.5HeaderMax_6 | 5
39 | 39 | 20959-2P-40HP VLSC | VLSC_20959_2P_40HP | 380.858 | 380.858 | 761.716 | 2 | 0 | 2 | A | VLS_Inline | 2 | 2 | 2 | 4 | BranchMin_2BranchMax_4 | 3 | 2.5 | 6 | HeaderMin_2.5HeaderMax_6 | 6
39 | 39 | 20959-2P-40HP VLSC | VLSC_20959_2P_40HP | 380.858 | 380.858 | 761.716 | 2 | 0 | 2 | A | VLS_Inline | 2 | 2 | 2 | 4 | BranchMin_2BranchMax_4 | 4 | 2.5 | 6 | HeaderMin_2.5HeaderMax_6 | 2.5 | INVALID
39 | 39 | 20959-2P-40HP VLSC | VLSC_20959_2P_40HP | 380.858 | 380.858 | 761.716 | 2 | 0 | 2 | A | VLS_Inline | 2 | 2 | 2 | 4 | BranchMin_2BranchMax_4 | 4 | 2.5 | 6 | HeaderMin_2.5HeaderMax_6 | 3 | INVALID
39 | 39 | 20959-2P-40HP VLSC | VLSC_20959_2P_40HP | 380.858 | 380.858 | 761.716 | 2 | 0 | 2 | A | VLS_Inline | 2 | 2 | 2 | 4 | BranchMin_2BranchMax_4 | 4 | 2.5 | 6 | HeaderMin_2.5HeaderMax_6 | 4 | INVALID
39 | 39 | 20959-2P-40HP VLSC | VLSC_20959_2P_40HP | 380.858 | 380.858 | 761.716 | 2 | 0 | 2 | A | VLS_Inline | 2 | 2 | 2 | 4 | BranchMin_2BranchMax_4 | 4 | 2.5 | 6 | HeaderMin_2.5HeaderMax_6 | 5
39 | 39 | 20959-2P-40HP VLSC | VLSC_20959_2P_40HP | 380.858 | 380.858 | 761.716 | 2 | 0 | 2 | A | VLS_Inline | 2 | 2 | 2 | 4 | BranchMin_2BranchMax_4 | 4 | 2.5 | 6 | HeaderMin_2.5HeaderMax_6 | 6
40 | 40 | 20959-2P-50HP VLSC | VLSC_20959_2P_50HP | 405.1149 | 405.1149 | 810.2297 | 2 | 0 | 2 | A | VLS_Inline | 2 | 2 | 2 | 5 | BranchMin_2BranchMax_5 | 2 | 2.5 | 6 | HeaderMin_2.5HeaderMax_6 | 2.5
40 | 40 | 20959-2P-50HP VLSC | VLSC_20959_2P_50HP | 405.1149 | 405.1149 | 810.2297 | 2 | 0 | 2 | A | VLS_Inline | 2 | 2 | 2 | 5 | BranchMin_2BranchMax_5 | 2 | 2.5 | 6 | HeaderMin_2.5HeaderMax_6 | 3
40 | 40 | 20959-2P-50HP VLSC | VLSC_20959_2P_50HP | 405.1149 | 405.1149 | 810.2297 | 2 | 0 | 2 | A | VLS_Inline | 2 | 2 | 2 | 5 | BranchMin_2BranchMax_5 | 2 | 2.5 | 6 | HeaderMin_2.5HeaderMax_6 | 4
40 | 40 | 20959-2P-50HP VLSC | VLSC_20959_2P_50HP | 405.1149 | 405.1149 | 810.2297 | 2 | 0 | 2 | A | VLS_Inline | 2 | 2 | 2 | 5 | BranchMin_2BranchMax_5 | 2 | 2.5 | 6 | HeaderMin_2.5HeaderMax_6 | 5
40 | 40 | 20959-2P-50HP VLSC | VLSC_20959_2P_50HP | 405.1149 | 405.1149 | 810.2297 | 2 | 0 | 2 | A | VLS_Inline | 2 | 2 | 2 | 5 | BranchMin_2BranchMax_5 | 2 | 2.5 | 6 | HeaderMin_2.5HeaderMax_6 | 6
40 | 40 | 20959-2P-50HP VLSC | VLSC_20959_2P_50HP | 405.1149 | 405.1149 | 810.2297 | 2 | 0 | 2 | A | VLS_Inline | 2 | 2 | 2 | 5 | BranchMin_2BranchMax_5 | 2.5 | 2.5 | 6 | HeaderMin_2.5HeaderMax_6 | 2.5 | INVALID
40 | 40 | 20959-2P-50HP VLSC | VLSC_20959_2P_50HP | 405.1149 | 405.1149 | 810.2297 | 2 | 0 | 2 | A | VLS_Inline | 2 | 2 | 2 | 5 | BranchMin_2BranchMax_5 | 2.5 | 2.5 | 6 | HeaderMin_2.5HeaderMax_6 | 3
40 | 40 | 20959-2P-50HP VLSC | VLSC_20959_2P_50HP | 405.1149 | 405.1149 | 810.2297 | 2 | 0 | 2 | A | VLS_Inline | 2 | 2 | 2 | 5 | BranchMin_2BranchMax_5 | 2.5 | 2.5 | 6 | HeaderMin_2.5HeaderMax_6 | 4
40 | 40 | 20959-2P-50HP VLSC | VLSC_20959_2P_50HP | 405.1149 | 405.1149 | 810.2297 | 2 | 0 | 2 | A | VLS_Inline | 2 | 2 | 2 | 5 | BranchMin_2BranchMax_5 | 2.5 | 2.5 | 6 | HeaderMin_2.5HeaderMax_6 | 5
40 | 40 | 20959-2P-50HP VLSC | VLSC_20959_2P_50HP | 405.1149 | 405.1149 | 810.2297 | 2 | 0 | 2 | A | VLS_Inline | 2 | 2 | 2 | 5 | BranchMin_2BranchMax_5 | 2.5 | 2.5 | 6 | HeaderMin_2.5HeaderMax_6 | 6
40 | 40 | 20959-2P-50HP VLSC | VLSC_20959_2P_50HP | 405.1149 | 405.1149 | 810.2297 | 2 | 0 | 2 | A | VLS_Inline | 2 | 2 | 2 | 5 | BranchMin_2BranchMax_5 | 3 | 2.5 | 6 | HeaderMin_2.5HeaderMax_6 | 2.5 | INVALID
40 | 40 | 20959-2P-50HP VLSC | VLSC_20959_2P_50HP | 405.1149 | 405.1149 | 810.2297 | 2 | 0 | 2 | A | VLS_Inline | 2 | 2 | 2 | 5 | BranchMin_2BranchMax_5 | 3 | 2.5 | 6 | HeaderMin_2.5HeaderMax_6 | 3 | INVALID
40 | 40 | 20959-2P-50HP VLSC | VLSC_20959_2P_50HP | 405.1149 | 405.1149 | 810.2297 | 2 | 0 | 2 | A | VLS_Inline | 2 | 2 | 2 | 5 | BranchMin_2BranchMax_5 | 3 | 2.5 | 6 | HeaderMin_2.5HeaderMax_6 | 4
40 | 40 | 20959-2P-50HP VLSC | VLSC_20959_2P_50HP | 405.1149 | 405.1149 | 810.2297 | 2 | 0 | 2 | A | VLS_Inline | 2 | 2 | 2 | 5 | BranchMin_2BranchMax_5 | 3 | 2.5 | 6 | HeaderMin_2.5HeaderMax_6 | 5
40 | 40 | 20959-2P-50HP VLSC | VLSC_20959_2P_50HP | 405.1149 | 405.1149 | 810.2297 | 2 | 0 | 2 | A | VLS_Inline | 2 | 2 | 2 | 5 | BranchMin_2BranchMax_5 | 3 | 2.5 | 6 | HeaderMin_2.5HeaderMax_6 | 6
40 | 40 | 20959-2P-50HP VLSC | VLSC_20959_2P_50HP | 405.1149 | 405.1149 | 810.2297 | 2 | 0 | 2 | A | VLS_Inline | 2 | 2 | 2 | 5 | BranchMin_2BranchMax_5 | 4 | 2.5 | 6 | HeaderMin_2.5HeaderMax_6 | 2.5 | INVALID
40 | 40 | 20959-2P-50HP VLSC | VLSC_20959_2P_50HP | 405.1149 | 405.1149 | 810.2297 | 2 | 0 | 2 | A | VLS_Inline | 2 | 2 | 2 | 5 | BranchMin_2BranchMax_5 | 4 | 2.5 | 6 | HeaderMin_2.5HeaderMax_6 | 3 | INVALID
40 | 40 | 20959-2P-50HP VLSC | VLSC_20959_2P_50HP | 405.1149 | 405.1149 | 810.2297 | 2 | 0 | 2 | A | VLS_Inline | 2 | 2 | 2 | 5 | BranchMin_2BranchMax_5 | 4 | 2.5 | 6 | HeaderMin_2.5HeaderMax_6 | 4 | INVALID
40 | 40 | 20959-2P-50HP VLSC | VLSC_20959_2P_50HP | 405.1149 | 405.1149 | 810.2297 | 2 | 0 | 2 | A | VLS_Inline | 2 | 2 | 2 | 5 | BranchMin_2BranchMax_5 | 4 | 2.5 | 6 | HeaderMin_2.5HeaderMax_6 | 5
40 | 40 | 20959-2P-50HP VLSC | VLSC_20959_2P_50HP | 405.1149 | 405.1149 | 810.2297 | 2 | 0 | 2 | A | VLS_Inline | 2 | 2 | 2 | 5 | BranchMin_2BranchMax_5 | 4 | 2.5 | 6 | HeaderMin_2.5HeaderMax_6 | 6
40 | 40 | 20959-2P-50HP VLSC | VLSC_20959_2P_50HP | 405.1149 | 405.1149 | 810.2297 | 2 | 0 | 2 | A | VLS_Inline | 2 | 2 | 2 | 5 | BranchMin_2BranchMax_5 | 5 | 2.5 | 6 | HeaderMin_2.5HeaderMax_6 | 2.5 | INVALID
40 | 40 | 20959-2P-50HP VLSC | VLSC_20959_2P_50HP | 405.1149 | 405.1149 | 810.2297 | 2 | 0 | 2 | A | VLS_Inline | 2 | 2 | 2 | 5 | BranchMin_2BranchMax_5 | 5 | 2.5 | 6 | HeaderMin_2.5HeaderMax_6 | 3 | INVALID
40 | 40 | 20959-2P-50HP VLSC | VLSC_20959_2P_50HP | 405.1149 | 405.1149 | 810.2297 | 2 | 0 | 2 | A | VLS_Inline | 2 | 2 | 2 | 5 | BranchMin_2BranchMax_5 | 5 | 2.5 | 6 | HeaderMin_2.5HeaderMax_6 | 4 | INVALID
40 | 40 | 20959-2P-50HP VLSC | VLSC_20959_2P_50HP | 405.1149 | 405.1149 | 810.2297 | 2 | 0 | 2 | A | VLS_Inline | 2 | 2 | 2 | 5 | BranchMin_2BranchMax_5 | 5 | 2.5 | 6 | HeaderMin_2.5HeaderMax_6 | 5 | INVALID
40 | 40 | 20959-2P-50HP VLSC | VLSC_20959_2P_50HP | 405.1149 | 405.1149 | 810.2297 | 2 | 0 | 2 | A | VLS_Inline | 2 | 2 | 2 | 5 | BranchMin_2BranchMax_5 | 5 | 2.5 | 6 | HeaderMin_2.5HeaderMax_6 | 6
41 | 41 | 20959-2P-60HP VLSC | VLSC_20959_2P_60HP | 406.8778 | 406.8778 | 813.7556 | 2 | 0 | 2 | A | VLS_Inline | 2 | 2 | 2 | 5 | BranchMin_2BranchMax_5 | 2 | 2.5 | 6 | HeaderMin_2.5HeaderMax_6 | 2.5
41 | 41 | 20959-2P-60HP VLSC | VLSC_20959_2P_60HP | 406.8778 | 406.8778 | 813.7556 | 2 | 0 | 2 | A | VLS_Inline | 2 | 2 | 2 | 5 | BranchMin_2BranchMax_5 | 2 | 2.5 | 6 | HeaderMin_2.5HeaderMax_6 | 3
41 | 41 | 20959-2P-60HP VLSC | VLSC_20959_2P_60HP | 406.8778 | 406.8778 | 813.7556 | 2 | 0 | 2 | A | VLS_Inline | 2 | 2 | 2 | 5 | BranchMin_2BranchMax_5 | 2 | 2.5 | 6 | HeaderMin_2.5HeaderMax_6 | 4
41 | 41 | 20959-2P-60HP VLSC | VLSC_20959_2P_60HP | 406.8778 | 406.8778 | 813.7556 | 2 | 0 | 2 | A | VLS_Inline | 2 | 2 | 2 | 5 | BranchMin_2BranchMax_5 | 2 | 2.5 | 6 | HeaderMin_2.5HeaderMax_6 | 5
41 | 41 | 20959-2P-60HP VLSC | VLSC_20959_2P_60HP | 406.8778 | 406.8778 | 813.7556 | 2 | 0 | 2 | A | VLS_Inline | 2 | 2 | 2 | 5 | BranchMin_2BranchMax_5 | 2 | 2.5 | 6 | HeaderMin_2.5HeaderMax_6 | 6
41 | 41 | 20959-2P-60HP VLSC | VLSC_20959_2P_60HP | 406.8778 | 406.8778 | 813.7556 | 2 | 0 | 2 | A | VLS_Inline | 2 | 2 | 2 | 5 | BranchMin_2BranchMax_5 | 2.5 | 2.5 | 6 | HeaderMin_2.5HeaderMax_6 | 2.5 | INVALID
41 | 41 | 20959-2P-60HP VLSC | VLSC_20959_2P_60HP | 406.8778 | 406.8778 | 813.7556 | 2 | 0 | 2 | A | VLS_Inline | 2 | 2 | 2 | 5 | BranchMin_2BranchMax_5 | 2.5 | 2.5 | 6 | HeaderMin_2.5HeaderMax_6 | 3
41 | 41 | 20959-2P-60HP VLSC | VLSC_20959_2P_60HP | 406.8778 | 406.8778 | 813.7556 | 2 | 0 | 2 | A | VLS_Inline | 2 | 2 | 2 | 5 | BranchMin_2BranchMax_5 | 2.5 | 2.5 | 6 | HeaderMin_2.5HeaderMax_6 | 4
41 | 41 | 20959-2P-60HP VLSC | VLSC_20959_2P_60HP | 406.8778 | 406.8778 | 813.7556 | 2 | 0 | 2 | A | VLS_Inline | 2 | 2 | 2 | 5 | BranchMin_2BranchMax_5 | 2.5 | 2.5 | 6 | HeaderMin_2.5HeaderMax_6 | 5
41 | 41 | 20959-2P-60HP VLSC | VLSC_20959_2P_60HP | 406.8778 | 406.8778 | 813.7556 | 2 | 0 | 2 | A | VLS_Inline | 2 | 2 | 2 | 5 | BranchMin_2BranchMax_5 | 2.5 | 2.5 | 6 | HeaderMin_2.5HeaderMax_6 | 6
41 | 41 | 20959-2P-60HP VLSC | VLSC_20959_2P_60HP | 406.8778 | 406.8778 | 813.7556 | 2 | 0 | 2 | A | VLS_Inline | 2 | 2 | 2 | 5 | BranchMin_2BranchMax_5 | 3 | 2.5 | 6 | HeaderMin_2.5HeaderMax_6 | 2.5 | INVALID
41 | 41 | 20959-2P-60HP VLSC | VLSC_20959_2P_60HP | 406.8778 | 406.8778 | 813.7556 | 2 | 0 | 2 | A | VLS_Inline | 2 | 2 | 2 | 5 | BranchMin_2BranchMax_5 | 3 | 2.5 | 6 | HeaderMin_2.5HeaderMax_6 | 3 | INVALID
41 | 41 | 20959-2P-60HP VLSC | VLSC_20959_2P_60HP | 406.8778 | 406.8778 | 813.7556 | 2 | 0 | 2 | A | VLS_Inline | 2 | 2 | 2 | 5 | BranchMin_2BranchMax_5 | 3 | 2.5 | 6 | HeaderMin_2.5HeaderMax_6 | 4
41 | 41 | 20959-2P-60HP VLSC | VLSC_20959_2P_60HP | 406.8778 | 406.8778 | 813.7556 | 2 | 0 | 2 | A | VLS_Inline | 2 | 2 | 2 | 5 | BranchMin_2BranchMax_5 | 3 | 2.5 | 6 | HeaderMin_2.5HeaderMax_6 | 5
41 | 41 | 20959-2P-60HP VLSC | VLSC_20959_2P_60HP | 406.8778 | 406.8778 | 813.7556 | 2 | 0 | 2 | A | VLS_Inline | 2 | 2 | 2 | 5 | BranchMin_2BranchMax_5 | 3 | 2.5 | 6 | HeaderMin_2.5HeaderMax_6 | 6
41 | 41 | 20959-2P-60HP VLSC | VLSC_20959_2P_60HP | 406.8778 | 406.8778 | 813.7556 | 2 | 0 | 2 | A | VLS_Inline | 2 | 2 | 2 | 5 | BranchMin_2BranchMax_5 | 4 | 2.5 | 6 | HeaderMin_2.5HeaderMax_6 | 2.5 | INVALID
41 | 41 | 20959-2P-60HP VLSC | VLSC_20959_2P_60HP | 406.8778 | 406.8778 | 813.7556 | 2 | 0 | 2 | A | VLS_Inline | 2 | 2 | 2 | 5 | BranchMin_2BranchMax_5 | 4 | 2.5 | 6 | HeaderMin_2.5HeaderMax_6 | 3 | INVALID
41 | 41 | 20959-2P-60HP VLSC | VLSC_20959_2P_60HP | 406.8778 | 406.8778 | 813.7556 | 2 | 0 | 2 | A | VLS_Inline | 2 | 2 | 2 | 5 | BranchMin_2BranchMax_5 | 4 | 2.5 | 6 | HeaderMin_2.5HeaderMax_6 | 4 | INVALID
41 | 41 | 20959-2P-60HP VLSC | VLSC_20959_2P_60HP | 406.8778 | 406.8778 | 813.7556 | 2 | 0 | 2 | A | VLS_Inline | 2 | 2 | 2 | 5 | BranchMin_2BranchMax_5 | 4 | 2.5 | 6 | HeaderMin_2.5HeaderMax_6 | 5
41 | 41 | 20959-2P-60HP VLSC | VLSC_20959_2P_60HP | 406.8778 | 406.8778 | 813.7556 | 2 | 0 | 2 | A | VLS_Inline | 2 | 2 | 2 | 5 | BranchMin_2BranchMax_5 | 4 | 2.5 | 6 | HeaderMin_2.5HeaderMax_6 | 6
41 | 41 | 20959-2P-60HP VLSC | VLSC_20959_2P_60HP | 406.8778 | 406.8778 | 813.7556 | 2 | 0 | 2 | A | VLS_Inline | 2 | 2 | 2 | 5 | BranchMin_2BranchMax_5 | 5 | 2.5 | 6 | HeaderMin_2.5HeaderMax_6 | 2.5 | INVALID
41 | 41 | 20959-2P-60HP VLSC | VLSC_20959_2P_60HP | 406.8778 | 406.8778 | 813.7556 | 2 | 0 | 2 | A | VLS_Inline | 2 | 2 | 2 | 5 | BranchMin_2BranchMax_5 | 5 | 2.5 | 6 | HeaderMin_2.5HeaderMax_6 | 3 | INVALID
41 | 41 | 20959-2P-60HP VLSC | VLSC_20959_2P_60HP | 406.8778 | 406.8778 | 813.7556 | 2 | 0 | 2 | A | VLS_Inline | 2 | 2 | 2 | 5 | BranchMin_2BranchMax_5 | 5 | 2.5 | 6 | HeaderMin_2.5HeaderMax_6 | 4 | INVALID
41 | 41 | 20959-2P-60HP VLSC | VLSC_20959_2P_60HP | 406.8778 | 406.8778 | 813.7556 | 2 | 0 | 2 | A | VLS_Inline | 2 | 2 | 2 | 5 | BranchMin_2BranchMax_5 | 5 | 2.5 | 6 | HeaderMin_2.5HeaderMax_6 | 5 | INVALID
41 | 41 | 20959-2P-60HP VLSC | VLSC_20959_2P_60HP | 406.8778 | 406.8778 | 813.7556 | 2 | 0 | 2 | A | VLS_Inline | 2 | 2 | 2 | 5 | BranchMin_2BranchMax_5 | 5 | 2.5 | 6 | HeaderMin_2.5HeaderMax_6 | 6
42 | 42 | 20959-4P-3HP VLSC | VLSC_20959_4P_3HP | 154.2292 | 154.2292 | 308.4583 | 2 | 0 | 2 | A | VLS_Inline | 2 | 2 | 2 | 3 | BranchMin_2BranchMax_3 | 2 | 2.5 | 4 | HeaderMin_2.5HeaderMax_4 | 2.5
42 | 42 | 20959-4P-3HP VLSC | VLSC_20959_4P_3HP | 154.2292 | 154.2292 | 308.4583 | 2 | 0 | 2 | A | VLS_Inline | 2 | 2 | 2 | 3 | BranchMin_2BranchMax_3 | 2 | 2.5 | 4 | HeaderMin_2.5HeaderMax_4 | 3
42 | 42 | 20959-4P-3HP VLSC | VLSC_20959_4P_3HP | 154.2292 | 154.2292 | 308.4583 | 2 | 0 | 2 | A | VLS_Inline | 2 | 2 | 2 | 3 | BranchMin_2BranchMax_3 | 2 | 2.5 | 4 | HeaderMin_2.5HeaderMax_4 | 4
42 | 42 | 20959-4P-3HP VLSC | VLSC_20959_4P_3HP | 154.2292 | 154.2292 | 308.4583 | 2 | 0 | 2 | A | VLS_Inline | 2 | 2 | 2 | 3 | BranchMin_2BranchMax_3 | 2.5 | 2.5 | 4 | HeaderMin_2.5HeaderMax_4 | 2.5 | INVALID
42 | 42 | 20959-4P-3HP VLSC | VLSC_20959_4P_3HP | 154.2292 | 154.2292 | 308.4583 | 2 | 0 | 2 | A | VLS_Inline | 2 | 2 | 2 | 3 | BranchMin_2BranchMax_3 | 2.5 | 2.5 | 4 | HeaderMin_2.5HeaderMax_4 | 3
42 | 42 | 20959-4P-3HP VLSC | VLSC_20959_4P_3HP | 154.2292 | 154.2292 | 308.4583 | 2 | 0 | 2 | A | VLS_Inline | 2 | 2 | 2 | 3 | BranchMin_2BranchMax_3 | 2.5 | 2.5 | 4 | HeaderMin_2.5HeaderMax_4 | 4
42 | 42 | 20959-4P-3HP VLSC | VLSC_20959_4P_3HP | 154.2292 | 154.2292 | 308.4583 | 2 | 0 | 2 | A | VLS_Inline | 2 | 2 | 2 | 3 | BranchMin_2BranchMax_3 | 3 | 2.5 | 4 | HeaderMin_2.5HeaderMax_4 | 2.5 | INVALID
42 | 42 | 20959-4P-3HP VLSC | VLSC_20959_4P_3HP | 154.2292 | 154.2292 | 308.4583 | 2 | 0 | 2 | A | VLS_Inline | 2 | 2 | 2 | 3 | BranchMin_2BranchMax_3 | 3 | 2.5 | 4 | HeaderMin_2.5HeaderMax_4 | 3 | INVALID
42 | 42 | 20959-4P-3HP VLSC | VLSC_20959_4P_3HP | 154.2292 | 154.2292 | 308.4583 | 2 | 0 | 2 | A | VLS_Inline | 2 | 2 | 2 | 3 | BranchMin_2BranchMax_3 | 3 | 2.5 | 4 | HeaderMin_2.5HeaderMax_4 | 4
43 | 43 | 20959-4P-5HP VLSC | VLSC_20959_4P_5HP | 205.8649 | 205.8649 | 411.7298 | 2 | 0 | 2 | A | VLS_Inline | 2 | 2 | 2 | 3 | BranchMin_2BranchMax_3 | 2 | 2.5 | 5 | HeaderMin_2.5HeaderMax_5 | 2.5
43 | 43 | 20959-4P-5HP VLSC | VLSC_20959_4P_5HP | 205.8649 | 205.8649 | 411.7298 | 2 | 0 | 2 | A | VLS_Inline | 2 | 2 | 2 | 3 | BranchMin_2BranchMax_3 | 2 | 2.5 | 5 | HeaderMin_2.5HeaderMax_5 | 3
43 | 43 | 20959-4P-5HP VLSC | VLSC_20959_4P_5HP | 205.8649 | 205.8649 | 411.7298 | 2 | 0 | 2 | A | VLS_Inline | 2 | 2 | 2 | 3 | BranchMin_2BranchMax_3 | 2 | 2.5 | 5 | HeaderMin_2.5HeaderMax_5 | 4
43 | 43 | 20959-4P-5HP VLSC | VLSC_20959_4P_5HP | 205.8649 | 205.8649 | 411.7298 | 2 | 0 | 2 | A | VLS_Inline | 2 | 2 | 2 | 3 | BranchMin_2BranchMax_3 | 2 | 2.5 | 5 | HeaderMin_2.5HeaderMax_5 | 5
43 | 43 | 20959-4P-5HP VLSC | VLSC_20959_4P_5HP | 205.8649 | 205.8649 | 411.7298 | 2 | 0 | 2 | A | VLS_Inline | 2 | 2 | 2 | 3 | BranchMin_2BranchMax_3 | 2.5 | 2.5 | 5 | HeaderMin_2.5HeaderMax_5 | 2.5 | INVALID
43 | 43 | 20959-4P-5HP VLSC | VLSC_20959_4P_5HP | 205.8649 | 205.8649 | 411.7298 | 2 | 0 | 2 | A | VLS_Inline | 2 | 2 | 2 | 3 | BranchMin_2BranchMax_3 | 2.5 | 2.5 | 5 | HeaderMin_2.5HeaderMax_5 | 3
43 | 43 | 20959-4P-5HP VLSC | VLSC_20959_4P_5HP | 205.8649 | 205.8649 | 411.7298 | 2 | 0 | 2 | A | VLS_Inline | 2 | 2 | 2 | 3 | BranchMin_2BranchMax_3 | 2.5 | 2.5 | 5 | HeaderMin_2.5HeaderMax_5 | 4
43 | 43 | 20959-4P-5HP VLSC | VLSC_20959_4P_5HP | 205.8649 | 205.8649 | 411.7298 | 2 | 0 | 2 | A | VLS_Inline | 2 | 2 | 2 | 3 | BranchMin_2BranchMax_3 | 2.5 | 2.5 | 5 | HeaderMin_2.5HeaderMax_5 | 5
43 | 43 | 20959-4P-5HP VLSC | VLSC_20959_4P_5HP | 205.8649 | 205.8649 | 411.7298 | 2 | 0 | 2 | A | VLS_Inline | 2 | 2 | 2 | 3 | BranchMin_2BranchMax_3 | 3 | 2.5 | 5 | HeaderMin_2.5HeaderMax_5 | 2.5 | INVALID
43 | 43 | 20959-4P-5HP VLSC | VLSC_20959_4P_5HP | 205.8649 | 205.8649 | 411.7298 | 2 | 0 | 2 | A | VLS_Inline | 2 | 2 | 2 | 3 | BranchMin_2BranchMax_3 | 3 | 2.5 | 5 | HeaderMin_2.5HeaderMax_5 | 3 | INVALID
43 | 43 | 20959-4P-5HP VLSC | VLSC_20959_4P_5HP | 205.8649 | 205.8649 | 411.7298 | 2 | 0 | 2 | A | VLS_Inline | 2 | 2 | 2 | 3 | BranchMin_2BranchMax_3 | 3 | 2.5 | 5 | HeaderMin_2.5HeaderMax_5 | 4
43 | 43 | 20959-4P-5HP VLSC | VLSC_20959_4P_5HP | 205.8649 | 205.8649 | 411.7298 | 2 | 0 | 2 | A | VLS_Inline | 2 | 2 | 2 | 3 | BranchMin_2BranchMax_3 | 3 | 2.5 | 5 | HeaderMin_2.5HeaderMax_5 | 5
44 | 44 | 20959-4P-7.5HP VLSC | VLSC_20959_4P_7.5HP | 227.7916 | 227.7916 | 455.5833 | 2 | 0 | 2 | A | VLS_Inline | 2 | 2 | 2 | 4 | BranchMin_2BranchMax_4 | 2 | 2.5 | 5 | HeaderMin_2.5HeaderMax_5 | 2.5
44 | 44 | 20959-4P-7.5HP VLSC | VLSC_20959_4P_7.5HP | 227.7916 | 227.7916 | 455.5833 | 2 | 0 | 2 | A | VLS_Inline | 2 | 2 | 2 | 4 | BranchMin_2BranchMax_4 | 2 | 2.5 | 5 | HeaderMin_2.5HeaderMax_5 | 3
44 | 44 | 20959-4P-7.5HP VLSC | VLSC_20959_4P_7.5HP | 227.7916 | 227.7916 | 455.5833 | 2 | 0 | 2 | A | VLS_Inline | 2 | 2 | 2 | 4 | BranchMin_2BranchMax_4 | 2 | 2.5 | 5 | HeaderMin_2.5HeaderMax_5 | 4
44 | 44 | 20959-4P-7.5HP VLSC | VLSC_20959_4P_7.5HP | 227.7916 | 227.7916 | 455.5833 | 2 | 0 | 2 | A | VLS_Inline | 2 | 2 | 2 | 4 | BranchMin_2BranchMax_4 | 2 | 2.5 | 5 | HeaderMin_2.5HeaderMax_5 | 5
44 | 44 | 20959-4P-7.5HP VLSC | VLSC_20959_4P_7.5HP | 227.7916 | 227.7916 | 455.5833 | 2 | 0 | 2 | A | VLS_Inline | 2 | 2 | 2 | 4 | BranchMin_2BranchMax_4 | 2.5 | 2.5 | 5 | HeaderMin_2.5HeaderMax_5 | 2.5 | INVALID
44 | 44 | 20959-4P-7.5HP VLSC | VLSC_20959_4P_7.5HP | 227.7916 | 227.7916 | 455.5833 | 2 | 0 | 2 | A | VLS_Inline | 2 | 2 | 2 | 4 | BranchMin_2BranchMax_4 | 2.5 | 2.5 | 5 | HeaderMin_2.5HeaderMax_5 | 3
44 | 44 | 20959-4P-7.5HP VLSC | VLSC_20959_4P_7.5HP | 227.7916 | 227.7916 | 455.5833 | 2 | 0 | 2 | A | VLS_Inline | 2 | 2 | 2 | 4 | BranchMin_2BranchMax_4 | 2.5 | 2.5 | 5 | HeaderMin_2.5HeaderMax_5 | 4
44 | 44 | 20959-4P-7.5HP VLSC | VLSC_20959_4P_7.5HP | 227.7916 | 227.7916 | 455.5833 | 2 | 0 | 2 | A | VLS_Inline | 2 | 2 | 2 | 4 | BranchMin_2BranchMax_4 | 2.5 | 2.5 | 5 | HeaderMin_2.5HeaderMax_5 | 5
44 | 44 | 20959-4P-7.5HP VLSC | VLSC_20959_4P_7.5HP | 227.7916 | 227.7916 | 455.5833 | 2 | 0 | 2 | A | VLS_Inline | 2 | 2 | 2 | 4 | BranchMin_2BranchMax_4 | 3 | 2.5 | 5 | HeaderMin_2.5HeaderMax_5 | 2.5 | INVALID
44 | 44 | 20959-4P-7.5HP VLSC | VLSC_20959_4P_7.5HP | 227.7916 | 227.7916 | 455.5833 | 2 | 0 | 2 | A | VLS_Inline | 2 | 2 | 2 | 4 | BranchMin_2BranchMax_4 | 3 | 2.5 | 5 | HeaderMin_2.5HeaderMax_5 | 3 | INVALID
44 | 44 | 20959-4P-7.5HP VLSC | VLSC_20959_4P_7.5HP | 227.7916 | 227.7916 | 455.5833 | 2 | 0 | 2 | A | VLS_Inline | 2 | 2 | 2 | 4 | BranchMin_2BranchMax_4 | 3 | 2.5 | 5 | HeaderMin_2.5HeaderMax_5 | 4
44 | 44 | 20959-4P-7.5HP VLSC | VLSC_20959_4P_7.5HP | 227.7916 | 227.7916 | 455.5833 | 2 | 0 | 2 | A | VLS_Inline | 2 | 2 | 2 | 4 | BranchMin_2BranchMax_4 | 3 | 2.5 | 5 | HeaderMin_2.5HeaderMax_5 | 5
44 | 44 | 20959-4P-7.5HP VLSC | VLSC_20959_4P_7.5HP | 227.7916 | 227.7916 | 455.5833 | 2 | 0 | 2 | A | VLS_Inline | 2 | 2 | 2 | 4 | BranchMin_2BranchMax_4 | 4 | 2.5 | 5 | HeaderMin_2.5HeaderMax_5 | 2.5 | INVALID
44 | 44 | 20959-4P-7.5HP VLSC | VLSC_20959_4P_7.5HP | 227.7916 | 227.7916 | 455.5833 | 2 | 0 | 2 | A | VLS_Inline | 2 | 2 | 2 | 4 | BranchMin_2BranchMax_4 | 4 | 2.5 | 5 | HeaderMin_2.5HeaderMax_5 | 3 | INVALID
44 | 44 | 20959-4P-7.5HP VLSC | VLSC_20959_4P_7.5HP | 227.7916 | 227.7916 | 455.5833 | 2 | 0 | 2 | A | VLS_Inline | 2 | 2 | 2 | 4 | BranchMin_2BranchMax_4 | 4 | 2.5 | 5 | HeaderMin_2.5HeaderMax_5 | 4 | INVALID
44 | 44 | 20959-4P-7.5HP VLSC | VLSC_20959_4P_7.5HP | 227.7916 | 227.7916 | 455.5833 | 2 | 0 | 2 | A | VLS_Inline | 2 | 2 | 2 | 4 | BranchMin_2BranchMax_4 | 4 | 2.5 | 5 | HeaderMin_2.5HeaderMax_5 | 5
45 | 45 | 25709-2P-10HP VLSC | VLSC_25709_2P_10HP | 294.5625 | 294.5625 | 589.1251 | 2 | 0 | 2 | A | VLS_Inline | 2.5 | 2.5 | 2.5 | 4 | BranchMin_2.5BranchMax_4 | 2.5 | 3 | 5 | HeaderMin_3HeaderMax_5 | 3
45 | 45 | 25709-2P-10HP VLSC | VLSC_25709_2P_10HP | 294.5625 | 294.5625 | 589.1251 | 2 | 0 | 2 | A | VLS_Inline | 2.5 | 2.5 | 2.5 | 4 | BranchMin_2.5BranchMax_4 | 2.5 | 3 | 5 | HeaderMin_3HeaderMax_5 | 4
45 | 45 | 25709-2P-10HP VLSC | VLSC_25709_2P_10HP | 294.5625 | 294.5625 | 589.1251 | 2 | 0 | 2 | A | VLS_Inline | 2.5 | 2.5 | 2.5 | 4 | BranchMin_2.5BranchMax_4 | 2.5 | 3 | 5 | HeaderMin_3HeaderMax_5 | 5
45 | 45 | 25709-2P-10HP VLSC | VLSC_25709_2P_10HP | 294.5625 | 294.5625 | 589.1251 | 2 | 0 | 2 | A | VLS_Inline | 2.5 | 2.5 | 2.5 | 4 | BranchMin_2.5BranchMax_4 | 3 | 3 | 5 | HeaderMin_3HeaderMax_5 | 3 | INVALID
45 | 45 | 25709-2P-10HP VLSC | VLSC_25709_2P_10HP | 294.5625 | 294.5625 | 589.1251 | 2 | 0 | 2 | A | VLS_Inline | 2.5 | 2.5 | 2.5 | 4 | BranchMin_2.5BranchMax_4 | 3 | 3 | 5 | HeaderMin_3HeaderMax_5 | 4
45 | 45 | 25709-2P-10HP VLSC | VLSC_25709_2P_10HP | 294.5625 | 294.5625 | 589.1251 | 2 | 0 | 2 | A | VLS_Inline | 2.5 | 2.5 | 2.5 | 4 | BranchMin_2.5BranchMax_4 | 3 | 3 | 5 | HeaderMin_3HeaderMax_5 | 5
45 | 45 | 25709-2P-10HP VLSC | VLSC_25709_2P_10HP | 294.5625 | 294.5625 | 589.1251 | 2 | 0 | 2 | A | VLS_Inline | 2.5 | 2.5 | 2.5 | 4 | BranchMin_2.5BranchMax_4 | 4 | 3 | 5 | HeaderMin_3HeaderMax_5 | 3 | INVALID
45 | 45 | 25709-2P-10HP VLSC | VLSC_25709_2P_10HP | 294.5625 | 294.5625 | 589.1251 | 2 | 0 | 2 | A | VLS_Inline | 2.5 | 2.5 | 2.5 | 4 | BranchMin_2.5BranchMax_4 | 4 | 3 | 5 | HeaderMin_3HeaderMax_5 | 4 | INVALID
45 | 45 | 25709-2P-10HP VLSC | VLSC_25709_2P_10HP | 294.5625 | 294.5625 | 589.1251 | 2 | 0 | 2 | A | VLS_Inline | 2.5 | 2.5 | 2.5 | 4 | BranchMin_2.5BranchMax_4 | 4 | 3 | 5 | HeaderMin_3HeaderMax_5 | 5
46 | 46 | 25709-2P-15HP VLSC | VLSC_25709_2P_15HP | 355.8818 | 355.8818 | 711.7636 | 2 | 0 | 2 | A | VLS_Inline | 2.5 | 2.5 | 2.5 | 4 | BranchMin_2.5BranchMax_4 | 2.5 | 3 | 6 | HeaderMin_3HeaderMax_6 | 3
46 | 46 | 25709-2P-15HP VLSC | VLSC_25709_2P_15HP | 355.8818 | 355.8818 | 711.7636 | 2 | 0 | 2 | A | VLS_Inline | 2.5 | 2.5 | 2.5 | 4 | BranchMin_2.5BranchMax_4 | 2.5 | 3 | 6 | HeaderMin_3HeaderMax_6 | 4
46 | 46 | 25709-2P-15HP VLSC | VLSC_25709_2P_15HP | 355.8818 | 355.8818 | 711.7636 | 2 | 0 | 2 | A | VLS_Inline | 2.5 | 2.5 | 2.5 | 4 | BranchMin_2.5BranchMax_4 | 2.5 | 3 | 6 | HeaderMin_3HeaderMax_6 | 5
46 | 46 | 25709-2P-15HP VLSC | VLSC_25709_2P_15HP | 355.8818 | 355.8818 | 711.7636 | 2 | 0 | 2 | A | VLS_Inline | 2.5 | 2.5 | 2.5 | 4 | BranchMin_2.5BranchMax_4 | 2.5 | 3 | 6 | HeaderMin_3HeaderMax_6 | 6
46 | 46 | 25709-2P-15HP VLSC | VLSC_25709_2P_15HP | 355.8818 | 355.8818 | 711.7636 | 2 | 0 | 2 | A | VLS_Inline | 2.5 | 2.5 | 2.5 | 4 | BranchMin_2.5BranchMax_4 | 3 | 3 | 6 | HeaderMin_3HeaderMax_6 | 3 | INVALID
46 | 46 | 25709-2P-15HP VLSC | VLSC_25709_2P_15HP | 355.8818 | 355.8818 | 711.7636 | 2 | 0 | 2 | A | VLS_Inline | 2.5 | 2.5 | 2.5 | 4 | BranchMin_2.5BranchMax_4 | 3 | 3 | 6 | HeaderMin_3HeaderMax_6 | 4
46 | 46 | 25709-2P-15HP VLSC | VLSC_25709_2P_15HP | 355.8818 | 355.8818 | 711.7636 | 2 | 0 | 2 | A | VLS_Inline | 2.5 | 2.5 | 2.5 | 4 | BranchMin_2.5BranchMax_4 | 3 | 3 | 6 | HeaderMin_3HeaderMax_6 | 5
46 | 46 | 25709-2P-15HP VLSC | VLSC_25709_2P_15HP | 355.8818 | 355.8818 | 711.7636 | 2 | 0 | 2 | A | VLS_Inline | 2.5 | 2.5 | 2.5 | 4 | BranchMin_2.5BranchMax_4 | 3 | 3 | 6 | HeaderMin_3HeaderMax_6 | 6
46 | 46 | 25709-2P-15HP VLSC | VLSC_25709_2P_15HP | 355.8818 | 355.8818 | 711.7636 | 2 | 0 | 2 | A | VLS_Inline | 2.5 | 2.5 | 2.5 | 4 | BranchMin_2.5BranchMax_4 | 4 | 3 | 6 | HeaderMin_3HeaderMax_6 | 3 | INVALID
46 | 46 | 25709-2P-15HP VLSC | VLSC_25709_2P_15HP | 355.8818 | 355.8818 | 711.7636 | 2 | 0 | 2 | A | VLS_Inline | 2.5 | 2.5 | 2.5 | 4 | BranchMin_2.5BranchMax_4 | 4 | 3 | 6 | HeaderMin_3HeaderMax_6 | 4 | INVALID
46 | 46 | 25709-2P-15HP VLSC | VLSC_25709_2P_15HP | 355.8818 | 355.8818 | 711.7636 | 2 | 0 | 2 | A | VLS_Inline | 2.5 | 2.5 | 2.5 | 4 | BranchMin_2.5BranchMax_4 | 4 | 3 | 6 | HeaderMin_3HeaderMax_6 | 5
46 | 46 | 25709-2P-15HP VLSC | VLSC_25709_2P_15HP | 355.8818 | 355.8818 | 711.7636 | 2 | 0 | 2 | A | VLS_Inline | 2.5 | 2.5 | 2.5 | 4 | BranchMin_2.5BranchMax_4 | 4 | 3 | 6 | HeaderMin_3HeaderMax_6 | 6
47 | 47 | 25709-2P-20HP VLSC | VLSC_25709_2P_20HP | 415.2757 | 415.2757 | 830.5515 | 2 | 0 | 2 | A | VLS_Inline | 2.5 | 2.5 | 2.5 | 5 | BranchMin_2.5BranchMax_5 | 2.5 | 3 | 6 | HeaderMin_3HeaderMax_6 | 3
47 | 47 | 25709-2P-20HP VLSC | VLSC_25709_2P_20HP | 415.2757 | 415.2757 | 830.5515 | 2 | 0 | 2 | A | VLS_Inline | 2.5 | 2.5 | 2.5 | 5 | BranchMin_2.5BranchMax_5 | 2.5 | 3 | 6 | HeaderMin_3HeaderMax_6 | 4
47 | 47 | 25709-2P-20HP VLSC | VLSC_25709_2P_20HP | 415.2757 | 415.2757 | 830.5515 | 2 | 0 | 2 | A | VLS_Inline | 2.5 | 2.5 | 2.5 | 5 | BranchMin_2.5BranchMax_5 | 2.5 | 3 | 6 | HeaderMin_3HeaderMax_6 | 5
47 | 47 | 25709-2P-20HP VLSC | VLSC_25709_2P_20HP | 415.2757 | 415.2757 | 830.5515 | 2 | 0 | 2 | A | VLS_Inline | 2.5 | 2.5 | 2.5 | 5 | BranchMin_2.5BranchMax_5 | 2.5 | 3 | 6 | HeaderMin_3HeaderMax_6 | 6
47 | 47 | 25709-2P-20HP VLSC | VLSC_25709_2P_20HP | 415.2757 | 415.2757 | 830.5515 | 2 | 0 | 2 | A | VLS_Inline | 2.5 | 2.5 | 2.5 | 5 | BranchMin_2.5BranchMax_5 | 3 | 3 | 6 | HeaderMin_3HeaderMax_6 | 3 | INVALID
47 | 47 | 25709-2P-20HP VLSC | VLSC_25709_2P_20HP | 415.2757 | 415.2757 | 830.5515 | 2 | 0 | 2 | A | VLS_Inline | 2.5 | 2.5 | 2.5 | 5 | BranchMin_2.5BranchMax_5 | 3 | 3 | 6 | HeaderMin_3HeaderMax_6 | 4
47 | 47 | 25709-2P-20HP VLSC | VLSC_25709_2P_20HP | 415.2757 | 415.2757 | 830.5515 | 2 | 0 | 2 | A | VLS_Inline | 2.5 | 2.5 | 2.5 | 5 | BranchMin_2.5BranchMax_5 | 3 | 3 | 6 | HeaderMin_3HeaderMax_6 | 5
47 | 47 | 25709-2P-20HP VLSC | VLSC_25709_2P_20HP | 415.2757 | 415.2757 | 830.5515 | 2 | 0 | 2 | A | VLS_Inline | 2.5 | 2.5 | 2.5 | 5 | BranchMin_2.5BranchMax_5 | 3 | 3 | 6 | HeaderMin_3HeaderMax_6 | 6
47 | 47 | 25709-2P-20HP VLSC | VLSC_25709_2P_20HP | 415.2757 | 415.2757 | 830.5515 | 2 | 0 | 2 | A | VLS_Inline | 2.5 | 2.5 | 2.5 | 5 | BranchMin_2.5BranchMax_5 | 4 | 3 | 6 | HeaderMin_3HeaderMax_6 | 3 | INVALID
47 | 47 | 25709-2P-20HP VLSC | VLSC_25709_2P_20HP | 415.2757 | 415.2757 | 830.5515 | 2 | 0 | 2 | A | VLS_Inline | 2.5 | 2.5 | 2.5 | 5 | BranchMin_2.5BranchMax_5 | 4 | 3 | 6 | HeaderMin_3HeaderMax_6 | 4 | INVALID
47 | 47 | 25709-2P-20HP VLSC | VLSC_25709_2P_20HP | 415.2757 | 415.2757 | 830.5515 | 2 | 0 | 2 | A | VLS_Inline | 2.5 | 2.5 | 2.5 | 5 | BranchMin_2.5BranchMax_5 | 4 | 3 | 6 | HeaderMin_3HeaderMax_6 | 5
47 | 47 | 25709-2P-20HP VLSC | VLSC_25709_2P_20HP | 415.2757 | 415.2757 | 830.5515 | 2 | 0 | 2 | A | VLS_Inline | 2.5 | 2.5 | 2.5 | 5 | BranchMin_2.5BranchMax_5 | 4 | 3 | 6 | HeaderMin_3HeaderMax_6 | 6
47 | 47 | 25709-2P-20HP VLSC | VLSC_25709_2P_20HP | 415.2757 | 415.2757 | 830.5515 | 2 | 0 | 2 | A | VLS_Inline | 2.5 | 2.5 | 2.5 | 5 | BranchMin_2.5BranchMax_5 | 5 | 3 | 6 | HeaderMin_3HeaderMax_6 | 3 | INVALID
47 | 47 | 25709-2P-20HP VLSC | VLSC_25709_2P_20HP | 415.2757 | 415.2757 | 830.5515 | 2 | 0 | 2 | A | VLS_Inline | 2.5 | 2.5 | 2.5 | 5 | BranchMin_2.5BranchMax_5 | 5 | 3 | 6 | HeaderMin_3HeaderMax_6 | 4 | INVALID
47 | 47 | 25709-2P-20HP VLSC | VLSC_25709_2P_20HP | 415.2757 | 415.2757 | 830.5515 | 2 | 0 | 2 | A | VLS_Inline | 2.5 | 2.5 | 2.5 | 5 | BranchMin_2.5BranchMax_5 | 5 | 3 | 6 | HeaderMin_3HeaderMax_6 | 5 | INVALID
47 | 47 | 25709-2P-20HP VLSC | VLSC_25709_2P_20HP | 415.2757 | 415.2757 | 830.5515 | 2 | 0 | 2 | A | VLS_Inline | 2.5 | 2.5 | 2.5 | 5 | BranchMin_2.5BranchMax_5 | 5 | 3 | 6 | HeaderMin_3HeaderMax_6 | 6
48 | 48 | 25709-2P-25HP VLSC | VLSC_25709_2P_25HP | 449.14 | 449.14 | 898.2801 | 2 | 0 | 2 | A | VLS_Inline | 2.5 | 2.5 | 2.5 | 5 | BranchMin_2.5BranchMax_5 | 2.5 | 3 | 6 | HeaderMin_3HeaderMax_6 | 3
48 | 48 | 25709-2P-25HP VLSC | VLSC_25709_2P_25HP | 449.14 | 449.14 | 898.2801 | 2 | 0 | 2 | A | VLS_Inline | 2.5 | 2.5 | 2.5 | 5 | BranchMin_2.5BranchMax_5 | 2.5 | 3 | 6 | HeaderMin_3HeaderMax_6 | 4
48 | 48 | 25709-2P-25HP VLSC | VLSC_25709_2P_25HP | 449.14 | 449.14 | 898.2801 | 2 | 0 | 2 | A | VLS_Inline | 2.5 | 2.5 | 2.5 | 5 | BranchMin_2.5BranchMax_5 | 2.5 | 3 | 6 | HeaderMin_3HeaderMax_6 | 5
48 | 48 | 25709-2P-25HP VLSC | VLSC_25709_2P_25HP | 449.14 | 449.14 | 898.2801 | 2 | 0 | 2 | A | VLS_Inline | 2.5 | 2.5 | 2.5 | 5 | BranchMin_2.5BranchMax_5 | 2.5 | 3 | 6 | HeaderMin_3HeaderMax_6 | 6
48 | 48 | 25709-2P-25HP VLSC | VLSC_25709_2P_25HP | 449.14 | 449.14 | 898.2801 | 2 | 0 | 2 | A | VLS_Inline | 2.5 | 2.5 | 2.5 | 5 | BranchMin_2.5BranchMax_5 | 3 | 3 | 6 | HeaderMin_3HeaderMax_6 | 3 | INVALID
48 | 48 | 25709-2P-25HP VLSC | VLSC_25709_2P_25HP | 449.14 | 449.14 | 898.2801 | 2 | 0 | 2 | A | VLS_Inline | 2.5 | 2.5 | 2.5 | 5 | BranchMin_2.5BranchMax_5 | 3 | 3 | 6 | HeaderMin_3HeaderMax_6 | 4
48 | 48 | 25709-2P-25HP VLSC | VLSC_25709_2P_25HP | 449.14 | 449.14 | 898.2801 | 2 | 0 | 2 | A | VLS_Inline | 2.5 | 2.5 | 2.5 | 5 | BranchMin_2.5BranchMax_5 | 3 | 3 | 6 | HeaderMin_3HeaderMax_6 | 5
48 | 48 | 25709-2P-25HP VLSC | VLSC_25709_2P_25HP | 449.14 | 449.14 | 898.2801 | 2 | 0 | 2 | A | VLS_Inline | 2.5 | 2.5 | 2.5 | 5 | BranchMin_2.5BranchMax_5 | 3 | 3 | 6 | HeaderMin_3HeaderMax_6 | 6
48 | 48 | 25709-2P-25HP VLSC | VLSC_25709_2P_25HP | 449.14 | 449.14 | 898.2801 | 2 | 0 | 2 | A | VLS_Inline | 2.5 | 2.5 | 2.5 | 5 | BranchMin_2.5BranchMax_5 | 4 | 3 | 6 | HeaderMin_3HeaderMax_6 | 3 | INVALID
48 | 48 | 25709-2P-25HP VLSC | VLSC_25709_2P_25HP | 449.14 | 449.14 | 898.2801 | 2 | 0 | 2 | A | VLS_Inline | 2.5 | 2.5 | 2.5 | 5 | BranchMin_2.5BranchMax_5 | 4 | 3 | 6 | HeaderMin_3HeaderMax_6 | 4 | INVALID
48 | 48 | 25709-2P-25HP VLSC | VLSC_25709_2P_25HP | 449.14 | 449.14 | 898.2801 | 2 | 0 | 2 | A | VLS_Inline | 2.5 | 2.5 | 2.5 | 5 | BranchMin_2.5BranchMax_5 | 4 | 3 | 6 | HeaderMin_3HeaderMax_6 | 5
48 | 48 | 25709-2P-25HP VLSC | VLSC_25709_2P_25HP | 449.14 | 449.14 | 898.2801 | 2 | 0 | 2 | A | VLS_Inline | 2.5 | 2.5 | 2.5 | 5 | BranchMin_2.5BranchMax_5 | 4 | 3 | 6 | HeaderMin_3HeaderMax_6 | 6
48 | 48 | 25709-2P-25HP VLSC | VLSC_25709_2P_25HP | 449.14 | 449.14 | 898.2801 | 2 | 0 | 2 | A | VLS_Inline | 2.5 | 2.5 | 2.5 | 5 | BranchMin_2.5BranchMax_5 | 5 | 3 | 6 | HeaderMin_3HeaderMax_6 | 3 | INVALID
48 | 48 | 25709-2P-25HP VLSC | VLSC_25709_2P_25HP | 449.14 | 449.14 | 898.2801 | 2 | 0 | 2 | A | VLS_Inline | 2.5 | 2.5 | 2.5 | 5 | BranchMin_2.5BranchMax_5 | 5 | 3 | 6 | HeaderMin_3HeaderMax_6 | 4 | INVALID
48 | 48 | 25709-2P-25HP VLSC | VLSC_25709_2P_25HP | 449.14 | 449.14 | 898.2801 | 2 | 0 | 2 | A | VLS_Inline | 2.5 | 2.5 | 2.5 | 5 | BranchMin_2.5BranchMax_5 | 5 | 3 | 6 | HeaderMin_3HeaderMax_6 | 5 | INVALID
48 | 48 | 25709-2P-25HP VLSC | VLSC_25709_2P_25HP | 449.14 | 449.14 | 898.2801 | 2 | 0 | 2 | A | VLS_Inline | 2.5 | 2.5 | 2.5 | 5 | BranchMin_2.5BranchMax_5 | 5 | 3 | 6 | HeaderMin_3HeaderMax_6 | 6
49 | 49 | 25709-4P-3HP VLSC | VLSC_25709_4P_3HP | 222.9265 | 222.9265 | 445.8531 | 2 | 0 | 2 | A | VLS_Inline | 2.5 | 2.5 | 2.5 | 4 | BranchMin_2.5BranchMax_4 | 2.5 | 3 | 5 | HeaderMin_3HeaderMax_5 | 3
49 | 49 | 25709-4P-3HP VLSC | VLSC_25709_4P_3HP | 222.9265 | 222.9265 | 445.8531 | 2 | 0 | 2 | A | VLS_Inline | 2.5 | 2.5 | 2.5 | 4 | BranchMin_2.5BranchMax_4 | 2.5 | 3 | 5 | HeaderMin_3HeaderMax_5 | 4
49 | 49 | 25709-4P-3HP VLSC | VLSC_25709_4P_3HP | 222.9265 | 222.9265 | 445.8531 | 2 | 0 | 2 | A | VLS_Inline | 2.5 | 2.5 | 2.5 | 4 | BranchMin_2.5BranchMax_4 | 2.5 | 3 | 5 | HeaderMin_3HeaderMax_5 | 5
49 | 49 | 25709-4P-3HP VLSC | VLSC_25709_4P_3HP | 222.9265 | 222.9265 | 445.8531 | 2 | 0 | 2 | A | VLS_Inline | 2.5 | 2.5 | 2.5 | 4 | BranchMin_2.5BranchMax_4 | 3 | 3 | 5 | HeaderMin_3HeaderMax_5 | 3 | INVALID
49 | 49 | 25709-4P-3HP VLSC | VLSC_25709_4P_3HP | 222.9265 | 222.9265 | 445.8531 | 2 | 0 | 2 | A | VLS_Inline | 2.5 | 2.5 | 2.5 | 4 | BranchMin_2.5BranchMax_4 | 3 | 3 | 5 | HeaderMin_3HeaderMax_5 | 4
49 | 49 | 25709-4P-3HP VLSC | VLSC_25709_4P_3HP | 222.9265 | 222.9265 | 445.8531 | 2 | 0 | 2 | A | VLS_Inline | 2.5 | 2.5 | 2.5 | 4 | BranchMin_2.5BranchMax_4 | 3 | 3 | 5 | HeaderMin_3HeaderMax_5 | 5
49 | 49 | 25709-4P-3HP VLSC | VLSC_25709_4P_3HP | 222.9265 | 222.9265 | 445.8531 | 2 | 0 | 2 | A | VLS_Inline | 2.5 | 2.5 | 2.5 | 4 | BranchMin_2.5BranchMax_4 | 4 | 3 | 5 | HeaderMin_3HeaderMax_5 | 3 | INVALID
49 | 49 | 25709-4P-3HP VLSC | VLSC_25709_4P_3HP | 222.9265 | 222.9265 | 445.8531 | 2 | 0 | 2 | A | VLS_Inline | 2.5 | 2.5 | 2.5 | 4 | BranchMin_2.5BranchMax_4 | 4 | 3 | 5 | HeaderMin_3HeaderMax_5 | 4 | INVALID
49 | 49 | 25709-4P-3HP VLSC | VLSC_25709_4P_3HP | 222.9265 | 222.9265 | 445.8531 | 2 | 0 | 2 | A | VLS_Inline | 2.5 | 2.5 | 2.5 | 4 | BranchMin_2.5BranchMax_4 | 4 | 3 | 5 | HeaderMin_3HeaderMax_5 | 5
50 | 50 | 25953-2P-20HP VLSC | VLSC_25953_2P_20HP | 339.6329 | 339.6329 | 679.2659 | 2 | 0 | 2 | A | VLS_Inline | 2.5 | 2.5 | 2.5 | 4 | BranchMin_2.5BranchMax_4 | 2.5 | 3 | 6 | HeaderMin_3HeaderMax_6 | 3
50 | 50 | 25953-2P-20HP VLSC | VLSC_25953_2P_20HP | 339.6329 | 339.6329 | 679.2659 | 2 | 0 | 2 | A | VLS_Inline | 2.5 | 2.5 | 2.5 | 4 | BranchMin_2.5BranchMax_4 | 2.5 | 3 | 6 | HeaderMin_3HeaderMax_6 | 4
50 | 50 | 25953-2P-20HP VLSC | VLSC_25953_2P_20HP | 339.6329 | 339.6329 | 679.2659 | 2 | 0 | 2 | A | VLS_Inline | 2.5 | 2.5 | 2.5 | 4 | BranchMin_2.5BranchMax_4 | 2.5 | 3 | 6 | HeaderMin_3HeaderMax_6 | 5
50 | 50 | 25953-2P-20HP VLSC | VLSC_25953_2P_20HP | 339.6329 | 339.6329 | 679.2659 | 2 | 0 | 2 | A | VLS_Inline | 2.5 | 2.5 | 2.5 | 4 | BranchMin_2.5BranchMax_4 | 2.5 | 3 | 6 | HeaderMin_3HeaderMax_6 | 6
50 | 50 | 25953-2P-20HP VLSC | VLSC_25953_2P_20HP | 339.6329 | 339.6329 | 679.2659 | 2 | 0 | 2 | A | VLS_Inline | 2.5 | 2.5 | 2.5 | 4 | BranchMin_2.5BranchMax_4 | 3 | 3 | 6 | HeaderMin_3HeaderMax_6 | 3 | INVALID
50 | 50 | 25953-2P-20HP VLSC | VLSC_25953_2P_20HP | 339.6329 | 339.6329 | 679.2659 | 2 | 0 | 2 | A | VLS_Inline | 2.5 | 2.5 | 2.5 | 4 | BranchMin_2.5BranchMax_4 | 3 | 3 | 6 | HeaderMin_3HeaderMax_6 | 4
50 | 50 | 25953-2P-20HP VLSC | VLSC_25953_2P_20HP | 339.6329 | 339.6329 | 679.2659 | 2 | 0 | 2 | A | VLS_Inline | 2.5 | 2.5 | 2.5 | 4 | BranchMin_2.5BranchMax_4 | 3 | 3 | 6 | HeaderMin_3HeaderMax_6 | 5
50 | 50 | 25953-2P-20HP VLSC | VLSC_25953_2P_20HP | 339.6329 | 339.6329 | 679.2659 | 2 | 0 | 2 | A | VLS_Inline | 2.5 | 2.5 | 2.5 | 4 | BranchMin_2.5BranchMax_4 | 3 | 3 | 6 | HeaderMin_3HeaderMax_6 | 6
50 | 50 | 25953-2P-20HP VLSC | VLSC_25953_2P_20HP | 339.6329 | 339.6329 | 679.2659 | 2 | 0 | 2 | A | VLS_Inline | 2.5 | 2.5 | 2.5 | 4 | BranchMin_2.5BranchMax_4 | 4 | 3 | 6 | HeaderMin_3HeaderMax_6 | 3 | INVALID
50 | 50 | 25953-2P-20HP VLSC | VLSC_25953_2P_20HP | 339.6329 | 339.6329 | 679.2659 | 2 | 0 | 2 | A | VLS_Inline | 2.5 | 2.5 | 2.5 | 4 | BranchMin_2.5BranchMax_4 | 4 | 3 | 6 | HeaderMin_3HeaderMax_6 | 4 | INVALID
50 | 50 | 25953-2P-20HP VLSC | VLSC_25953_2P_20HP | 339.6329 | 339.6329 | 679.2659 | 2 | 0 | 2 | A | VLS_Inline | 2.5 | 2.5 | 2.5 | 4 | BranchMin_2.5BranchMax_4 | 4 | 3 | 6 | HeaderMin_3HeaderMax_6 | 5
50 | 50 | 25953-2P-20HP VLSC | VLSC_25953_2P_20HP | 339.6329 | 339.6329 | 679.2659 | 2 | 0 | 2 | A | VLS_Inline | 2.5 | 2.5 | 2.5 | 4 | BranchMin_2.5BranchMax_4 | 4 | 3 | 6 | HeaderMin_3HeaderMax_6 | 6
51 | 51 | 25953-2P-25HP VLSC | VLSC_25953_2P_25HP | 384.0902 | 384.0902 | 768.1804 | 2 | 0 | 2 | A | VLS_Inline | 2.5 | 2.5 | 2.5 | 4 | BranchMin_2.5BranchMax_4 | 2.5 | 3 | 6 | HeaderMin_3HeaderMax_6 | 3
51 | 51 | 25953-2P-25HP VLSC | VLSC_25953_2P_25HP | 384.0902 | 384.0902 | 768.1804 | 2 | 0 | 2 | A | VLS_Inline | 2.5 | 2.5 | 2.5 | 4 | BranchMin_2.5BranchMax_4 | 2.5 | 3 | 6 | HeaderMin_3HeaderMax_6 | 4
51 | 51 | 25953-2P-25HP VLSC | VLSC_25953_2P_25HP | 384.0902 | 384.0902 | 768.1804 | 2 | 0 | 2 | A | VLS_Inline | 2.5 | 2.5 | 2.5 | 4 | BranchMin_2.5BranchMax_4 | 2.5 | 3 | 6 | HeaderMin_3HeaderMax_6 | 5
51 | 51 | 25953-2P-25HP VLSC | VLSC_25953_2P_25HP | 384.0902 | 384.0902 | 768.1804 | 2 | 0 | 2 | A | VLS_Inline | 2.5 | 2.5 | 2.5 | 4 | BranchMin_2.5BranchMax_4 | 2.5 | 3 | 6 | HeaderMin_3HeaderMax_6 | 6
51 | 51 | 25953-2P-25HP VLSC | VLSC_25953_2P_25HP | 384.0902 | 384.0902 | 768.1804 | 2 | 0 | 2 | A | VLS_Inline | 2.5 | 2.5 | 2.5 | 4 | BranchMin_2.5BranchMax_4 | 3 | 3 | 6 | HeaderMin_3HeaderMax_6 | 3 | INVALID
51 | 51 | 25953-2P-25HP VLSC | VLSC_25953_2P_25HP | 384.0902 | 384.0902 | 768.1804 | 2 | 0 | 2 | A | VLS_Inline | 2.5 | 2.5 | 2.5 | 4 | BranchMin_2.5BranchMax_4 | 3 | 3 | 6 | HeaderMin_3HeaderMax_6 | 4
51 | 51 | 25953-2P-25HP VLSC | VLSC_25953_2P_25HP | 384.0902 | 384.0902 | 768.1804 | 2 | 0 | 2 | A | VLS_Inline | 2.5 | 2.5 | 2.5 | 4 | BranchMin_2.5BranchMax_4 | 3 | 3 | 6 | HeaderMin_3HeaderMax_6 | 5
51 | 51 | 25953-2P-25HP VLSC | VLSC_25953_2P_25HP | 384.0902 | 384.0902 | 768.1804 | 2 | 0 | 2 | A | VLS_Inline | 2.5 | 2.5 | 2.5 | 4 | BranchMin_2.5BranchMax_4 | 3 | 3 | 6 | HeaderMin_3HeaderMax_6 | 6
51 | 51 | 25953-2P-25HP VLSC | VLSC_25953_2P_25HP | 384.0902 | 384.0902 | 768.1804 | 2 | 0 | 2 | A | VLS_Inline | 2.5 | 2.5 | 2.5 | 4 | BranchMin_2.5BranchMax_4 | 4 | 3 | 6 | HeaderMin_3HeaderMax_6 | 3 | INVALID
51 | 51 | 25953-2P-25HP VLSC | VLSC_25953_2P_25HP | 384.0902 | 384.0902 | 768.1804 | 2 | 0 | 2 | A | VLS_Inline | 2.5 | 2.5 | 2.5 | 4 | BranchMin_2.5BranchMax_4 | 4 | 3 | 6 | HeaderMin_3HeaderMax_6 | 4 | INVALID
51 | 51 | 25953-2P-25HP VLSC | VLSC_25953_2P_25HP | 384.0902 | 384.0902 | 768.1804 | 2 | 0 | 2 | A | VLS_Inline | 2.5 | 2.5 | 2.5 | 4 | BranchMin_2.5BranchMax_4 | 4 | 3 | 6 | HeaderMin_3HeaderMax_6 | 5
51 | 51 | 25953-2P-25HP VLSC | VLSC_25953_2P_25HP | 384.0902 | 384.0902 | 768.1804 | 2 | 0 | 2 | A | VLS_Inline | 2.5 | 2.5 | 2.5 | 4 | BranchMin_2.5BranchMax_4 | 4 | 3 | 6 | HeaderMin_3HeaderMax_6 | 6
52 | 52 | 25953-2P-30HP VLSC | VLSC_25953_2P_30HP | 424.5536 | 424.5536 | 849.1072 | 2 | 0 | 2 | A | VLS_Inline | 2.5 | 2.5 | 2.5 | 5 | BranchMin_2.5BranchMax_5 | 2.5 | 3 | 6 | HeaderMin_3HeaderMax_6 | 3
52 | 52 | 25953-2P-30HP VLSC | VLSC_25953_2P_30HP | 424.5536 | 424.5536 | 849.1072 | 2 | 0 | 2 | A | VLS_Inline | 2.5 | 2.5 | 2.5 | 5 | BranchMin_2.5BranchMax_5 | 2.5 | 3 | 6 | HeaderMin_3HeaderMax_6 | 4
52 | 52 | 25953-2P-30HP VLSC | VLSC_25953_2P_30HP | 424.5536 | 424.5536 | 849.1072 | 2 | 0 | 2 | A | VLS_Inline | 2.5 | 2.5 | 2.5 | 5 | BranchMin_2.5BranchMax_5 | 2.5 | 3 | 6 | HeaderMin_3HeaderMax_6 | 5
52 | 52 | 25953-2P-30HP VLSC | VLSC_25953_2P_30HP | 424.5536 | 424.5536 | 849.1072 | 2 | 0 | 2 | A | VLS_Inline | 2.5 | 2.5 | 2.5 | 5 | BranchMin_2.5BranchMax_5 | 2.5 | 3 | 6 | HeaderMin_3HeaderMax_6 | 6
52 | 52 | 25953-2P-30HP VLSC | VLSC_25953_2P_30HP | 424.5536 | 424.5536 | 849.1072 | 2 | 0 | 2 | A | VLS_Inline | 2.5 | 2.5 | 2.5 | 5 | BranchMin_2.5BranchMax_5 | 3 | 3 | 6 | HeaderMin_3HeaderMax_6 | 3 | INVALID
52 | 52 | 25953-2P-30HP VLSC | VLSC_25953_2P_30HP | 424.5536 | 424.5536 | 849.1072 | 2 | 0 | 2 | A | VLS_Inline | 2.5 | 2.5 | 2.5 | 5 | BranchMin_2.5BranchMax_5 | 3 | 3 | 6 | HeaderMin_3HeaderMax_6 | 4
52 | 52 | 25953-2P-30HP VLSC | VLSC_25953_2P_30HP | 424.5536 | 424.5536 | 849.1072 | 2 | 0 | 2 | A | VLS_Inline | 2.5 | 2.5 | 2.5 | 5 | BranchMin_2.5BranchMax_5 | 3 | 3 | 6 | HeaderMin_3HeaderMax_6 | 5
52 | 52 | 25953-2P-30HP VLSC | VLSC_25953_2P_30HP | 424.5536 | 424.5536 | 849.1072 | 2 | 0 | 2 | A | VLS_Inline | 2.5 | 2.5 | 2.5 | 5 | BranchMin_2.5BranchMax_5 | 3 | 3 | 6 | HeaderMin_3HeaderMax_6 | 6
52 | 52 | 25953-2P-30HP VLSC | VLSC_25953_2P_30HP | 424.5536 | 424.5536 | 849.1072 | 2 | 0 | 2 | A | VLS_Inline | 2.5 | 2.5 | 2.5 | 5 | BranchMin_2.5BranchMax_5 | 4 | 3 | 6 | HeaderMin_3HeaderMax_6 | 3 | INVALID
52 | 52 | 25953-2P-30HP VLSC | VLSC_25953_2P_30HP | 424.5536 | 424.5536 | 849.1072 | 2 | 0 | 2 | A | VLS_Inline | 2.5 | 2.5 | 2.5 | 5 | BranchMin_2.5BranchMax_5 | 4 | 3 | 6 | HeaderMin_3HeaderMax_6 | 4 | INVALID
52 | 52 | 25953-2P-30HP VLSC | VLSC_25953_2P_30HP | 424.5536 | 424.5536 | 849.1072 | 2 | 0 | 2 | A | VLS_Inline | 2.5 | 2.5 | 2.5 | 5 | BranchMin_2.5BranchMax_5 | 4 | 3 | 6 | HeaderMin_3HeaderMax_6 | 5
52 | 52 | 25953-2P-30HP VLSC | VLSC_25953_2P_30HP | 424.5536 | 424.5536 | 849.1072 | 2 | 0 | 2 | A | VLS_Inline | 2.5 | 2.5 | 2.5 | 5 | BranchMin_2.5BranchMax_5 | 4 | 3 | 6 | HeaderMin_3HeaderMax_6 | 6
52 | 52 | 25953-2P-30HP VLSC | VLSC_25953_2P_30HP | 424.5536 | 424.5536 | 849.1072 | 2 | 0 | 2 | A | VLS_Inline | 2.5 | 2.5 | 2.5 | 5 | BranchMin_2.5BranchMax_5 | 5 | 3 | 6 | HeaderMin_3HeaderMax_6 | 3 | INVALID
52 | 52 | 25953-2P-30HP VLSC | VLSC_25953_2P_30HP | 424.5536 | 424.5536 | 849.1072 | 2 | 0 | 2 | A | VLS_Inline | 2.5 | 2.5 | 2.5 | 5 | BranchMin_2.5BranchMax_5 | 5 | 3 | 6 | HeaderMin_3HeaderMax_6 | 4 | INVALID
52 | 52 | 25953-2P-30HP VLSC | VLSC_25953_2P_30HP | 424.5536 | 424.5536 | 849.1072 | 2 | 0 | 2 | A | VLS_Inline | 2.5 | 2.5 | 2.5 | 5 | BranchMin_2.5BranchMax_5 | 5 | 3 | 6 | HeaderMin_3HeaderMax_6 | 5 | INVALID
52 | 52 | 25953-2P-30HP VLSC | VLSC_25953_2P_30HP | 424.5536 | 424.5536 | 849.1072 | 2 | 0 | 2 | A | VLS_Inline | 2.5 | 2.5 | 2.5 | 5 | BranchMin_2.5BranchMax_5 | 5 | 3 | 6 | HeaderMin_3HeaderMax_6 | 6
53 | 53 | 25953-2P-40HP VLSC | VLSC_25953_2P_40HP | 491.3603 | 491.3603 | 982.7205 | 2 | 0 | 2 | A | VLS_Inline | 2.5 | 2.5 | 2.5 | 5 | BranchMin_2.5BranchMax_5 | 2.5 | 3 | 8 | HeaderMin_3HeaderMax_8 | 3
53 | 53 | 25953-2P-40HP VLSC | VLSC_25953_2P_40HP | 491.3603 | 491.3603 | 982.7205 | 2 | 0 | 2 | A | VLS_Inline | 2.5 | 2.5 | 2.5 | 5 | BranchMin_2.5BranchMax_5 | 2.5 | 3 | 8 | HeaderMin_3HeaderMax_8 | 4
53 | 53 | 25953-2P-40HP VLSC | VLSC_25953_2P_40HP | 491.3603 | 491.3603 | 982.7205 | 2 | 0 | 2 | A | VLS_Inline | 2.5 | 2.5 | 2.5 | 5 | BranchMin_2.5BranchMax_5 | 2.5 | 3 | 8 | HeaderMin_3HeaderMax_8 | 5
53 | 53 | 25953-2P-40HP VLSC | VLSC_25953_2P_40HP | 491.3603 | 491.3603 | 982.7205 | 2 | 0 | 2 | A | VLS_Inline | 2.5 | 2.5 | 2.5 | 5 | BranchMin_2.5BranchMax_5 | 2.5 | 3 | 8 | HeaderMin_3HeaderMax_8 | 6
53 | 53 | 25953-2P-40HP VLSC | VLSC_25953_2P_40HP | 491.3603 | 491.3603 | 982.7205 | 2 | 0 | 2 | A | VLS_Inline | 2.5 | 2.5 | 2.5 | 5 | BranchMin_2.5BranchMax_5 | 2.5 | 3 | 8 | HeaderMin_3HeaderMax_8 | 8
53 | 53 | 25953-2P-40HP VLSC | VLSC_25953_2P_40HP | 491.3603 | 491.3603 | 982.7205 | 2 | 0 | 2 | A | VLS_Inline | 2.5 | 2.5 | 2.5 | 5 | BranchMin_2.5BranchMax_5 | 3 | 3 | 8 | HeaderMin_3HeaderMax_8 | 3 | INVALID
53 | 53 | 25953-2P-40HP VLSC | VLSC_25953_2P_40HP | 491.3603 | 491.3603 | 982.7205 | 2 | 0 | 2 | A | VLS_Inline | 2.5 | 2.5 | 2.5 | 5 | BranchMin_2.5BranchMax_5 | 3 | 3 | 8 | HeaderMin_3HeaderMax_8 | 4
53 | 53 | 25953-2P-40HP VLSC | VLSC_25953_2P_40HP | 491.3603 | 491.3603 | 982.7205 | 2 | 0 | 2 | A | VLS_Inline | 2.5 | 2.5 | 2.5 | 5 | BranchMin_2.5BranchMax_5 | 3 | 3 | 8 | HeaderMin_3HeaderMax_8 | 5
53 | 53 | 25953-2P-40HP VLSC | VLSC_25953_2P_40HP | 491.3603 | 491.3603 | 982.7205 | 2 | 0 | 2 | A | VLS_Inline | 2.5 | 2.5 | 2.5 | 5 | BranchMin_2.5BranchMax_5 | 3 | 3 | 8 | HeaderMin_3HeaderMax_8 | 6
53 | 53 | 25953-2P-40HP VLSC | VLSC_25953_2P_40HP | 491.3603 | 491.3603 | 982.7205 | 2 | 0 | 2 | A | VLS_Inline | 2.5 | 2.5 | 2.5 | 5 | BranchMin_2.5BranchMax_5 | 3 | 3 | 8 | HeaderMin_3HeaderMax_8 | 8
53 | 53 | 25953-2P-40HP VLSC | VLSC_25953_2P_40HP | 491.3603 | 491.3603 | 982.7205 | 2 | 0 | 2 | A | VLS_Inline | 2.5 | 2.5 | 2.5 | 5 | BranchMin_2.5BranchMax_5 | 4 | 3 | 8 | HeaderMin_3HeaderMax_8 | 3 | INVALID
53 | 53 | 25953-2P-40HP VLSC | VLSC_25953_2P_40HP | 491.3603 | 491.3603 | 982.7205 | 2 | 0 | 2 | A | VLS_Inline | 2.5 | 2.5 | 2.5 | 5 | BranchMin_2.5BranchMax_5 | 4 | 3 | 8 | HeaderMin_3HeaderMax_8 | 4 | INVALID
53 | 53 | 25953-2P-40HP VLSC | VLSC_25953_2P_40HP | 491.3603 | 491.3603 | 982.7205 | 2 | 0 | 2 | A | VLS_Inline | 2.5 | 2.5 | 2.5 | 5 | BranchMin_2.5BranchMax_5 | 4 | 3 | 8 | HeaderMin_3HeaderMax_8 | 5
53 | 53 | 25953-2P-40HP VLSC | VLSC_25953_2P_40HP | 491.3603 | 491.3603 | 982.7205 | 2 | 0 | 2 | A | VLS_Inline | 2.5 | 2.5 | 2.5 | 5 | BranchMin_2.5BranchMax_5 | 4 | 3 | 8 | HeaderMin_3HeaderMax_8 | 6
53 | 53 | 25953-2P-40HP VLSC | VLSC_25953_2P_40HP | 491.3603 | 491.3603 | 982.7205 | 2 | 0 | 2 | A | VLS_Inline | 2.5 | 2.5 | 2.5 | 5 | BranchMin_2.5BranchMax_5 | 4 | 3 | 8 | HeaderMin_3HeaderMax_8 | 8
53 | 53 | 25953-2P-40HP VLSC | VLSC_25953_2P_40HP | 491.3603 | 491.3603 | 982.7205 | 2 | 0 | 2 | A | VLS_Inline | 2.5 | 2.5 | 2.5 | 5 | BranchMin_2.5BranchMax_5 | 5 | 3 | 8 | HeaderMin_3HeaderMax_8 | 3 | INVALID
53 | 53 | 25953-2P-40HP VLSC | VLSC_25953_2P_40HP | 491.3603 | 491.3603 | 982.7205 | 2 | 0 | 2 | A | VLS_Inline | 2.5 | 2.5 | 2.5 | 5 | BranchMin_2.5BranchMax_5 | 5 | 3 | 8 | HeaderMin_3HeaderMax_8 | 4 | INVALID
53 | 53 | 25953-2P-40HP VLSC | VLSC_25953_2P_40HP | 491.3603 | 491.3603 | 982.7205 | 2 | 0 | 2 | A | VLS_Inline | 2.5 | 2.5 | 2.5 | 5 | BranchMin_2.5BranchMax_5 | 5 | 3 | 8 | HeaderMin_3HeaderMax_8 | 5 | INVALID
53 | 53 | 25953-2P-40HP VLSC | VLSC_25953_2P_40HP | 491.3603 | 491.3603 | 982.7205 | 2 | 0 | 2 | A | VLS_Inline | 2.5 | 2.5 | 2.5 | 5 | BranchMin_2.5BranchMax_5 | 5 | 3 | 8 | HeaderMin_3HeaderMax_8 | 6
53 | 53 | 25953-2P-40HP VLSC | VLSC_25953_2P_40HP | 491.3603 | 491.3603 | 982.7205 | 2 | 0 | 2 | A | VLS_Inline | 2.5 | 2.5 | 2.5 | 5 | BranchMin_2.5BranchMax_5 | 5 | 3 | 8 | HeaderMin_3HeaderMax_8 | 8
54 | 54 | 25953-2P-50HP VLSC | VLSC_25953_2P_50HP | 551.7418 | 551.7418 | 1103.4836 | 2 | 0 | 2 | A | VLS_Inline | 2.5 | 2.5 | 2.5 | 5 | BranchMin_2.5BranchMax_5 | 2.5 | 3 | 8 | HeaderMin_3HeaderMax_8 | 3
54 | 54 | 25953-2P-50HP VLSC | VLSC_25953_2P_50HP | 551.7418 | 551.7418 | 1103.4836 | 2 | 0 | 2 | A | VLS_Inline | 2.5 | 2.5 | 2.5 | 5 | BranchMin_2.5BranchMax_5 | 2.5 | 3 | 8 | HeaderMin_3HeaderMax_8 | 4
54 | 54 | 25953-2P-50HP VLSC | VLSC_25953_2P_50HP | 551.7418 | 551.7418 | 1103.4836 | 2 | 0 | 2 | A | VLS_Inline | 2.5 | 2.5 | 2.5 | 5 | BranchMin_2.5BranchMax_5 | 2.5 | 3 | 8 | HeaderMin_3HeaderMax_8 | 5
54 | 54 | 25953-2P-50HP VLSC | VLSC_25953_2P_50HP | 551.7418 | 551.7418 | 1103.4836 | 2 | 0 | 2 | A | VLS_Inline | 2.5 | 2.5 | 2.5 | 5 | BranchMin_2.5BranchMax_5 | 2.5 | 3 | 8 | HeaderMin_3HeaderMax_8 | 6
54 | 54 | 25953-2P-50HP VLSC | VLSC_25953_2P_50HP | 551.7418 | 551.7418 | 1103.4836 | 2 | 0 | 2 | A | VLS_Inline | 2.5 | 2.5 | 2.5 | 5 | BranchMin_2.5BranchMax_5 | 2.5 | 3 | 8 | HeaderMin_3HeaderMax_8 | 8
54 | 54 | 25953-2P-50HP VLSC | VLSC_25953_2P_50HP | 551.7418 | 551.7418 | 1103.4836 | 2 | 0 | 2 | A | VLS_Inline | 2.5 | 2.5 | 2.5 | 5 | BranchMin_2.5BranchMax_5 | 3 | 3 | 8 | HeaderMin_3HeaderMax_8 | 3 | INVALID
54 | 54 | 25953-2P-50HP VLSC | VLSC_25953_2P_50HP | 551.7418 | 551.7418 | 1103.4836 | 2 | 0 | 2 | A | VLS_Inline | 2.5 | 2.5 | 2.5 | 5 | BranchMin_2.5BranchMax_5 | 3 | 3 | 8 | HeaderMin_3HeaderMax_8 | 4
54 | 54 | 25953-2P-50HP VLSC | VLSC_25953_2P_50HP | 551.7418 | 551.7418 | 1103.4836 | 2 | 0 | 2 | A | VLS_Inline | 2.5 | 2.5 | 2.5 | 5 | BranchMin_2.5BranchMax_5 | 3 | 3 | 8 | HeaderMin_3HeaderMax_8 | 5
54 | 54 | 25953-2P-50HP VLSC | VLSC_25953_2P_50HP | 551.7418 | 551.7418 | 1103.4836 | 2 | 0 | 2 | A | VLS_Inline | 2.5 | 2.5 | 2.5 | 5 | BranchMin_2.5BranchMax_5 | 3 | 3 | 8 | HeaderMin_3HeaderMax_8 | 6
54 | 54 | 25953-2P-50HP VLSC | VLSC_25953_2P_50HP | 551.7418 | 551.7418 | 1103.4836 | 2 | 0 | 2 | A | VLS_Inline | 2.5 | 2.5 | 2.5 | 5 | BranchMin_2.5BranchMax_5 | 3 | 3 | 8 | HeaderMin_3HeaderMax_8 | 8
54 | 54 | 25953-2P-50HP VLSC | VLSC_25953_2P_50HP | 551.7418 | 551.7418 | 1103.4836 | 2 | 0 | 2 | A | VLS_Inline | 2.5 | 2.5 | 2.5 | 5 | BranchMin_2.5BranchMax_5 | 4 | 3 | 8 | HeaderMin_3HeaderMax_8 | 3 | INVALID
54 | 54 | 25953-2P-50HP VLSC | VLSC_25953_2P_50HP | 551.7418 | 551.7418 | 1103.4836 | 2 | 0 | 2 | A | VLS_Inline | 2.5 | 2.5 | 2.5 | 5 | BranchMin_2.5BranchMax_5 | 4 | 3 | 8 | HeaderMin_3HeaderMax_8 | 4 | INVALID
54 | 54 | 25953-2P-50HP VLSC | VLSC_25953_2P_50HP | 551.7418 | 551.7418 | 1103.4836 | 2 | 0 | 2 | A | VLS_Inline | 2.5 | 2.5 | 2.5 | 5 | BranchMin_2.5BranchMax_5 | 4 | 3 | 8 | HeaderMin_3HeaderMax_8 | 5
54 | 54 | 25953-2P-50HP VLSC | VLSC_25953_2P_50HP | 551.7418 | 551.7418 | 1103.4836 | 2 | 0 | 2 | A | VLS_Inline | 2.5 | 2.5 | 2.5 | 5 | BranchMin_2.5BranchMax_5 | 4 | 3 | 8 | HeaderMin_3HeaderMax_8 | 6
54 | 54 | 25953-2P-50HP VLSC | VLSC_25953_2P_50HP | 551.7418 | 551.7418 | 1103.4836 | 2 | 0 | 2 | A | VLS_Inline | 2.5 | 2.5 | 2.5 | 5 | BranchMin_2.5BranchMax_5 | 4 | 3 | 8 | HeaderMin_3HeaderMax_8 | 8
54 | 54 | 25953-2P-50HP VLSC | VLSC_25953_2P_50HP | 551.7418 | 551.7418 | 1103.4836 | 2 | 0 | 2 | A | VLS_Inline | 2.5 | 2.5 | 2.5 | 5 | BranchMin_2.5BranchMax_5 | 5 | 3 | 8 | HeaderMin_3HeaderMax_8 | 3 | INVALID
54 | 54 | 25953-2P-50HP VLSC | VLSC_25953_2P_50HP | 551.7418 | 551.7418 | 1103.4836 | 2 | 0 | 2 | A | VLS_Inline | 2.5 | 2.5 | 2.5 | 5 | BranchMin_2.5BranchMax_5 | 5 | 3 | 8 | HeaderMin_3HeaderMax_8 | 4 | INVALID
54 | 54 | 25953-2P-50HP VLSC | VLSC_25953_2P_50HP | 551.7418 | 551.7418 | 1103.4836 | 2 | 0 | 2 | A | VLS_Inline | 2.5 | 2.5 | 2.5 | 5 | BranchMin_2.5BranchMax_5 | 5 | 3 | 8 | HeaderMin_3HeaderMax_8 | 5 | INVALID
54 | 54 | 25953-2P-50HP VLSC | VLSC_25953_2P_50HP | 551.7418 | 551.7418 | 1103.4836 | 2 | 0 | 2 | A | VLS_Inline | 2.5 | 2.5 | 2.5 | 5 | BranchMin_2.5BranchMax_5 | 5 | 3 | 8 | HeaderMin_3HeaderMax_8 | 6
54 | 54 | 25953-2P-50HP VLSC | VLSC_25953_2P_50HP | 551.7418 | 551.7418 | 1103.4836 | 2 | 0 | 2 | A | VLS_Inline | 2.5 | 2.5 | 2.5 | 5 | BranchMin_2.5BranchMax_5 | 5 | 3 | 8 | HeaderMin_3HeaderMax_8 | 8
55 | 55 | 25953-2P-60HP VLSC | VLSC_25953_2P_60HP | 573.0512 | 573.0512 | 1146.1024 | 2 | 0 | 2 | A | VLS_Inline | 2.5 | 2.5 | 2.5 | 5 | BranchMin_2.5BranchMax_5 | 2.5 | 3 | 8 | HeaderMin_3HeaderMax_8 | 3
55 | 55 | 25953-2P-60HP VLSC | VLSC_25953_2P_60HP | 573.0512 | 573.0512 | 1146.1024 | 2 | 0 | 2 | A | VLS_Inline | 2.5 | 2.5 | 2.5 | 5 | BranchMin_2.5BranchMax_5 | 2.5 | 3 | 8 | HeaderMin_3HeaderMax_8 | 4
55 | 55 | 25953-2P-60HP VLSC | VLSC_25953_2P_60HP | 573.0512 | 573.0512 | 1146.1024 | 2 | 0 | 2 | A | VLS_Inline | 2.5 | 2.5 | 2.5 | 5 | BranchMin_2.5BranchMax_5 | 2.5 | 3 | 8 | HeaderMin_3HeaderMax_8 | 5
55 | 55 | 25953-2P-60HP VLSC | VLSC_25953_2P_60HP | 573.0512 | 573.0512 | 1146.1024 | 2 | 0 | 2 | A | VLS_Inline | 2.5 | 2.5 | 2.5 | 5 | BranchMin_2.5BranchMax_5 | 2.5 | 3 | 8 | HeaderMin_3HeaderMax_8 | 6
55 | 55 | 25953-2P-60HP VLSC | VLSC_25953_2P_60HP | 573.0512 | 573.0512 | 1146.1024 | 2 | 0 | 2 | A | VLS_Inline | 2.5 | 2.5 | 2.5 | 5 | BranchMin_2.5BranchMax_5 | 2.5 | 3 | 8 | HeaderMin_3HeaderMax_8 | 8
55 | 55 | 25953-2P-60HP VLSC | VLSC_25953_2P_60HP | 573.0512 | 573.0512 | 1146.1024 | 2 | 0 | 2 | A | VLS_Inline | 2.5 | 2.5 | 2.5 | 5 | BranchMin_2.5BranchMax_5 | 3 | 3 | 8 | HeaderMin_3HeaderMax_8 | 3 | INVALID
55 | 55 | 25953-2P-60HP VLSC | VLSC_25953_2P_60HP | 573.0512 | 573.0512 | 1146.1024 | 2 | 0 | 2 | A | VLS_Inline | 2.5 | 2.5 | 2.5 | 5 | BranchMin_2.5BranchMax_5 | 3 | 3 | 8 | HeaderMin_3HeaderMax_8 | 4
55 | 55 | 25953-2P-60HP VLSC | VLSC_25953_2P_60HP | 573.0512 | 573.0512 | 1146.1024 | 2 | 0 | 2 | A | VLS_Inline | 2.5 | 2.5 | 2.5 | 5 | BranchMin_2.5BranchMax_5 | 3 | 3 | 8 | HeaderMin_3HeaderMax_8 | 5
55 | 55 | 25953-2P-60HP VLSC | VLSC_25953_2P_60HP | 573.0512 | 573.0512 | 1146.1024 | 2 | 0 | 2 | A | VLS_Inline | 2.5 | 2.5 | 2.5 | 5 | BranchMin_2.5BranchMax_5 | 3 | 3 | 8 | HeaderMin_3HeaderMax_8 | 6
55 | 55 | 25953-2P-60HP VLSC | VLSC_25953_2P_60HP | 573.0512 | 573.0512 | 1146.1024 | 2 | 0 | 2 | A | VLS_Inline | 2.5 | 2.5 | 2.5 | 5 | BranchMin_2.5BranchMax_5 | 3 | 3 | 8 | HeaderMin_3HeaderMax_8 | 8
55 | 55 | 25953-2P-60HP VLSC | VLSC_25953_2P_60HP | 573.0512 | 573.0512 | 1146.1024 | 2 | 0 | 2 | A | VLS_Inline | 2.5 | 2.5 | 2.5 | 5 | BranchMin_2.5BranchMax_5 | 4 | 3 | 8 | HeaderMin_3HeaderMax_8 | 3 | INVALID
55 | 55 | 25953-2P-60HP VLSC | VLSC_25953_2P_60HP | 573.0512 | 573.0512 | 1146.1024 | 2 | 0 | 2 | A | VLS_Inline | 2.5 | 2.5 | 2.5 | 5 | BranchMin_2.5BranchMax_5 | 4 | 3 | 8 | HeaderMin_3HeaderMax_8 | 4 | INVALID
55 | 55 | 25953-2P-60HP VLSC | VLSC_25953_2P_60HP | 573.0512 | 573.0512 | 1146.1024 | 2 | 0 | 2 | A | VLS_Inline | 2.5 | 2.5 | 2.5 | 5 | BranchMin_2.5BranchMax_5 | 4 | 3 | 8 | HeaderMin_3HeaderMax_8 | 5
55 | 55 | 25953-2P-60HP VLSC | VLSC_25953_2P_60HP | 573.0512 | 573.0512 | 1146.1024 | 2 | 0 | 2 | A | VLS_Inline | 2.5 | 2.5 | 2.5 | 5 | BranchMin_2.5BranchMax_5 | 4 | 3 | 8 | HeaderMin_3HeaderMax_8 | 6
55 | 55 | 25953-2P-60HP VLSC | VLSC_25953_2P_60HP | 573.0512 | 573.0512 | 1146.1024 | 2 | 0 | 2 | A | VLS_Inline | 2.5 | 2.5 | 2.5 | 5 | BranchMin_2.5BranchMax_5 | 4 | 3 | 8 | HeaderMin_3HeaderMax_8 | 8
55 | 55 | 25953-2P-60HP VLSC | VLSC_25953_2P_60HP | 573.0512 | 573.0512 | 1146.1024 | 2 | 0 | 2 | A | VLS_Inline | 2.5 | 2.5 | 2.5 | 5 | BranchMin_2.5BranchMax_5 | 5 | 3 | 8 | HeaderMin_3HeaderMax_8 | 3 | INVALID
55 | 55 | 25953-2P-60HP VLSC | VLSC_25953_2P_60HP | 573.0512 | 573.0512 | 1146.1024 | 2 | 0 | 2 | A | VLS_Inline | 2.5 | 2.5 | 2.5 | 5 | BranchMin_2.5BranchMax_5 | 5 | 3 | 8 | HeaderMin_3HeaderMax_8 | 4 | INVALID
55 | 55 | 25953-2P-60HP VLSC | VLSC_25953_2P_60HP | 573.0512 | 573.0512 | 1146.1024 | 2 | 0 | 2 | A | VLS_Inline | 2.5 | 2.5 | 2.5 | 5 | BranchMin_2.5BranchMax_5 | 5 | 3 | 8 | HeaderMin_3HeaderMax_8 | 5 | INVALID
55 | 55 | 25953-2P-60HP VLSC | VLSC_25953_2P_60HP | 573.0512 | 573.0512 | 1146.1024 | 2 | 0 | 2 | A | VLS_Inline | 2.5 | 2.5 | 2.5 | 5 | BranchMin_2.5BranchMax_5 | 5 | 3 | 8 | HeaderMin_3HeaderMax_8 | 6
55 | 55 | 25953-2P-60HP VLSC | VLSC_25953_2P_60HP | 573.0512 | 573.0512 | 1146.1024 | 2 | 0 | 2 | A | VLS_Inline | 2.5 | 2.5 | 2.5 | 5 | BranchMin_2.5BranchMax_5 | 5 | 3 | 8 | HeaderMin_3HeaderMax_8 | 8
56 | 56 | 25953-4P-3HP VLSC | VLSC_25953_4P_3HP | 179.981 | 179.981 | 359.9621 | 2 | 0 | 2 | A | VLS_Inline | 2.5 | 2.5 | 2.5 | 3 | BranchMin_2.5BranchMax_3 | 2.5 | 3 | 4 | HeaderMin_3HeaderMax_4 | 3
56 | 56 | 25953-4P-3HP VLSC | VLSC_25953_4P_3HP | 179.981 | 179.981 | 359.9621 | 2 | 0 | 2 | A | VLS_Inline | 2.5 | 2.5 | 2.5 | 3 | BranchMin_2.5BranchMax_3 | 2.5 | 3 | 4 | HeaderMin_3HeaderMax_4 | 4
56 | 56 | 25953-4P-3HP VLSC | VLSC_25953_4P_3HP | 179.981 | 179.981 | 359.9621 | 2 | 0 | 2 | A | VLS_Inline | 2.5 | 2.5 | 2.5 | 3 | BranchMin_2.5BranchMax_3 | 3 | 3 | 4 | HeaderMin_3HeaderMax_4 | 3 | INVALID
56 | 56 | 25953-4P-3HP VLSC | VLSC_25953_4P_3HP | 179.981 | 179.981 | 359.9621 | 2 | 0 | 2 | A | VLS_Inline | 2.5 | 2.5 | 2.5 | 3 | BranchMin_2.5BranchMax_3 | 3 | 3 | 4 | HeaderMin_3HeaderMax_4 | 4
57 | 57 | 25953-4P-5HP VLSC | VLSC_25953_4P_5HP | 237.9031 | 237.9031 | 475.8063 | 2 | 0 | 2 | A | VLS_Inline | 2.5 | 2.5 | 2.5 | 4 | BranchMin_2.5BranchMax_4 | 2.5 | 3 | 5 | HeaderMin_3HeaderMax_5 | 3
57 | 57 | 25953-4P-5HP VLSC | VLSC_25953_4P_5HP | 237.9031 | 237.9031 | 475.8063 | 2 | 0 | 2 | A | VLS_Inline | 2.5 | 2.5 | 2.5 | 4 | BranchMin_2.5BranchMax_4 | 2.5 | 3 | 5 | HeaderMin_3HeaderMax_5 | 4
57 | 57 | 25953-4P-5HP VLSC | VLSC_25953_4P_5HP | 237.9031 | 237.9031 | 475.8063 | 2 | 0 | 2 | A | VLS_Inline | 2.5 | 2.5 | 2.5 | 4 | BranchMin_2.5BranchMax_4 | 2.5 | 3 | 5 | HeaderMin_3HeaderMax_5 | 5
57 | 57 | 25953-4P-5HP VLSC | VLSC_25953_4P_5HP | 237.9031 | 237.9031 | 475.8063 | 2 | 0 | 2 | A | VLS_Inline | 2.5 | 2.5 | 2.5 | 4 | BranchMin_2.5BranchMax_4 | 3 | 3 | 5 | HeaderMin_3HeaderMax_5 | 3 | INVALID
57 | 57 | 25953-4P-5HP VLSC | VLSC_25953_4P_5HP | 237.9031 | 237.9031 | 475.8063 | 2 | 0 | 2 | A | VLS_Inline | 2.5 | 2.5 | 2.5 | 4 | BranchMin_2.5BranchMax_4 | 3 | 3 | 5 | HeaderMin_3HeaderMax_5 | 4
57 | 57 | 25953-4P-5HP VLSC | VLSC_25953_4P_5HP | 237.9031 | 237.9031 | 475.8063 | 2 | 0 | 2 | A | VLS_Inline | 2.5 | 2.5 | 2.5 | 4 | BranchMin_2.5BranchMax_4 | 3 | 3 | 5 | HeaderMin_3HeaderMax_5 | 5
57 | 57 | 25953-4P-5HP VLSC | VLSC_25953_4P_5HP | 237.9031 | 237.9031 | 475.8063 | 2 | 0 | 2 | A | VLS_Inline | 2.5 | 2.5 | 2.5 | 4 | BranchMin_2.5BranchMax_4 | 4 | 3 | 5 | HeaderMin_3HeaderMax_5 | 3 | INVALID
57 | 57 | 25953-4P-5HP VLSC | VLSC_25953_4P_5HP | 237.9031 | 237.9031 | 475.8063 | 2 | 0 | 2 | A | VLS_Inline | 2.5 | 2.5 | 2.5 | 4 | BranchMin_2.5BranchMax_4 | 4 | 3 | 5 | HeaderMin_3HeaderMax_5 | 4 | INVALID
57 | 57 | 25953-4P-5HP VLSC | VLSC_25953_4P_5HP | 237.9031 | 237.9031 | 475.8063 | 2 | 0 | 2 | A | VLS_Inline | 2.5 | 2.5 | 2.5 | 4 | BranchMin_2.5BranchMax_4 | 4 | 3 | 5 | HeaderMin_3HeaderMax_5 | 5
58 | 58 | 25953-4P-7.5HP VLSC | VLSC_25953_4P_7.5HP | 284.3868 | 284.3868 | 568.7735 | 2 | 0 | 2 | A | VLS_Inline | 2.5 | 2.5 | 2.5 | 4 | BranchMin_2.5BranchMax_4 | 2.5 | 3 | 5 | HeaderMin_3HeaderMax_5 | 3
58 | 58 | 25953-4P-7.5HP VLSC | VLSC_25953_4P_7.5HP | 284.3868 | 284.3868 | 568.7735 | 2 | 0 | 2 | A | VLS_Inline | 2.5 | 2.5 | 2.5 | 4 | BranchMin_2.5BranchMax_4 | 2.5 | 3 | 5 | HeaderMin_3HeaderMax_5 | 4
58 | 58 | 25953-4P-7.5HP VLSC | VLSC_25953_4P_7.5HP | 284.3868 | 284.3868 | 568.7735 | 2 | 0 | 2 | A | VLS_Inline | 2.5 | 2.5 | 2.5 | 4 | BranchMin_2.5BranchMax_4 | 2.5 | 3 | 5 | HeaderMin_3HeaderMax_5 | 5
58 | 58 | 25953-4P-7.5HP VLSC | VLSC_25953_4P_7.5HP | 284.3868 | 284.3868 | 568.7735 | 2 | 0 | 2 | A | VLS_Inline | 2.5 | 2.5 | 2.5 | 4 | BranchMin_2.5BranchMax_4 | 3 | 3 | 5 | HeaderMin_3HeaderMax_5 | 3 | INVALID
58 | 58 | 25953-4P-7.5HP VLSC | VLSC_25953_4P_7.5HP | 284.3868 | 284.3868 | 568.7735 | 2 | 0 | 2 | A | VLS_Inline | 2.5 | 2.5 | 2.5 | 4 | BranchMin_2.5BranchMax_4 | 3 | 3 | 5 | HeaderMin_3HeaderMax_5 | 4
58 | 58 | 25953-4P-7.5HP VLSC | VLSC_25953_4P_7.5HP | 284.3868 | 284.3868 | 568.7735 | 2 | 0 | 2 | A | VLS_Inline | 2.5 | 2.5 | 2.5 | 4 | BranchMin_2.5BranchMax_4 | 3 | 3 | 5 | HeaderMin_3HeaderMax_5 | 5
58 | 58 | 25953-4P-7.5HP VLSC | VLSC_25953_4P_7.5HP | 284.3868 | 284.3868 | 568.7735 | 2 | 0 | 2 | A | VLS_Inline | 2.5 | 2.5 | 2.5 | 4 | BranchMin_2.5BranchMax_4 | 4 | 3 | 5 | HeaderMin_3HeaderMax_5 | 3 | INVALID
58 | 58 | 25953-4P-7.5HP VLSC | VLSC_25953_4P_7.5HP | 284.3868 | 284.3868 | 568.7735 | 2 | 0 | 2 | A | VLS_Inline | 2.5 | 2.5 | 2.5 | 4 | BranchMin_2.5BranchMax_4 | 4 | 3 | 5 | HeaderMin_3HeaderMax_5 | 4 | INVALID
58 | 58 | 25953-4P-7.5HP VLSC | VLSC_25953_4P_7.5HP | 284.3868 | 284.3868 | 568.7735 | 2 | 0 | 2 | A | VLS_Inline | 2.5 | 2.5 | 2.5 | 4 | BranchMin_2.5BranchMax_4 | 4 | 3 | 5 | HeaderMin_3HeaderMax_5 | 5
59 | 59 | 25121-4P-7.5HP VLSC | VLSC_25121_4P_7.5HP | 260.585 | 260.585 | 521.17 | 2 | 0 | 2 | A | VLS_Inline | 2.5 | 2.5 | 2.5 | 4 | BranchMin_2.5BranchMax_4 | 2.5 | 3 | 5 | HeaderMin_3HeaderMax_5 | 3
59 | 59 | 25121-4P-7.5HP VLSC | VLSC_25121_4P_7.5HP | 260.585 | 260.585 | 521.17 | 2 | 0 | 2 | A | VLS_Inline | 2.5 | 2.5 | 2.5 | 4 | BranchMin_2.5BranchMax_4 | 2.5 | 3 | 5 | HeaderMin_3HeaderMax_5 | 4
59 | 59 | 25121-4P-7.5HP VLSC | VLSC_25121_4P_7.5HP | 260.585 | 260.585 | 521.17 | 2 | 0 | 2 | A | VLS_Inline | 2.5 | 2.5 | 2.5 | 4 | BranchMin_2.5BranchMax_4 | 2.5 | 3 | 5 | HeaderMin_3HeaderMax_5 | 5
59 | 59 | 25121-4P-7.5HP VLSC | VLSC_25121_4P_7.5HP | 260.585 | 260.585 | 521.17 | 2 | 0 | 2 | A | VLS_Inline | 2.5 | 2.5 | 2.5 | 4 | BranchMin_2.5BranchMax_4 | 3 | 3 | 5 | HeaderMin_3HeaderMax_5 | 3 | INVALID
59 | 59 | 25121-4P-7.5HP VLSC | VLSC_25121_4P_7.5HP | 260.585 | 260.585 | 521.17 | 2 | 0 | 2 | A | VLS_Inline | 2.5 | 2.5 | 2.5 | 4 | BranchMin_2.5BranchMax_4 | 3 | 3 | 5 | HeaderMin_3HeaderMax_5 | 4
59 | 59 | 25121-4P-7.5HP VLSC | VLSC_25121_4P_7.5HP | 260.585 | 260.585 | 521.17 | 2 | 0 | 2 | A | VLS_Inline | 2.5 | 2.5 | 2.5 | 4 | BranchMin_2.5BranchMax_4 | 3 | 3 | 5 | HeaderMin_3HeaderMax_5 | 5
59 | 59 | 25121-4P-7.5HP VLSC | VLSC_25121_4P_7.5HP | 260.585 | 260.585 | 521.17 | 2 | 0 | 2 | A | VLS_Inline | 2.5 | 2.5 | 2.5 | 4 | BranchMin_2.5BranchMax_4 | 4 | 3 | 5 | HeaderMin_3HeaderMax_5 | 3 | INVALID
59 | 59 | 25121-4P-7.5HP VLSC | VLSC_25121_4P_7.5HP | 260.585 | 260.585 | 521.17 | 2 | 0 | 2 | A | VLS_Inline | 2.5 | 2.5 | 2.5 | 4 | BranchMin_2.5BranchMax_4 | 4 | 3 | 5 | HeaderMin_3HeaderMax_5 | 4 | INVALID
59 | 59 | 25121-4P-7.5HP VLSC | VLSC_25121_4P_7.5HP | 260.585 | 260.585 | 521.17 | 2 | 0 | 2 | A | VLS_Inline | 2.5 | 2.5 | 2.5 | 4 | BranchMin_2.5BranchMax_4 | 4 | 3 | 5 | HeaderMin_3HeaderMax_5 | 5
60 | 60 | 25121-4P-10HP VLSC | VLSC_25121_4P_10HP | 273.2839 | 273.2839 | 546.5679 | 2 | 0 | 2 | A | VLS_Inline | 2.5 | 2.5 | 2.5 | 4 | BranchMin_2.5BranchMax_4 | 2.5 | 3 | 5 | HeaderMin_3HeaderMax_5 | 3
60 | 60 | 25121-4P-10HP VLSC | VLSC_25121_4P_10HP | 273.2839 | 273.2839 | 546.5679 | 2 | 0 | 2 | A | VLS_Inline | 2.5 | 2.5 | 2.5 | 4 | BranchMin_2.5BranchMax_4 | 2.5 | 3 | 5 | HeaderMin_3HeaderMax_5 | 4
60 | 60 | 25121-4P-10HP VLSC | VLSC_25121_4P_10HP | 273.2839 | 273.2839 | 546.5679 | 2 | 0 | 2 | A | VLS_Inline | 2.5 | 2.5 | 2.5 | 4 | BranchMin_2.5BranchMax_4 | 2.5 | 3 | 5 | HeaderMin_3HeaderMax_5 | 5
60 | 60 | 25121-4P-10HP VLSC | VLSC_25121_4P_10HP | 273.2839 | 273.2839 | 546.5679 | 2 | 0 | 2 | A | VLS_Inline | 2.5 | 2.5 | 2.5 | 4 | BranchMin_2.5BranchMax_4 | 3 | 3 | 5 | HeaderMin_3HeaderMax_5 | 3 | INVALID
60 | 60 | 25121-4P-10HP VLSC | VLSC_25121_4P_10HP | 273.2839 | 273.2839 | 546.5679 | 2 | 0 | 2 | A | VLS_Inline | 2.5 | 2.5 | 2.5 | 4 | BranchMin_2.5BranchMax_4 | 3 | 3 | 5 | HeaderMin_3HeaderMax_5 | 4
60 | 60 | 25121-4P-10HP VLSC | VLSC_25121_4P_10HP | 273.2839 | 273.2839 | 546.5679 | 2 | 0 | 2 | A | VLS_Inline | 2.5 | 2.5 | 2.5 | 4 | BranchMin_2.5BranchMax_4 | 3 | 3 | 5 | HeaderMin_3HeaderMax_5 | 5
60 | 60 | 25121-4P-10HP VLSC | VLSC_25121_4P_10HP | 273.2839 | 273.2839 | 546.5679 | 2 | 0 | 2 | A | VLS_Inline | 2.5 | 2.5 | 2.5 | 4 | BranchMin_2.5BranchMax_4 | 4 | 3 | 5 | HeaderMin_3HeaderMax_5 | 3 | INVALID
60 | 60 | 25121-4P-10HP VLSC | VLSC_25121_4P_10HP | 273.2839 | 273.2839 | 546.5679 | 2 | 0 | 2 | A | VLS_Inline | 2.5 | 2.5 | 2.5 | 4 | BranchMin_2.5BranchMax_4 | 4 | 3 | 5 | HeaderMin_3HeaderMax_5 | 4 | INVALID
60 | 60 | 25121-4P-10HP VLSC | VLSC_25121_4P_10HP | 273.2839 | 273.2839 | 546.5679 | 2 | 0 | 2 | A | VLS_Inline | 2.5 | 2.5 | 2.5 | 4 | BranchMin_2.5BranchMax_4 | 4 | 3 | 5 | HeaderMin_3HeaderMax_5 | 5
61 | 61 | 25121-4P-15HP VLSC | VLSC_25121_4P_15HP | 330.9972 | 330.9972 | 661.9944 | 2 | 0 | 2 | A | VLS_Inline | 2.5 | 2.5 | 2.5 | 4 | BranchMin_2.5BranchMax_4 | 2.5 | 3 | 6 | HeaderMin_3HeaderMax_6 | 3
61 | 61 | 25121-4P-15HP VLSC | VLSC_25121_4P_15HP | 330.9972 | 330.9972 | 661.9944 | 2 | 0 | 2 | A | VLS_Inline | 2.5 | 2.5 | 2.5 | 4 | BranchMin_2.5BranchMax_4 | 2.5 | 3 | 6 | HeaderMin_3HeaderMax_6 | 4
61 | 61 | 25121-4P-15HP VLSC | VLSC_25121_4P_15HP | 330.9972 | 330.9972 | 661.9944 | 2 | 0 | 2 | A | VLS_Inline | 2.5 | 2.5 | 2.5 | 4 | BranchMin_2.5BranchMax_4 | 2.5 | 3 | 6 | HeaderMin_3HeaderMax_6 | 5
61 | 61 | 25121-4P-15HP VLSC | VLSC_25121_4P_15HP | 330.9972 | 330.9972 | 661.9944 | 2 | 0 | 2 | A | VLS_Inline | 2.5 | 2.5 | 2.5 | 4 | BranchMin_2.5BranchMax_4 | 2.5 | 3 | 6 | HeaderMin_3HeaderMax_6 | 6
61 | 61 | 25121-4P-15HP VLSC | VLSC_25121_4P_15HP | 330.9972 | 330.9972 | 661.9944 | 2 | 0 | 2 | A | VLS_Inline | 2.5 | 2.5 | 2.5 | 4 | BranchMin_2.5BranchMax_4 | 3 | 3 | 6 | HeaderMin_3HeaderMax_6 | 3 | INVALID
61 | 61 | 25121-4P-15HP VLSC | VLSC_25121_4P_15HP | 330.9972 | 330.9972 | 661.9944 | 2 | 0 | 2 | A | VLS_Inline | 2.5 | 2.5 | 2.5 | 4 | BranchMin_2.5BranchMax_4 | 3 | 3 | 6 | HeaderMin_3HeaderMax_6 | 4
61 | 61 | 25121-4P-15HP VLSC | VLSC_25121_4P_15HP | 330.9972 | 330.9972 | 661.9944 | 2 | 0 | 2 | A | VLS_Inline | 2.5 | 2.5 | 2.5 | 4 | BranchMin_2.5BranchMax_4 | 3 | 3 | 6 | HeaderMin_3HeaderMax_6 | 5
61 | 61 | 25121-4P-15HP VLSC | VLSC_25121_4P_15HP | 330.9972 | 330.9972 | 661.9944 | 2 | 0 | 2 | A | VLS_Inline | 2.5 | 2.5 | 2.5 | 4 | BranchMin_2.5BranchMax_4 | 3 | 3 | 6 | HeaderMin_3HeaderMax_6 | 6
61 | 61 | 25121-4P-15HP VLSC | VLSC_25121_4P_15HP | 330.9972 | 330.9972 | 661.9944 | 2 | 0 | 2 | A | VLS_Inline | 2.5 | 2.5 | 2.5 | 4 | BranchMin_2.5BranchMax_4 | 4 | 3 | 6 | HeaderMin_3HeaderMax_6 | 3 | INVALID
61 | 61 | 25121-4P-15HP VLSC | VLSC_25121_4P_15HP | 330.9972 | 330.9972 | 661.9944 | 2 | 0 | 2 | A | VLS_Inline | 2.5 | 2.5 | 2.5 | 4 | BranchMin_2.5BranchMax_4 | 4 | 3 | 6 | HeaderMin_3HeaderMax_6 | 4 | INVALID
61 | 61 | 25121-4P-15HP VLSC | VLSC_25121_4P_15HP | 330.9972 | 330.9972 | 661.9944 | 2 | 0 | 2 | A | VLS_Inline | 2.5 | 2.5 | 2.5 | 4 | BranchMin_2.5BranchMax_4 | 4 | 3 | 6 | HeaderMin_3HeaderMax_6 | 5
61 | 61 | 25121-4P-15HP VLSC | VLSC_25121_4P_15HP | 330.9972 | 330.9972 | 661.9944 | 2 | 0 | 2 | A | VLS_Inline | 2.5 | 2.5 | 2.5 | 4 | BranchMin_2.5BranchMax_4 | 4 | 3 | 6 | HeaderMin_3HeaderMax_6 | 6
62 | 62 | 30707-2P-15HP VLSC | VLSC_30707_2P_15HP | 524.7552 | 524.7552 | 1049.5105 | 2 | 0 | 2 | A | VLS_Inline | 3 | 3 | 3 | 5 | BranchMin_3BranchMax_5 | 3 | 4 | 8 | HeaderMin_4HeaderMax_8 | 4
62 | 62 | 30707-2P-15HP VLSC | VLSC_30707_2P_15HP | 524.7552 | 524.7552 | 1049.5105 | 2 | 0 | 2 | A | VLS_Inline | 3 | 3 | 3 | 5 | BranchMin_3BranchMax_5 | 3 | 4 | 8 | HeaderMin_4HeaderMax_8 | 5
62 | 62 | 30707-2P-15HP VLSC | VLSC_30707_2P_15HP | 524.7552 | 524.7552 | 1049.5105 | 2 | 0 | 2 | A | VLS_Inline | 3 | 3 | 3 | 5 | BranchMin_3BranchMax_5 | 3 | 4 | 8 | HeaderMin_4HeaderMax_8 | 6
62 | 62 | 30707-2P-15HP VLSC | VLSC_30707_2P_15HP | 524.7552 | 524.7552 | 1049.5105 | 2 | 0 | 2 | A | VLS_Inline | 3 | 3 | 3 | 5 | BranchMin_3BranchMax_5 | 3 | 4 | 8 | HeaderMin_4HeaderMax_8 | 8
62 | 62 | 30707-2P-15HP VLSC | VLSC_30707_2P_15HP | 524.7552 | 524.7552 | 1049.5105 | 2 | 0 | 2 | A | VLS_Inline | 3 | 3 | 3 | 5 | BranchMin_3BranchMax_5 | 4 | 4 | 8 | HeaderMin_4HeaderMax_8 | 4 | INVALID
62 | 62 | 30707-2P-15HP VLSC | VLSC_30707_2P_15HP | 524.7552 | 524.7552 | 1049.5105 | 2 | 0 | 2 | A | VLS_Inline | 3 | 3 | 3 | 5 | BranchMin_3BranchMax_5 | 4 | 4 | 8 | HeaderMin_4HeaderMax_8 | 5
62 | 62 | 30707-2P-15HP VLSC | VLSC_30707_2P_15HP | 524.7552 | 524.7552 | 1049.5105 | 2 | 0 | 2 | A | VLS_Inline | 3 | 3 | 3 | 5 | BranchMin_3BranchMax_5 | 4 | 4 | 8 | HeaderMin_4HeaderMax_8 | 6
62 | 62 | 30707-2P-15HP VLSC | VLSC_30707_2P_15HP | 524.7552 | 524.7552 | 1049.5105 | 2 | 0 | 2 | A | VLS_Inline | 3 | 3 | 3 | 5 | BranchMin_3BranchMax_5 | 4 | 4 | 8 | HeaderMin_4HeaderMax_8 | 8
62 | 62 | 30707-2P-15HP VLSC | VLSC_30707_2P_15HP | 524.7552 | 524.7552 | 1049.5105 | 2 | 0 | 2 | A | VLS_Inline | 3 | 3 | 3 | 5 | BranchMin_3BranchMax_5 | 5 | 4 | 8 | HeaderMin_4HeaderMax_8 | 4 | INVALID
62 | 62 | 30707-2P-15HP VLSC | VLSC_30707_2P_15HP | 524.7552 | 524.7552 | 1049.5105 | 2 | 0 | 2 | A | VLS_Inline | 3 | 3 | 3 | 5 | BranchMin_3BranchMax_5 | 5 | 4 | 8 | HeaderMin_4HeaderMax_8 | 5 | INVALID
62 | 62 | 30707-2P-15HP VLSC | VLSC_30707_2P_15HP | 524.7552 | 524.7552 | 1049.5105 | 2 | 0 | 2 | A | VLS_Inline | 3 | 3 | 3 | 5 | BranchMin_3BranchMax_5 | 5 | 4 | 8 | HeaderMin_4HeaderMax_8 | 6
62 | 62 | 30707-2P-15HP VLSC | VLSC_30707_2P_15HP | 524.7552 | 524.7552 | 1049.5105 | 2 | 0 | 2 | A | VLS_Inline | 3 | 3 | 3 | 5 | BranchMin_3BranchMax_5 | 5 | 4 | 8 | HeaderMin_4HeaderMax_8 | 8
63 | 63 | 30707-2P-20HP VLSC | VLSC_30707_2P_20HP | 534.9404 | 534.9404 | 1069.8809 | 2 | 0 | 2 | A | VLS_Inline | 3 | 3 | 3 | 5 | BranchMin_3BranchMax_5 | 3 | 4 | 8 | HeaderMin_4HeaderMax_8 | 4
63 | 63 | 30707-2P-20HP VLSC | VLSC_30707_2P_20HP | 534.9404 | 534.9404 | 1069.8809 | 2 | 0 | 2 | A | VLS_Inline | 3 | 3 | 3 | 5 | BranchMin_3BranchMax_5 | 3 | 4 | 8 | HeaderMin_4HeaderMax_8 | 5
63 | 63 | 30707-2P-20HP VLSC | VLSC_30707_2P_20HP | 534.9404 | 534.9404 | 1069.8809 | 2 | 0 | 2 | A | VLS_Inline | 3 | 3 | 3 | 5 | BranchMin_3BranchMax_5 | 3 | 4 | 8 | HeaderMin_4HeaderMax_8 | 6
63 | 63 | 30707-2P-20HP VLSC | VLSC_30707_2P_20HP | 534.9404 | 534.9404 | 1069.8809 | 2 | 0 | 2 | A | VLS_Inline | 3 | 3 | 3 | 5 | BranchMin_3BranchMax_5 | 3 | 4 | 8 | HeaderMin_4HeaderMax_8 | 8
63 | 63 | 30707-2P-20HP VLSC | VLSC_30707_2P_20HP | 534.9404 | 534.9404 | 1069.8809 | 2 | 0 | 2 | A | VLS_Inline | 3 | 3 | 3 | 5 | BranchMin_3BranchMax_5 | 4 | 4 | 8 | HeaderMin_4HeaderMax_8 | 4 | INVALID
63 | 63 | 30707-2P-20HP VLSC | VLSC_30707_2P_20HP | 534.9404 | 534.9404 | 1069.8809 | 2 | 0 | 2 | A | VLS_Inline | 3 | 3 | 3 | 5 | BranchMin_3BranchMax_5 | 4 | 4 | 8 | HeaderMin_4HeaderMax_8 | 5
63 | 63 | 30707-2P-20HP VLSC | VLSC_30707_2P_20HP | 534.9404 | 534.9404 | 1069.8809 | 2 | 0 | 2 | A | VLS_Inline | 3 | 3 | 3 | 5 | BranchMin_3BranchMax_5 | 4 | 4 | 8 | HeaderMin_4HeaderMax_8 | 6
63 | 63 | 30707-2P-20HP VLSC | VLSC_30707_2P_20HP | 534.9404 | 534.9404 | 1069.8809 | 2 | 0 | 2 | A | VLS_Inline | 3 | 3 | 3 | 5 | BranchMin_3BranchMax_5 | 4 | 4 | 8 | HeaderMin_4HeaderMax_8 | 8
63 | 63 | 30707-2P-20HP VLSC | VLSC_30707_2P_20HP | 534.9404 | 534.9404 | 1069.8809 | 2 | 0 | 2 | A | VLS_Inline | 3 | 3 | 3 | 5 | BranchMin_3BranchMax_5 | 5 | 4 | 8 | HeaderMin_4HeaderMax_8 | 4 | INVALID
63 | 63 | 30707-2P-20HP VLSC | VLSC_30707_2P_20HP | 534.9404 | 534.9404 | 1069.8809 | 2 | 0 | 2 | A | VLS_Inline | 3 | 3 | 3 | 5 | BranchMin_3BranchMax_5 | 5 | 4 | 8 | HeaderMin_4HeaderMax_8 | 5 | INVALID
63 | 63 | 30707-2P-20HP VLSC | VLSC_30707_2P_20HP | 534.9404 | 534.9404 | 1069.8809 | 2 | 0 | 2 | A | VLS_Inline | 3 | 3 | 3 | 5 | BranchMin_3BranchMax_5 | 5 | 4 | 8 | HeaderMin_4HeaderMax_8 | 6
63 | 63 | 30707-2P-20HP VLSC | VLSC_30707_2P_20HP | 534.9404 | 534.9404 | 1069.8809 | 2 | 0 | 2 | A | VLS_Inline | 3 | 3 | 3 | 5 | BranchMin_3BranchMax_5 | 5 | 4 | 8 | HeaderMin_4HeaderMax_8 | 8
64 | 64 | 30707-2P-25HP VLSC | VLSC_30707_2P_25HP | 573.9449 | 573.9449 | 1147.8898 | 2 | 0 | 2 | A | VLS_Inline | 3 | 3 | 3 | 5 | BranchMin_3BranchMax_5 | 3 | 4 | 8 | HeaderMin_4HeaderMax_8 | 4
64 | 64 | 30707-2P-25HP VLSC | VLSC_30707_2P_25HP | 573.9449 | 573.9449 | 1147.8898 | 2 | 0 | 2 | A | VLS_Inline | 3 | 3 | 3 | 5 | BranchMin_3BranchMax_5 | 3 | 4 | 8 | HeaderMin_4HeaderMax_8 | 5
64 | 64 | 30707-2P-25HP VLSC | VLSC_30707_2P_25HP | 573.9449 | 573.9449 | 1147.8898 | 2 | 0 | 2 | A | VLS_Inline | 3 | 3 | 3 | 5 | BranchMin_3BranchMax_5 | 3 | 4 | 8 | HeaderMin_4HeaderMax_8 | 6
64 | 64 | 30707-2P-25HP VLSC | VLSC_30707_2P_25HP | 573.9449 | 573.9449 | 1147.8898 | 2 | 0 | 2 | A | VLS_Inline | 3 | 3 | 3 | 5 | BranchMin_3BranchMax_5 | 3 | 4 | 8 | HeaderMin_4HeaderMax_8 | 8
64 | 64 | 30707-2P-25HP VLSC | VLSC_30707_2P_25HP | 573.9449 | 573.9449 | 1147.8898 | 2 | 0 | 2 | A | VLS_Inline | 3 | 3 | 3 | 5 | BranchMin_3BranchMax_5 | 4 | 4 | 8 | HeaderMin_4HeaderMax_8 | 4 | INVALID
64 | 64 | 30707-2P-25HP VLSC | VLSC_30707_2P_25HP | 573.9449 | 573.9449 | 1147.8898 | 2 | 0 | 2 | A | VLS_Inline | 3 | 3 | 3 | 5 | BranchMin_3BranchMax_5 | 4 | 4 | 8 | HeaderMin_4HeaderMax_8 | 5
64 | 64 | 30707-2P-25HP VLSC | VLSC_30707_2P_25HP | 573.9449 | 573.9449 | 1147.8898 | 2 | 0 | 2 | A | VLS_Inline | 3 | 3 | 3 | 5 | BranchMin_3BranchMax_5 | 4 | 4 | 8 | HeaderMin_4HeaderMax_8 | 6
64 | 64 | 30707-2P-25HP VLSC | VLSC_30707_2P_25HP | 573.9449 | 573.9449 | 1147.8898 | 2 | 0 | 2 | A | VLS_Inline | 3 | 3 | 3 | 5 | BranchMin_3BranchMax_5 | 4 | 4 | 8 | HeaderMin_4HeaderMax_8 | 8
64 | 64 | 30707-2P-25HP VLSC | VLSC_30707_2P_25HP | 573.9449 | 573.9449 | 1147.8898 | 2 | 0 | 2 | A | VLS_Inline | 3 | 3 | 3 | 5 | BranchMin_3BranchMax_5 | 5 | 4 | 8 | HeaderMin_4HeaderMax_8 | 4 | INVALID
64 | 64 | 30707-2P-25HP VLSC | VLSC_30707_2P_25HP | 573.9449 | 573.9449 | 1147.8898 | 2 | 0 | 2 | A | VLS_Inline | 3 | 3 | 3 | 5 | BranchMin_3BranchMax_5 | 5 | 4 | 8 | HeaderMin_4HeaderMax_8 | 5 | INVALID
64 | 64 | 30707-2P-25HP VLSC | VLSC_30707_2P_25HP | 573.9449 | 573.9449 | 1147.8898 | 2 | 0 | 2 | A | VLS_Inline | 3 | 3 | 3 | 5 | BranchMin_3BranchMax_5 | 5 | 4 | 8 | HeaderMin_4HeaderMax_8 | 6
64 | 64 | 30707-2P-25HP VLSC | VLSC_30707_2P_25HP | 573.9449 | 573.9449 | 1147.8898 | 2 | 0 | 2 | A | VLS_Inline | 3 | 3 | 3 | 5 | BranchMin_3BranchMax_5 | 5 | 4 | 8 | HeaderMin_4HeaderMax_8 | 8
65 | 65 | 30707-2P-30HP VLSC | VLSC_30707_2P_30HP | 599.7227 | 599.7227 | 1199.4453 | 2 | 0 | 2 | A | VLS_Inline | 3 | 3 | 3 | 5 | BranchMin_3BranchMax_5 | 3 | 4 | 8 | HeaderMin_4HeaderMax_8 | 4
65 | 65 | 30707-2P-30HP VLSC | VLSC_30707_2P_30HP | 599.7227 | 599.7227 | 1199.4453 | 2 | 0 | 2 | A | VLS_Inline | 3 | 3 | 3 | 5 | BranchMin_3BranchMax_5 | 3 | 4 | 8 | HeaderMin_4HeaderMax_8 | 5
65 | 65 | 30707-2P-30HP VLSC | VLSC_30707_2P_30HP | 599.7227 | 599.7227 | 1199.4453 | 2 | 0 | 2 | A | VLS_Inline | 3 | 3 | 3 | 5 | BranchMin_3BranchMax_5 | 3 | 4 | 8 | HeaderMin_4HeaderMax_8 | 6
65 | 65 | 30707-2P-30HP VLSC | VLSC_30707_2P_30HP | 599.7227 | 599.7227 | 1199.4453 | 2 | 0 | 2 | A | VLS_Inline | 3 | 3 | 3 | 5 | BranchMin_3BranchMax_5 | 3 | 4 | 8 | HeaderMin_4HeaderMax_8 | 8
65 | 65 | 30707-2P-30HP VLSC | VLSC_30707_2P_30HP | 599.7227 | 599.7227 | 1199.4453 | 2 | 0 | 2 | A | VLS_Inline | 3 | 3 | 3 | 5 | BranchMin_3BranchMax_5 | 4 | 4 | 8 | HeaderMin_4HeaderMax_8 | 4 | INVALID
65 | 65 | 30707-2P-30HP VLSC | VLSC_30707_2P_30HP | 599.7227 | 599.7227 | 1199.4453 | 2 | 0 | 2 | A | VLS_Inline | 3 | 3 | 3 | 5 | BranchMin_3BranchMax_5 | 4 | 4 | 8 | HeaderMin_4HeaderMax_8 | 5
65 | 65 | 30707-2P-30HP VLSC | VLSC_30707_2P_30HP | 599.7227 | 599.7227 | 1199.4453 | 2 | 0 | 2 | A | VLS_Inline | 3 | 3 | 3 | 5 | BranchMin_3BranchMax_5 | 4 | 4 | 8 | HeaderMin_4HeaderMax_8 | 6
65 | 65 | 30707-2P-30HP VLSC | VLSC_30707_2P_30HP | 599.7227 | 599.7227 | 1199.4453 | 2 | 0 | 2 | A | VLS_Inline | 3 | 3 | 3 | 5 | BranchMin_3BranchMax_5 | 4 | 4 | 8 | HeaderMin_4HeaderMax_8 | 8
65 | 65 | 30707-2P-30HP VLSC | VLSC_30707_2P_30HP | 599.7227 | 599.7227 | 1199.4453 | 2 | 0 | 2 | A | VLS_Inline | 3 | 3 | 3 | 5 | BranchMin_3BranchMax_5 | 5 | 4 | 8 | HeaderMin_4HeaderMax_8 | 4 | INVALID
65 | 65 | 30707-2P-30HP VLSC | VLSC_30707_2P_30HP | 599.7227 | 599.7227 | 1199.4453 | 2 | 0 | 2 | A | VLS_Inline | 3 | 3 | 3 | 5 | BranchMin_3BranchMax_5 | 5 | 4 | 8 | HeaderMin_4HeaderMax_8 | 5 | INVALID
65 | 65 | 30707-2P-30HP VLSC | VLSC_30707_2P_30HP | 599.7227 | 599.7227 | 1199.4453 | 2 | 0 | 2 | A | VLS_Inline | 3 | 3 | 3 | 5 | BranchMin_3BranchMax_5 | 5 | 4 | 8 | HeaderMin_4HeaderMax_8 | 6
65 | 65 | 30707-2P-30HP VLSC | VLSC_30707_2P_30HP | 599.7227 | 599.7227 | 1199.4453 | 2 | 0 | 2 | A | VLS_Inline | 3 | 3 | 3 | 5 | BranchMin_3BranchMax_5 | 5 | 4 | 8 | HeaderMin_4HeaderMax_8 | 8
66 | 66 | 30957-2P-30HP VLSC | VLSC_30957_2P_30HP | 512.3923 | 512.3923 | 1024.7846 | 2 | 0 | 2 | A | VLS_Inline | 3 | 3 | 3 | 5 | BranchMin_3BranchMax_5 | 3 | 4 | 8 | HeaderMin_4HeaderMax_8 | 4
66 | 66 | 30957-2P-30HP VLSC | VLSC_30957_2P_30HP | 512.3923 | 512.3923 | 1024.7846 | 2 | 0 | 2 | A | VLS_Inline | 3 | 3 | 3 | 5 | BranchMin_3BranchMax_5 | 3 | 4 | 8 | HeaderMin_4HeaderMax_8 | 5
66 | 66 | 30957-2P-30HP VLSC | VLSC_30957_2P_30HP | 512.3923 | 512.3923 | 1024.7846 | 2 | 0 | 2 | A | VLS_Inline | 3 | 3 | 3 | 5 | BranchMin_3BranchMax_5 | 3 | 4 | 8 | HeaderMin_4HeaderMax_8 | 6
66 | 66 | 30957-2P-30HP VLSC | VLSC_30957_2P_30HP | 512.3923 | 512.3923 | 1024.7846 | 2 | 0 | 2 | A | VLS_Inline | 3 | 3 | 3 | 5 | BranchMin_3BranchMax_5 | 3 | 4 | 8 | HeaderMin_4HeaderMax_8 | 8
66 | 66 | 30957-2P-30HP VLSC | VLSC_30957_2P_30HP | 512.3923 | 512.3923 | 1024.7846 | 2 | 0 | 2 | A | VLS_Inline | 3 | 3 | 3 | 5 | BranchMin_3BranchMax_5 | 4 | 4 | 8 | HeaderMin_4HeaderMax_8 | 4 | INVALID
66 | 66 | 30957-2P-30HP VLSC | VLSC_30957_2P_30HP | 512.3923 | 512.3923 | 1024.7846 | 2 | 0 | 2 | A | VLS_Inline | 3 | 3 | 3 | 5 | BranchMin_3BranchMax_5 | 4 | 4 | 8 | HeaderMin_4HeaderMax_8 | 5
66 | 66 | 30957-2P-30HP VLSC | VLSC_30957_2P_30HP | 512.3923 | 512.3923 | 1024.7846 | 2 | 0 | 2 | A | VLS_Inline | 3 | 3 | 3 | 5 | BranchMin_3BranchMax_5 | 4 | 4 | 8 | HeaderMin_4HeaderMax_8 | 6
66 | 66 | 30957-2P-30HP VLSC | VLSC_30957_2P_30HP | 512.3923 | 512.3923 | 1024.7846 | 2 | 0 | 2 | A | VLS_Inline | 3 | 3 | 3 | 5 | BranchMin_3BranchMax_5 | 4 | 4 | 8 | HeaderMin_4HeaderMax_8 | 8
66 | 66 | 30957-2P-30HP VLSC | VLSC_30957_2P_30HP | 512.3923 | 512.3923 | 1024.7846 | 2 | 0 | 2 | A | VLS_Inline | 3 | 3 | 3 | 5 | BranchMin_3BranchMax_5 | 5 | 4 | 8 | HeaderMin_4HeaderMax_8 | 4 | INVALID
66 | 66 | 30957-2P-30HP VLSC | VLSC_30957_2P_30HP | 512.3923 | 512.3923 | 1024.7846 | 2 | 0 | 2 | A | VLS_Inline | 3 | 3 | 3 | 5 | BranchMin_3BranchMax_5 | 5 | 4 | 8 | HeaderMin_4HeaderMax_8 | 5 | INVALID
66 | 66 | 30957-2P-30HP VLSC | VLSC_30957_2P_30HP | 512.3923 | 512.3923 | 1024.7846 | 2 | 0 | 2 | A | VLS_Inline | 3 | 3 | 3 | 5 | BranchMin_3BranchMax_5 | 5 | 4 | 8 | HeaderMin_4HeaderMax_8 | 6
66 | 66 | 30957-2P-30HP VLSC | VLSC_30957_2P_30HP | 512.3923 | 512.3923 | 1024.7846 | 2 | 0 | 2 | A | VLS_Inline | 3 | 3 | 3 | 5 | BranchMin_3BranchMax_5 | 5 | 4 | 8 | HeaderMin_4HeaderMax_8 | 8
67 | 67 | 30957-2P-40HP VLSC | VLSC_30957_2P_40HP | 573.8168 | 573.8168 | 1147.6336 | 2 | 0 | 2 | A | VLS_Inline | 3 | 3 | 3 | 5 | BranchMin_3BranchMax_5 | 3 | 4 | 8 | HeaderMin_4HeaderMax_8 | 4
67 | 67 | 30957-2P-40HP VLSC | VLSC_30957_2P_40HP | 573.8168 | 573.8168 | 1147.6336 | 2 | 0 | 2 | A | VLS_Inline | 3 | 3 | 3 | 5 | BranchMin_3BranchMax_5 | 3 | 4 | 8 | HeaderMin_4HeaderMax_8 | 5
67 | 67 | 30957-2P-40HP VLSC | VLSC_30957_2P_40HP | 573.8168 | 573.8168 | 1147.6336 | 2 | 0 | 2 | A | VLS_Inline | 3 | 3 | 3 | 5 | BranchMin_3BranchMax_5 | 3 | 4 | 8 | HeaderMin_4HeaderMax_8 | 6
67 | 67 | 30957-2P-40HP VLSC | VLSC_30957_2P_40HP | 573.8168 | 573.8168 | 1147.6336 | 2 | 0 | 2 | A | VLS_Inline | 3 | 3 | 3 | 5 | BranchMin_3BranchMax_5 | 3 | 4 | 8 | HeaderMin_4HeaderMax_8 | 8
67 | 67 | 30957-2P-40HP VLSC | VLSC_30957_2P_40HP | 573.8168 | 573.8168 | 1147.6336 | 2 | 0 | 2 | A | VLS_Inline | 3 | 3 | 3 | 5 | BranchMin_3BranchMax_5 | 4 | 4 | 8 | HeaderMin_4HeaderMax_8 | 4 | INVALID
67 | 67 | 30957-2P-40HP VLSC | VLSC_30957_2P_40HP | 573.8168 | 573.8168 | 1147.6336 | 2 | 0 | 2 | A | VLS_Inline | 3 | 3 | 3 | 5 | BranchMin_3BranchMax_5 | 4 | 4 | 8 | HeaderMin_4HeaderMax_8 | 5
67 | 67 | 30957-2P-40HP VLSC | VLSC_30957_2P_40HP | 573.8168 | 573.8168 | 1147.6336 | 2 | 0 | 2 | A | VLS_Inline | 3 | 3 | 3 | 5 | BranchMin_3BranchMax_5 | 4 | 4 | 8 | HeaderMin_4HeaderMax_8 | 6
67 | 67 | 30957-2P-40HP VLSC | VLSC_30957_2P_40HP | 573.8168 | 573.8168 | 1147.6336 | 2 | 0 | 2 | A | VLS_Inline | 3 | 3 | 3 | 5 | BranchMin_3BranchMax_5 | 4 | 4 | 8 | HeaderMin_4HeaderMax_8 | 8
67 | 67 | 30957-2P-40HP VLSC | VLSC_30957_2P_40HP | 573.8168 | 573.8168 | 1147.6336 | 2 | 0 | 2 | A | VLS_Inline | 3 | 3 | 3 | 5 | BranchMin_3BranchMax_5 | 5 | 4 | 8 | HeaderMin_4HeaderMax_8 | 4 | INVALID
67 | 67 | 30957-2P-40HP VLSC | VLSC_30957_2P_40HP | 573.8168 | 573.8168 | 1147.6336 | 2 | 0 | 2 | A | VLS_Inline | 3 | 3 | 3 | 5 | BranchMin_3BranchMax_5 | 5 | 4 | 8 | HeaderMin_4HeaderMax_8 | 5 | INVALID
67 | 67 | 30957-2P-40HP VLSC | VLSC_30957_2P_40HP | 573.8168 | 573.8168 | 1147.6336 | 2 | 0 | 2 | A | VLS_Inline | 3 | 3 | 3 | 5 | BranchMin_3BranchMax_5 | 5 | 4 | 8 | HeaderMin_4HeaderMax_8 | 6
67 | 67 | 30957-2P-40HP VLSC | VLSC_30957_2P_40HP | 573.8168 | 573.8168 | 1147.6336 | 2 | 0 | 2 | A | VLS_Inline | 3 | 3 | 3 | 5 | BranchMin_3BranchMax_5 | 5 | 4 | 8 | HeaderMin_4HeaderMax_8 | 8
68 | 68 | 30957-2P-50HP VLSC | VLSC_30957_2P_50HP | 630.1667 | 630.1667 | 1260.3334 | 2 | 0 | 2 | A | VLS_Inline | 3 | 3 | 3 | 5 | BranchMin_3BranchMax_5 | 3 | 4 | 8 | HeaderMin_4HeaderMax_8 | 4
68 | 68 | 30957-2P-50HP VLSC | VLSC_30957_2P_50HP | 630.1667 | 630.1667 | 1260.3334 | 2 | 0 | 2 | A | VLS_Inline | 3 | 3 | 3 | 5 | BranchMin_3BranchMax_5 | 3 | 4 | 8 | HeaderMin_4HeaderMax_8 | 5
68 | 68 | 30957-2P-50HP VLSC | VLSC_30957_2P_50HP | 630.1667 | 630.1667 | 1260.3334 | 2 | 0 | 2 | A | VLS_Inline | 3 | 3 | 3 | 5 | BranchMin_3BranchMax_5 | 3 | 4 | 8 | HeaderMin_4HeaderMax_8 | 6
68 | 68 | 30957-2P-50HP VLSC | VLSC_30957_2P_50HP | 630.1667 | 630.1667 | 1260.3334 | 2 | 0 | 2 | A | VLS_Inline | 3 | 3 | 3 | 5 | BranchMin_3BranchMax_5 | 3 | 4 | 8 | HeaderMin_4HeaderMax_8 | 8
68 | 68 | 30957-2P-50HP VLSC | VLSC_30957_2P_50HP | 630.1667 | 630.1667 | 1260.3334 | 2 | 0 | 2 | A | VLS_Inline | 3 | 3 | 3 | 5 | BranchMin_3BranchMax_5 | 4 | 4 | 8 | HeaderMin_4HeaderMax_8 | 4 | INVALID
68 | 68 | 30957-2P-50HP VLSC | VLSC_30957_2P_50HP | 630.1667 | 630.1667 | 1260.3334 | 2 | 0 | 2 | A | VLS_Inline | 3 | 3 | 3 | 5 | BranchMin_3BranchMax_5 | 4 | 4 | 8 | HeaderMin_4HeaderMax_8 | 5
68 | 68 | 30957-2P-50HP VLSC | VLSC_30957_2P_50HP | 630.1667 | 630.1667 | 1260.3334 | 2 | 0 | 2 | A | VLS_Inline | 3 | 3 | 3 | 5 | BranchMin_3BranchMax_5 | 4 | 4 | 8 | HeaderMin_4HeaderMax_8 | 6
68 | 68 | 30957-2P-50HP VLSC | VLSC_30957_2P_50HP | 630.1667 | 630.1667 | 1260.3334 | 2 | 0 | 2 | A | VLS_Inline | 3 | 3 | 3 | 5 | BranchMin_3BranchMax_5 | 4 | 4 | 8 | HeaderMin_4HeaderMax_8 | 8
68 | 68 | 30957-2P-50HP VLSC | VLSC_30957_2P_50HP | 630.1667 | 630.1667 | 1260.3334 | 2 | 0 | 2 | A | VLS_Inline | 3 | 3 | 3 | 5 | BranchMin_3BranchMax_5 | 5 | 4 | 8 | HeaderMin_4HeaderMax_8 | 4 | INVALID
68 | 68 | 30957-2P-50HP VLSC | VLSC_30957_2P_50HP | 630.1667 | 630.1667 | 1260.3334 | 2 | 0 | 2 | A | VLS_Inline | 3 | 3 | 3 | 5 | BranchMin_3BranchMax_5 | 5 | 4 | 8 | HeaderMin_4HeaderMax_8 | 5 | INVALID
68 | 68 | 30957-2P-50HP VLSC | VLSC_30957_2P_50HP | 630.1667 | 630.1667 | 1260.3334 | 2 | 0 | 2 | A | VLS_Inline | 3 | 3 | 3 | 5 | BranchMin_3BranchMax_5 | 5 | 4 | 8 | HeaderMin_4HeaderMax_8 | 6
68 | 68 | 30957-2P-50HP VLSC | VLSC_30957_2P_50HP | 630.1667 | 630.1667 | 1260.3334 | 2 | 0 | 2 | A | VLS_Inline | 3 | 3 | 3 | 5 | BranchMin_3BranchMax_5 | 5 | 4 | 8 | HeaderMin_4HeaderMax_8 | 8
69 | 69 | 30957-2P-60HP VLSC | VLSC_30957_2P_60HP | 681.695 | 681.695 | 1363.39 | 2 | 0 | 2 | A | VLS_Inline | 3 | 3 | 3 | 6 | BranchMin_3BranchMax_6 | 3 | 4 | 8 | HeaderMin_4HeaderMax_8 | 4
69 | 69 | 30957-2P-60HP VLSC | VLSC_30957_2P_60HP | 681.695 | 681.695 | 1363.39 | 2 | 0 | 2 | A | VLS_Inline | 3 | 3 | 3 | 6 | BranchMin_3BranchMax_6 | 3 | 4 | 8 | HeaderMin_4HeaderMax_8 | 5
69 | 69 | 30957-2P-60HP VLSC | VLSC_30957_2P_60HP | 681.695 | 681.695 | 1363.39 | 2 | 0 | 2 | A | VLS_Inline | 3 | 3 | 3 | 6 | BranchMin_3BranchMax_6 | 3 | 4 | 8 | HeaderMin_4HeaderMax_8 | 6
69 | 69 | 30957-2P-60HP VLSC | VLSC_30957_2P_60HP | 681.695 | 681.695 | 1363.39 | 2 | 0 | 2 | A | VLS_Inline | 3 | 3 | 3 | 6 | BranchMin_3BranchMax_6 | 3 | 4 | 8 | HeaderMin_4HeaderMax_8 | 8
69 | 69 | 30957-2P-60HP VLSC | VLSC_30957_2P_60HP | 681.695 | 681.695 | 1363.39 | 2 | 0 | 2 | A | VLS_Inline | 3 | 3 | 3 | 6 | BranchMin_3BranchMax_6 | 4 | 4 | 8 | HeaderMin_4HeaderMax_8 | 4 | INVALID
69 | 69 | 30957-2P-60HP VLSC | VLSC_30957_2P_60HP | 681.695 | 681.695 | 1363.39 | 2 | 0 | 2 | A | VLS_Inline | 3 | 3 | 3 | 6 | BranchMin_3BranchMax_6 | 4 | 4 | 8 | HeaderMin_4HeaderMax_8 | 5
69 | 69 | 30957-2P-60HP VLSC | VLSC_30957_2P_60HP | 681.695 | 681.695 | 1363.39 | 2 | 0 | 2 | A | VLS_Inline | 3 | 3 | 3 | 6 | BranchMin_3BranchMax_6 | 4 | 4 | 8 | HeaderMin_4HeaderMax_8 | 6
69 | 69 | 30957-2P-60HP VLSC | VLSC_30957_2P_60HP | 681.695 | 681.695 | 1363.39 | 2 | 0 | 2 | A | VLS_Inline | 3 | 3 | 3 | 6 | BranchMin_3BranchMax_6 | 4 | 4 | 8 | HeaderMin_4HeaderMax_8 | 8
69 | 69 | 30957-2P-60HP VLSC | VLSC_30957_2P_60HP | 681.695 | 681.695 | 1363.39 | 2 | 0 | 2 | A | VLS_Inline | 3 | 3 | 3 | 6 | BranchMin_3BranchMax_6 | 5 | 4 | 8 | HeaderMin_4HeaderMax_8 | 4 | INVALID
69 | 69 | 30957-2P-60HP VLSC | VLSC_30957_2P_60HP | 681.695 | 681.695 | 1363.39 | 2 | 0 | 2 | A | VLS_Inline | 3 | 3 | 3 | 6 | BranchMin_3BranchMax_6 | 5 | 4 | 8 | HeaderMin_4HeaderMax_8 | 5 | INVALID
69 | 69 | 30957-2P-60HP VLSC | VLSC_30957_2P_60HP | 681.695 | 681.695 | 1363.39 | 2 | 0 | 2 | A | VLS_Inline | 3 | 3 | 3 | 6 | BranchMin_3BranchMax_6 | 5 | 4 | 8 | HeaderMin_4HeaderMax_8 | 6
69 | 69 | 30957-2P-60HP VLSC | VLSC_30957_2P_60HP | 681.695 | 681.695 | 1363.39 | 2 | 0 | 2 | A | VLS_Inline | 3 | 3 | 3 | 6 | BranchMin_3BranchMax_6 | 5 | 4 | 8 | HeaderMin_4HeaderMax_8 | 8
69 | 69 | 30957-2P-60HP VLSC | VLSC_30957_2P_60HP | 681.695 | 681.695 | 1363.39 | 2 | 0 | 2 | A | VLS_Inline | 3 | 3 | 3 | 6 | BranchMin_3BranchMax_6 | 6 | 4 | 8 | HeaderMin_4HeaderMax_8 | 4 | INVALID
69 | 69 | 30957-2P-60HP VLSC | VLSC_30957_2P_60HP | 681.695 | 681.695 | 1363.39 | 2 | 0 | 2 | A | VLS_Inline | 3 | 3 | 3 | 6 | BranchMin_3BranchMax_6 | 6 | 4 | 8 | HeaderMin_4HeaderMax_8 | 5 | INVALID
69 | 69 | 30957-2P-60HP VLSC | VLSC_30957_2P_60HP | 681.695 | 681.695 | 1363.39 | 2 | 0 | 2 | A | VLS_Inline | 3 | 3 | 3 | 6 | BranchMin_3BranchMax_6 | 6 | 4 | 8 | HeaderMin_4HeaderMax_8 | 6 | INVALID
69 | 69 | 30957-2P-60HP VLSC | VLSC_30957_2P_60HP | 681.695 | 681.695 | 1363.39 | 2 | 0 | 2 | A | VLS_Inline | 3 | 3 | 3 | 6 | BranchMin_3BranchMax_6 | 6 | 4 | 8 | HeaderMin_4HeaderMax_8 | 8
70 | 70 | 30707-4P-3HP VLSC | VLSC_30707_4P_3HP | 242.0702 | 242.0702 | 484.1403 | 2 | 0 | 2 | A | VLS_Inline | 3 | 3 | 3 | 4 | BranchMin_3BranchMax_4 | 3 | 4 | 5 | HeaderMin_4HeaderMax_5 | 4
70 | 70 | 30707-4P-3HP VLSC | VLSC_30707_4P_3HP | 242.0702 | 242.0702 | 484.1403 | 2 | 0 | 2 | A | VLS_Inline | 3 | 3 | 3 | 4 | BranchMin_3BranchMax_4 | 3 | 4 | 5 | HeaderMin_4HeaderMax_5 | 5
70 | 70 | 30707-4P-3HP VLSC | VLSC_30707_4P_3HP | 242.0702 | 242.0702 | 484.1403 | 2 | 0 | 2 | A | VLS_Inline | 3 | 3 | 3 | 4 | BranchMin_3BranchMax_4 | 4 | 4 | 5 | HeaderMin_4HeaderMax_5 | 4 | INVALID
70 | 70 | 30707-4P-3HP VLSC | VLSC_30707_4P_3HP | 242.0702 | 242.0702 | 484.1403 | 2 | 0 | 2 | A | VLS_Inline | 3 | 3 | 3 | 4 | BranchMin_3BranchMax_4 | 4 | 4 | 5 | HeaderMin_4HeaderMax_5 | 5
71 | 71 | 30707-4P-5HP VLSC | VLSC_30707_4P_5HP | 291.6367 | 291.6367 | 583.2733 | 2 | 0 | 2 | A | VLS_Inline | 3 | 3 | 3 | 4 | BranchMin_3BranchMax_4 | 3 | 4 | 5 | HeaderMin_4HeaderMax_5 | 4
71 | 71 | 30707-4P-5HP VLSC | VLSC_30707_4P_5HP | 291.6367 | 291.6367 | 583.2733 | 2 | 0 | 2 | A | VLS_Inline | 3 | 3 | 3 | 4 | BranchMin_3BranchMax_4 | 3 | 4 | 5 | HeaderMin_4HeaderMax_5 | 5
71 | 71 | 30707-4P-5HP VLSC | VLSC_30707_4P_5HP | 291.6367 | 291.6367 | 583.2733 | 2 | 0 | 2 | A | VLS_Inline | 3 | 3 | 3 | 4 | BranchMin_3BranchMax_4 | 4 | 4 | 5 | HeaderMin_4HeaderMax_5 | 4 | INVALID
71 | 71 | 30707-4P-5HP VLSC | VLSC_30707_4P_5HP | 291.6367 | 291.6367 | 583.2733 | 2 | 0 | 2 | A | VLS_Inline | 3 | 3 | 3 | 4 | BranchMin_3BranchMax_4 | 4 | 4 | 5 | HeaderMin_4HeaderMax_5 | 5
72 | 72 | 30957-4P-5HP VLSC | VLSC_30957_4P_5HP | 290.4936 | 290.4936 | 580.9873 | 2 | 0 | 2 | A | VLS_Inline | 3 | 3 | 3 | 4 | BranchMin_3BranchMax_4 | 3 | 4 | 5 | HeaderMin_4HeaderMax_5 | 4
72 | 72 | 30957-4P-5HP VLSC | VLSC_30957_4P_5HP | 290.4936 | 290.4936 | 580.9873 | 2 | 0 | 2 | A | VLS_Inline | 3 | 3 | 3 | 4 | BranchMin_3BranchMax_4 | 3 | 4 | 5 | HeaderMin_4HeaderMax_5 | 5
72 | 72 | 30957-4P-5HP VLSC | VLSC_30957_4P_5HP | 290.4936 | 290.4936 | 580.9873 | 2 | 0 | 2 | A | VLS_Inline | 3 | 3 | 3 | 4 | BranchMin_3BranchMax_4 | 4 | 4 | 5 | HeaderMin_4HeaderMax_5 | 4 | INVALID
72 | 72 | 30957-4P-5HP VLSC | VLSC_30957_4P_5HP | 290.4936 | 290.4936 | 580.9873 | 2 | 0 | 2 | A | VLS_Inline | 3 | 3 | 3 | 4 | BranchMin_3BranchMax_4 | 4 | 4 | 5 | HeaderMin_4HeaderMax_5 | 5
73 | 73 | 30957-4P-7.5HP VLSC | VLSC_30957_4P_7.5HP | 350.6693 | 350.6693 | 701.3387 | 2 | 0 | 2 | A | VLS_Inline | 3 | 3 | 3 | 4 | BranchMin_3BranchMax_4 | 3 | 4 | 6 | HeaderMin_4HeaderMax_6 | 4
73 | 73 | 30957-4P-7.5HP VLSC | VLSC_30957_4P_7.5HP | 350.6693 | 350.6693 | 701.3387 | 2 | 0 | 2 | A | VLS_Inline | 3 | 3 | 3 | 4 | BranchMin_3BranchMax_4 | 3 | 4 | 6 | HeaderMin_4HeaderMax_6 | 5
73 | 73 | 30957-4P-7.5HP VLSC | VLSC_30957_4P_7.5HP | 350.6693 | 350.6693 | 701.3387 | 2 | 0 | 2 | A | VLS_Inline | 3 | 3 | 3 | 4 | BranchMin_3BranchMax_4 | 3 | 4 | 6 | HeaderMin_4HeaderMax_6 | 6
73 | 73 | 30957-4P-7.5HP VLSC | VLSC_30957_4P_7.5HP | 350.6693 | 350.6693 | 701.3387 | 2 | 0 | 2 | A | VLS_Inline | 3 | 3 | 3 | 4 | BranchMin_3BranchMax_4 | 4 | 4 | 6 | HeaderMin_4HeaderMax_6 | 4 | INVALID
73 | 73 | 30957-4P-7.5HP VLSC | VLSC_30957_4P_7.5HP | 350.6693 | 350.6693 | 701.3387 | 2 | 0 | 2 | A | VLS_Inline | 3 | 3 | 3 | 4 | BranchMin_3BranchMax_4 | 4 | 4 | 6 | HeaderMin_4HeaderMax_6 | 5
73 | 73 | 30957-4P-7.5HP VLSC | VLSC_30957_4P_7.5HP | 350.6693 | 350.6693 | 701.3387 | 2 | 0 | 2 | A | VLS_Inline | 3 | 3 | 3 | 4 | BranchMin_3BranchMax_4 | 4 | 4 | 6 | HeaderMin_4HeaderMax_6 | 6
74 | 74 | 30957-4P-10HP VLSC | VLSC_30957_4P_10HP | 375.4803 | 375.4803 | 750.9605 | 2 | 0 | 2 | A | VLS_Inline | 3 | 3 | 3 | 4 | BranchMin_3BranchMax_4 | 3 | 4 | 6 | HeaderMin_4HeaderMax_6 | 4
74 | 74 | 30957-4P-10HP VLSC | VLSC_30957_4P_10HP | 375.4803 | 375.4803 | 750.9605 | 2 | 0 | 2 | A | VLS_Inline | 3 | 3 | 3 | 4 | BranchMin_3BranchMax_4 | 3 | 4 | 6 | HeaderMin_4HeaderMax_6 | 5
74 | 74 | 30957-4P-10HP VLSC | VLSC_30957_4P_10HP | 375.4803 | 375.4803 | 750.9605 | 2 | 0 | 2 | A | VLS_Inline | 3 | 3 | 3 | 4 | BranchMin_3BranchMax_4 | 3 | 4 | 6 | HeaderMin_4HeaderMax_6 | 6
74 | 74 | 30957-4P-10HP VLSC | VLSC_30957_4P_10HP | 375.4803 | 375.4803 | 750.9605 | 2 | 0 | 2 | A | VLS_Inline | 3 | 3 | 3 | 4 | BranchMin_3BranchMax_4 | 4 | 4 | 6 | HeaderMin_4HeaderMax_6 | 4 | INVALID
74 | 74 | 30957-4P-10HP VLSC | VLSC_30957_4P_10HP | 375.4803 | 375.4803 | 750.9605 | 2 | 0 | 2 | A | VLS_Inline | 3 | 3 | 3 | 4 | BranchMin_3BranchMax_4 | 4 | 4 | 6 | HeaderMin_4HeaderMax_6 | 5
74 | 74 | 30957-4P-10HP VLSC | VLSC_30957_4P_10HP | 375.4803 | 375.4803 | 750.9605 | 2 | 0 | 2 | A | VLS_Inline | 3 | 3 | 3 | 4 | BranchMin_3BranchMax_4 | 4 | 4 | 6 | HeaderMin_4HeaderMax_6 | 6
75 | 75 | 30123-4P-7.5HP VLSC | RC2539-9.07 | 402.5638 | 402.5638 | 805.1276 | 2 | 0 | 2 | A | VLS_Inline | 3 | 3 | 3 | 5 | BranchMin_3BranchMax_5 | 3 | 4 | 6 | HeaderMin_4HeaderMax_6 | 4
75 | 75 | 30123-4P-7.5HP VLSC | RC2539-9.07 | 402.5638 | 402.5638 | 805.1276 | 2 | 0 | 2 | A | VLS_Inline | 3 | 3 | 3 | 5 | BranchMin_3BranchMax_5 | 3 | 4 | 6 | HeaderMin_4HeaderMax_6 | 5
75 | 75 | 30123-4P-7.5HP VLSC | RC2539-9.07 | 402.5638 | 402.5638 | 805.1276 | 2 | 0 | 2 | A | VLS_Inline | 3 | 3 | 3 | 5 | BranchMin_3BranchMax_5 | 3 | 4 | 6 | HeaderMin_4HeaderMax_6 | 6
75 | 75 | 30123-4P-7.5HP VLSC | RC2539-9.07 | 402.5638 | 402.5638 | 805.1276 | 2 | 0 | 2 | A | VLS_Inline | 3 | 3 | 3 | 5 | BranchMin_3BranchMax_5 | 4 | 4 | 6 | HeaderMin_4HeaderMax_6 | 4 | INVALID
75 | 75 | 30123-4P-7.5HP VLSC | RC2539-9.07 | 402.5638 | 402.5638 | 805.1276 | 2 | 0 | 2 | A | VLS_Inline | 3 | 3 | 3 | 5 | BranchMin_3BranchMax_5 | 4 | 4 | 6 | HeaderMin_4HeaderMax_6 | 5
75 | 75 | 30123-4P-7.5HP VLSC | RC2539-9.07 | 402.5638 | 402.5638 | 805.1276 | 2 | 0 | 2 | A | VLS_Inline | 3 | 3 | 3 | 5 | BranchMin_3BranchMax_5 | 4 | 4 | 6 | HeaderMin_4HeaderMax_6 | 6
75 | 75 | 30123-4P-7.5HP VLSC | RC2539-9.07 | 402.5638 | 402.5638 | 805.1276 | 2 | 0 | 2 | A | VLS_Inline | 3 | 3 | 3 | 5 | BranchMin_3BranchMax_5 | 5 | 4 | 6 | HeaderMin_4HeaderMax_6 | 4 | INVALID
75 | 75 | 30123-4P-7.5HP VLSC | RC2539-9.07 | 402.5638 | 402.5638 | 805.1276 | 2 | 0 | 2 | A | VLS_Inline | 3 | 3 | 3 | 5 | BranchMin_3BranchMax_5 | 5 | 4 | 6 | HeaderMin_4HeaderMax_6 | 5 | INVALID
75 | 75 | 30123-4P-7.5HP VLSC | RC2539-9.07 | 402.5638 | 402.5638 | 805.1276 | 2 | 0 | 2 | A | VLS_Inline | 3 | 3 | 3 | 5 | BranchMin_3BranchMax_5 | 5 | 4 | 6 | HeaderMin_4HeaderMax_6 | 6
76 | 76 | 30123-4P-10HP VLSC | RC2539-9.91 | 427.3855 | 427.3855 | 854.771 | 2 | 0 | 2 | A | VLS_Inline | 3 | 3 | 3 | 5 | BranchMin_3BranchMax_5 | 3 | 4 | 6 | HeaderMin_4HeaderMax_6 | 4
76 | 76 | 30123-4P-10HP VLSC | RC2539-9.91 | 427.3855 | 427.3855 | 854.771 | 2 | 0 | 2 | A | VLS_Inline | 3 | 3 | 3 | 5 | BranchMin_3BranchMax_5 | 3 | 4 | 6 | HeaderMin_4HeaderMax_6 | 5
76 | 76 | 30123-4P-10HP VLSC | RC2539-9.91 | 427.3855 | 427.3855 | 854.771 | 2 | 0 | 2 | A | VLS_Inline | 3 | 3 | 3 | 5 | BranchMin_3BranchMax_5 | 3 | 4 | 6 | HeaderMin_4HeaderMax_6 | 6
76 | 76 | 30123-4P-10HP VLSC | RC2539-9.91 | 427.3855 | 427.3855 | 854.771 | 2 | 0 | 2 | A | VLS_Inline | 3 | 3 | 3 | 5 | BranchMin_3BranchMax_5 | 4 | 4 | 6 | HeaderMin_4HeaderMax_6 | 4 | INVALID
76 | 76 | 30123-4P-10HP VLSC | RC2539-9.91 | 427.3855 | 427.3855 | 854.771 | 2 | 0 | 2 | A | VLS_Inline | 3 | 3 | 3 | 5 | BranchMin_3BranchMax_5 | 4 | 4 | 6 | HeaderMin_4HeaderMax_6 | 5
76 | 76 | 30123-4P-10HP VLSC | RC2539-9.91 | 427.3855 | 427.3855 | 854.771 | 2 | 0 | 2 | A | VLS_Inline | 3 | 3 | 3 | 5 | BranchMin_3BranchMax_5 | 4 | 4 | 6 | HeaderMin_4HeaderMax_6 | 6
76 | 76 | 30123-4P-10HP VLSC | RC2539-9.91 | 427.3855 | 427.3855 | 854.771 | 2 | 0 | 2 | A | VLS_Inline | 3 | 3 | 3 | 5 | BranchMin_3BranchMax_5 | 5 | 4 | 6 | HeaderMin_4HeaderMax_6 | 4 | INVALID
76 | 76 | 30123-4P-10HP VLSC | RC2539-9.91 | 427.3855 | 427.3855 | 854.771 | 2 | 0 | 2 | A | VLS_Inline | 3 | 3 | 3 | 5 | BranchMin_3BranchMax_5 | 5 | 4 | 6 | HeaderMin_4HeaderMax_6 | 5 | INVALID
76 | 76 | 30123-4P-10HP VLSC | RC2539-9.91 | 427.3855 | 427.3855 | 854.771 | 2 | 0 | 2 | A | VLS_Inline | 3 | 3 | 3 | 5 | BranchMin_3BranchMax_5 | 5 | 4 | 6 | HeaderMin_4HeaderMax_6 | 6
77 | 77 | 30123-4P-15HP VLSC | RC2539-11.12 | 430.0891 | 430.0891 | 860.1783 | 2 | 0 | 2 | A | VLS_Inline | 3 | 3 | 3 | 5 | BranchMin_3BranchMax_5 | 3 | 4 | 6 | HeaderMin_4HeaderMax_6 | 4
77 | 77 | 30123-4P-15HP VLSC | RC2539-11.12 | 430.0891 | 430.0891 | 860.1783 | 2 | 0 | 2 | A | VLS_Inline | 3 | 3 | 3 | 5 | BranchMin_3BranchMax_5 | 3 | 4 | 6 | HeaderMin_4HeaderMax_6 | 5
77 | 77 | 30123-4P-15HP VLSC | RC2539-11.12 | 430.0891 | 430.0891 | 860.1783 | 2 | 0 | 2 | A | VLS_Inline | 3 | 3 | 3 | 5 | BranchMin_3BranchMax_5 | 3 | 4 | 6 | HeaderMin_4HeaderMax_6 | 6
77 | 77 | 30123-4P-15HP VLSC | RC2539-11.12 | 430.0891 | 430.0891 | 860.1783 | 2 | 0 | 2 | A | VLS_Inline | 3 | 3 | 3 | 5 | BranchMin_3BranchMax_5 | 4 | 4 | 6 | HeaderMin_4HeaderMax_6 | 4 | INVALID
77 | 77 | 30123-4P-15HP VLSC | RC2539-11.12 | 430.0891 | 430.0891 | 860.1783 | 2 | 0 | 2 | A | VLS_Inline | 3 | 3 | 3 | 5 | BranchMin_3BranchMax_5 | 4 | 4 | 6 | HeaderMin_4HeaderMax_6 | 5
77 | 77 | 30123-4P-15HP VLSC | RC2539-11.12 | 430.0891 | 430.0891 | 860.1783 | 2 | 0 | 2 | A | VLS_Inline | 3 | 3 | 3 | 5 | BranchMin_3BranchMax_5 | 4 | 4 | 6 | HeaderMin_4HeaderMax_6 | 6
77 | 77 | 30123-4P-15HP VLSC | RC2539-11.12 | 430.0891 | 430.0891 | 860.1783 | 2 | 0 | 2 | A | VLS_Inline | 3 | 3 | 3 | 5 | BranchMin_3BranchMax_5 | 5 | 4 | 6 | HeaderMin_4HeaderMax_6 | 4 | INVALID
77 | 77 | 30123-4P-15HP VLSC | RC2539-11.12 | 430.0891 | 430.0891 | 860.1783 | 2 | 0 | 2 | A | VLS_Inline | 3 | 3 | 3 | 5 | BranchMin_3BranchMax_5 | 5 | 4 | 6 | HeaderMin_4HeaderMax_6 | 5 | INVALID
77 | 77 | 30123-4P-15HP VLSC | RC2539-11.12 | 430.0891 | 430.0891 | 860.1783 | 2 | 0 | 2 | A | VLS_Inline | 3 | 3 | 3 | 5 | BranchMin_3BranchMax_5 | 5 | 4 | 6 | HeaderMin_4HeaderMax_6 | 6
78 | 78 | 30123-4P-20HP VLSC | RC2539-12.1 | 453.84 | 453.84 | 907.68 | 2 | 0 | 2 | A | VLS_Inline | 3 | 3 | 3 | 5 | BranchMin_3BranchMax_5 | 3 | 4 | 6 | HeaderMin_4HeaderMax_6 | 4
78 | 78 | 30123-4P-20HP VLSC | RC2539-12.1 | 453.84 | 453.84 | 907.68 | 2 | 0 | 2 | A | VLS_Inline | 3 | 3 | 3 | 5 | BranchMin_3BranchMax_5 | 3 | 4 | 6 | HeaderMin_4HeaderMax_6 | 5
78 | 78 | 30123-4P-20HP VLSC | RC2539-12.1 | 453.84 | 453.84 | 907.68 | 2 | 0 | 2 | A | VLS_Inline | 3 | 3 | 3 | 5 | BranchMin_3BranchMax_5 | 3 | 4 | 6 | HeaderMin_4HeaderMax_6 | 6
78 | 78 | 30123-4P-20HP VLSC | RC2539-12.1 | 453.84 | 453.84 | 907.68 | 2 | 0 | 2 | A | VLS_Inline | 3 | 3 | 3 | 5 | BranchMin_3BranchMax_5 | 4 | 4 | 6 | HeaderMin_4HeaderMax_6 | 4 | INVALID
78 | 78 | 30123-4P-20HP VLSC | RC2539-12.1 | 453.84 | 453.84 | 907.68 | 2 | 0 | 2 | A | VLS_Inline | 3 | 3 | 3 | 5 | BranchMin_3BranchMax_5 | 4 | 4 | 6 | HeaderMin_4HeaderMax_6 | 5
78 | 78 | 30123-4P-20HP VLSC | RC2539-12.1 | 453.84 | 453.84 | 907.68 | 2 | 0 | 2 | A | VLS_Inline | 3 | 3 | 3 | 5 | BranchMin_3BranchMax_5 | 4 | 4 | 6 | HeaderMin_4HeaderMax_6 | 6
78 | 78 | 30123-4P-20HP VLSC | RC2539-12.1 | 453.84 | 453.84 | 907.68 | 2 | 0 | 2 | A | VLS_Inline | 3 | 3 | 3 | 5 | BranchMin_3BranchMax_5 | 5 | 4 | 6 | HeaderMin_4HeaderMax_6 | 4 | INVALID
78 | 78 | 30123-4P-20HP VLSC | RC2539-12.1 | 453.84 | 453.84 | 907.68 | 2 | 0 | 2 | A | VLS_Inline | 3 | 3 | 3 | 5 | BranchMin_3BranchMax_5 | 5 | 4 | 6 | HeaderMin_4HeaderMax_6 | 5 | INVALID
78 | 78 | 30123-4P-20HP VLSC | RC2539-12.1 | 453.84 | 453.84 | 907.68 | 2 | 0 | 2 | A | VLS_Inline | 3 | 3 | 3 | 5 | BranchMin_3BranchMax_5 | 5 | 4 | 6 | HeaderMin_4HeaderMax_6 | 6
79 | 79 | 30125-4P-7.5HP VLSC | VLSC_30125_4P_7.5HP | 360.7205 | 360.7205 | 721.4409 | 2 | 0 | 2 | A | VLS_Inline | 3 | 3 | 3 | 4 | BranchMin_3BranchMax_4 | 3 | 4 | 6 | HeaderMin_4HeaderMax_6 | 4
79 | 79 | 30125-4P-7.5HP VLSC | VLSC_30125_4P_7.5HP | 360.7205 | 360.7205 | 721.4409 | 2 | 0 | 2 | A | VLS_Inline | 3 | 3 | 3 | 4 | BranchMin_3BranchMax_4 | 3 | 4 | 6 | HeaderMin_4HeaderMax_6 | 5
79 | 79 | 30125-4P-7.5HP VLSC | VLSC_30125_4P_7.5HP | 360.7205 | 360.7205 | 721.4409 | 2 | 0 | 2 | A | VLS_Inline | 3 | 3 | 3 | 4 | BranchMin_3BranchMax_4 | 3 | 4 | 6 | HeaderMin_4HeaderMax_6 | 6
79 | 79 | 30125-4P-7.5HP VLSC | VLSC_30125_4P_7.5HP | 360.7205 | 360.7205 | 721.4409 | 2 | 0 | 2 | A | VLS_Inline | 3 | 3 | 3 | 4 | BranchMin_3BranchMax_4 | 4 | 4 | 6 | HeaderMin_4HeaderMax_6 | 4 | INVALID
79 | 79 | 30125-4P-7.5HP VLSC | VLSC_30125_4P_7.5HP | 360.7205 | 360.7205 | 721.4409 | 2 | 0 | 2 | A | VLS_Inline | 3 | 3 | 3 | 4 | BranchMin_3BranchMax_4 | 4 | 4 | 6 | HeaderMin_4HeaderMax_6 | 5
79 | 79 | 30125-4P-7.5HP VLSC | VLSC_30125_4P_7.5HP | 360.7205 | 360.7205 | 721.4409 | 2 | 0 | 2 | A | VLS_Inline | 3 | 3 | 3 | 4 | BranchMin_3BranchMax_4 | 4 | 4 | 6 | HeaderMin_4HeaderMax_6 | 6
80 | 80 | 30125-4P-10HP VLSC | VLSC_30125_4P_10HP | 391.3696 | 391.3696 | 782.7393 | 2 | 0 | 2 | A | VLS_Inline | 3 | 3 | 3 | 4 | BranchMin_3BranchMax_4 | 3 | 4 | 6 | HeaderMin_4HeaderMax_6 | 4
80 | 80 | 30125-4P-10HP VLSC | VLSC_30125_4P_10HP | 391.3696 | 391.3696 | 782.7393 | 2 | 0 | 2 | A | VLS_Inline | 3 | 3 | 3 | 4 | BranchMin_3BranchMax_4 | 3 | 4 | 6 | HeaderMin_4HeaderMax_6 | 5
80 | 80 | 30125-4P-10HP VLSC | VLSC_30125_4P_10HP | 391.3696 | 391.3696 | 782.7393 | 2 | 0 | 2 | A | VLS_Inline | 3 | 3 | 3 | 4 | BranchMin_3BranchMax_4 | 3 | 4 | 6 | HeaderMin_4HeaderMax_6 | 6
80 | 80 | 30125-4P-10HP VLSC | VLSC_30125_4P_10HP | 391.3696 | 391.3696 | 782.7393 | 2 | 0 | 2 | A | VLS_Inline | 3 | 3 | 3 | 4 | BranchMin_3BranchMax_4 | 4 | 4 | 6 | HeaderMin_4HeaderMax_6 | 4 | INVALID
80 | 80 | 30125-4P-10HP VLSC | VLSC_30125_4P_10HP | 391.3696 | 391.3696 | 782.7393 | 2 | 0 | 2 | A | VLS_Inline | 3 | 3 | 3 | 4 | BranchMin_3BranchMax_4 | 4 | 4 | 6 | HeaderMin_4HeaderMax_6 | 5
80 | 80 | 30125-4P-10HP VLSC | VLSC_30125_4P_10HP | 391.3696 | 391.3696 | 782.7393 | 2 | 0 | 2 | A | VLS_Inline | 3 | 3 | 3 | 4 | BranchMin_3BranchMax_4 | 4 | 4 | 6 | HeaderMin_4HeaderMax_6 | 6
81 | 81 | 30125-4P-15HP VLSC | VLSC_30125_4P_15HP | 444.5377 | 444.5377 | 889.0754 | 2 | 0 | 2 | A | VLS_Inline | 3 | 3 | 3 | 5 | BranchMin_3BranchMax_5 | 3 | 4 | 6 | HeaderMin_4HeaderMax_6 | 4
81 | 81 | 30125-4P-15HP VLSC | VLSC_30125_4P_15HP | 444.5377 | 444.5377 | 889.0754 | 2 | 0 | 2 | A | VLS_Inline | 3 | 3 | 3 | 5 | BranchMin_3BranchMax_5 | 3 | 4 | 6 | HeaderMin_4HeaderMax_6 | 5
81 | 81 | 30125-4P-15HP VLSC | VLSC_30125_4P_15HP | 444.5377 | 444.5377 | 889.0754 | 2 | 0 | 2 | A | VLS_Inline | 3 | 3 | 3 | 5 | BranchMin_3BranchMax_5 | 3 | 4 | 6 | HeaderMin_4HeaderMax_6 | 6
81 | 81 | 30125-4P-15HP VLSC | VLSC_30125_4P_15HP | 444.5377 | 444.5377 | 889.0754 | 2 | 0 | 2 | A | VLS_Inline | 3 | 3 | 3 | 5 | BranchMin_3BranchMax_5 | 4 | 4 | 6 | HeaderMin_4HeaderMax_6 | 4 | INVALID
81 | 81 | 30125-4P-15HP VLSC | VLSC_30125_4P_15HP | 444.5377 | 444.5377 | 889.0754 | 2 | 0 | 2 | A | VLS_Inline | 3 | 3 | 3 | 5 | BranchMin_3BranchMax_5 | 4 | 4 | 6 | HeaderMin_4HeaderMax_6 | 5
81 | 81 | 30125-4P-15HP VLSC | VLSC_30125_4P_15HP | 444.5377 | 444.5377 | 889.0754 | 2 | 0 | 2 | A | VLS_Inline | 3 | 3 | 3 | 5 | BranchMin_3BranchMax_5 | 4 | 4 | 6 | HeaderMin_4HeaderMax_6 | 6
81 | 81 | 30125-4P-15HP VLSC | VLSC_30125_4P_15HP | 444.5377 | 444.5377 | 889.0754 | 2 | 0 | 2 | A | VLS_Inline | 3 | 3 | 3 | 5 | BranchMin_3BranchMax_5 | 5 | 4 | 6 | HeaderMin_4HeaderMax_6 | 4 | INVALID
81 | 81 | 30125-4P-15HP VLSC | VLSC_30125_4P_15HP | 444.5377 | 444.5377 | 889.0754 | 2 | 0 | 2 | A | VLS_Inline | 3 | 3 | 3 | 5 | BranchMin_3BranchMax_5 | 5 | 4 | 6 | HeaderMin_4HeaderMax_6 | 5 | INVALID
81 | 81 | 30125-4P-15HP VLSC | VLSC_30125_4P_15HP | 444.5377 | 444.5377 | 889.0754 | 2 | 0 | 2 | A | VLS_Inline | 3 | 3 | 3 | 5 | BranchMin_3BranchMax_5 | 5 | 4 | 6 | HeaderMin_4HeaderMax_6 | 6
82 | 82 | 30125-4P-20HP VLSC | VLSC_30125_4P_20HP | 455.5928 | 455.5928 | 911.1855 | 2 | 0 | 2 | A | VLS_Inline | 3 | 3 | 3 | 5 | BranchMin_3BranchMax_5 | 3 | 4 | 6 | HeaderMin_4HeaderMax_6 | 4
82 | 82 | 30125-4P-20HP VLSC | VLSC_30125_4P_20HP | 455.5928 | 455.5928 | 911.1855 | 2 | 0 | 2 | A | VLS_Inline | 3 | 3 | 3 | 5 | BranchMin_3BranchMax_5 | 3 | 4 | 6 | HeaderMin_4HeaderMax_6 | 5
82 | 82 | 30125-4P-20HP VLSC | VLSC_30125_4P_20HP | 455.5928 | 455.5928 | 911.1855 | 2 | 0 | 2 | A | VLS_Inline | 3 | 3 | 3 | 5 | BranchMin_3BranchMax_5 | 3 | 4 | 6 | HeaderMin_4HeaderMax_6 | 6
82 | 82 | 30125-4P-20HP VLSC | VLSC_30125_4P_20HP | 455.5928 | 455.5928 | 911.1855 | 2 | 0 | 2 | A | VLS_Inline | 3 | 3 | 3 | 5 | BranchMin_3BranchMax_5 | 4 | 4 | 6 | HeaderMin_4HeaderMax_6 | 4 | INVALID
82 | 82 | 30125-4P-20HP VLSC | VLSC_30125_4P_20HP | 455.5928 | 455.5928 | 911.1855 | 2 | 0 | 2 | A | VLS_Inline | 3 | 3 | 3 | 5 | BranchMin_3BranchMax_5 | 4 | 4 | 6 | HeaderMin_4HeaderMax_6 | 5
82 | 82 | 30125-4P-20HP VLSC | VLSC_30125_4P_20HP | 455.5928 | 455.5928 | 911.1855 | 2 | 0 | 2 | A | VLS_Inline | 3 | 3 | 3 | 5 | BranchMin_3BranchMax_5 | 4 | 4 | 6 | HeaderMin_4HeaderMax_6 | 6
82 | 82 | 30125-4P-20HP VLSC | VLSC_30125_4P_20HP | 455.5928 | 455.5928 | 911.1855 | 2 | 0 | 2 | A | VLS_Inline | 3 | 3 | 3 | 5 | BranchMin_3BranchMax_5 | 5 | 4 | 6 | HeaderMin_4HeaderMax_6 | 4 | INVALID
82 | 82 | 30125-4P-20HP VLSC | VLSC_30125_4P_20HP | 455.5928 | 455.5928 | 911.1855 | 2 | 0 | 2 | A | VLS_Inline | 3 | 3 | 3 | 5 | BranchMin_3BranchMax_5 | 5 | 4 | 6 | HeaderMin_4HeaderMax_6 | 5 | INVALID
82 | 82 | 30125-4P-20HP VLSC | VLSC_30125_4P_20HP | 455.5928 | 455.5928 | 911.1855 | 2 | 0 | 2 | A | VLS_Inline | 3 | 3 | 3 | 5 | BranchMin_3BranchMax_5 | 5 | 4 | 6 | HeaderMin_4HeaderMax_6 | 6
83 | 83 | 40707-2P-15HP VLSC | VLSC_40707_2P_15HP | 548.8465 | 548.8465 | 1097.6931 | 2 | 0 | 2 | A | VLS_Inline | 4 | 4 | 4 | 5 | BranchMin_4BranchMax_5 | 4 | 5 | 8 | HeaderMin_5HeaderMax_8 | 5
83 | 83 | 40707-2P-15HP VLSC | VLSC_40707_2P_15HP | 548.8465 | 548.8465 | 1097.6931 | 2 | 0 | 2 | A | VLS_Inline | 4 | 4 | 4 | 5 | BranchMin_4BranchMax_5 | 4 | 5 | 8 | HeaderMin_5HeaderMax_8 | 6
83 | 83 | 40707-2P-15HP VLSC | VLSC_40707_2P_15HP | 548.8465 | 548.8465 | 1097.6931 | 2 | 0 | 2 | A | VLS_Inline | 4 | 4 | 4 | 5 | BranchMin_4BranchMax_5 | 4 | 5 | 8 | HeaderMin_5HeaderMax_8 | 8
83 | 83 | 40707-2P-15HP VLSC | VLSC_40707_2P_15HP | 548.8465 | 548.8465 | 1097.6931 | 2 | 0 | 2 | A | VLS_Inline | 4 | 4 | 4 | 5 | BranchMin_4BranchMax_5 | 5 | 5 | 8 | HeaderMin_5HeaderMax_8 | 5 | INVALID
83 | 83 | 40707-2P-15HP VLSC | VLSC_40707_2P_15HP | 548.8465 | 548.8465 | 1097.6931 | 2 | 0 | 2 | A | VLS_Inline | 4 | 4 | 4 | 5 | BranchMin_4BranchMax_5 | 5 | 5 | 8 | HeaderMin_5HeaderMax_8 | 6
83 | 83 | 40707-2P-15HP VLSC | VLSC_40707_2P_15HP | 548.8465 | 548.8465 | 1097.6931 | 2 | 0 | 2 | A | VLS_Inline | 4 | 4 | 4 | 5 | BranchMin_4BranchMax_5 | 5 | 5 | 8 | HeaderMin_5HeaderMax_8 | 8
84 | 84 | 40707-2P-20HP VLSC | VLSC_40707_2P_20HP | 628.8755 | 628.8755 | 1257.751 | 2 | 0 | 2 | A | VLS_Inline | 4 | 4 | 4 | 5 | BranchMin_4BranchMax_5 | 4 | 5 | 8 | HeaderMin_5HeaderMax_8 | 5
84 | 84 | 40707-2P-20HP VLSC | VLSC_40707_2P_20HP | 628.8755 | 628.8755 | 1257.751 | 2 | 0 | 2 | A | VLS_Inline | 4 | 4 | 4 | 5 | BranchMin_4BranchMax_5 | 4 | 5 | 8 | HeaderMin_5HeaderMax_8 | 6
84 | 84 | 40707-2P-20HP VLSC | VLSC_40707_2P_20HP | 628.8755 | 628.8755 | 1257.751 | 2 | 0 | 2 | A | VLS_Inline | 4 | 4 | 4 | 5 | BranchMin_4BranchMax_5 | 4 | 5 | 8 | HeaderMin_5HeaderMax_8 | 8
84 | 84 | 40707-2P-20HP VLSC | VLSC_40707_2P_20HP | 628.8755 | 628.8755 | 1257.751 | 2 | 0 | 2 | A | VLS_Inline | 4 | 4 | 4 | 5 | BranchMin_4BranchMax_5 | 5 | 5 | 8 | HeaderMin_5HeaderMax_8 | 5 | INVALID
84 | 84 | 40707-2P-20HP VLSC | VLSC_40707_2P_20HP | 628.8755 | 628.8755 | 1257.751 | 2 | 0 | 2 | A | VLS_Inline | 4 | 4 | 4 | 5 | BranchMin_4BranchMax_5 | 5 | 5 | 8 | HeaderMin_5HeaderMax_8 | 6
84 | 84 | 40707-2P-20HP VLSC | VLSC_40707_2P_20HP | 628.8755 | 628.8755 | 1257.751 | 2 | 0 | 2 | A | VLS_Inline | 4 | 4 | 4 | 5 | BranchMin_4BranchMax_5 | 5 | 5 | 8 | HeaderMin_5HeaderMax_8 | 8
85 | 85 | 40707-2P-25HP VLSC | VLSC_40707_2P_25HP | 683.4996 | 683.4996 | 1366.9992 | 2 | 0 | 2 | A | VLS_Inline | 4 | 4 | 4 | 6 | BranchMin_4BranchMax_6 | 4 | 5 | 8 | HeaderMin_5HeaderMax_8 | 5
85 | 85 | 40707-2P-25HP VLSC | VLSC_40707_2P_25HP | 683.4996 | 683.4996 | 1366.9992 | 2 | 0 | 2 | A | VLS_Inline | 4 | 4 | 4 | 6 | BranchMin_4BranchMax_6 | 4 | 5 | 8 | HeaderMin_5HeaderMax_8 | 6
85 | 85 | 40707-2P-25HP VLSC | VLSC_40707_2P_25HP | 683.4996 | 683.4996 | 1366.9992 | 2 | 0 | 2 | A | VLS_Inline | 4 | 4 | 4 | 6 | BranchMin_4BranchMax_6 | 4 | 5 | 8 | HeaderMin_5HeaderMax_8 | 8
85 | 85 | 40707-2P-25HP VLSC | VLSC_40707_2P_25HP | 683.4996 | 683.4996 | 1366.9992 | 2 | 0 | 2 | A | VLS_Inline | 4 | 4 | 4 | 6 | BranchMin_4BranchMax_6 | 5 | 5 | 8 | HeaderMin_5HeaderMax_8 | 5 | INVALID
85 | 85 | 40707-2P-25HP VLSC | VLSC_40707_2P_25HP | 683.4996 | 683.4996 | 1366.9992 | 2 | 0 | 2 | A | VLS_Inline | 4 | 4 | 4 | 6 | BranchMin_4BranchMax_6 | 5 | 5 | 8 | HeaderMin_5HeaderMax_8 | 6
85 | 85 | 40707-2P-25HP VLSC | VLSC_40707_2P_25HP | 683.4996 | 683.4996 | 1366.9992 | 2 | 0 | 2 | A | VLS_Inline | 4 | 4 | 4 | 6 | BranchMin_4BranchMax_6 | 5 | 5 | 8 | HeaderMin_5HeaderMax_8 | 8
85 | 85 | 40707-2P-25HP VLSC | VLSC_40707_2P_25HP | 683.4996 | 683.4996 | 1366.9992 | 2 | 0 | 2 | A | VLS_Inline | 4 | 4 | 4 | 6 | BranchMin_4BranchMax_6 | 6 | 5 | 8 | HeaderMin_5HeaderMax_8 | 5 | INVALID
85 | 85 | 40707-2P-25HP VLSC | VLSC_40707_2P_25HP | 683.4996 | 683.4996 | 1366.9992 | 2 | 0 | 2 | A | VLS_Inline | 4 | 4 | 4 | 6 | BranchMin_4BranchMax_6 | 6 | 5 | 8 | HeaderMin_5HeaderMax_8 | 6 | INVALID
85 | 85 | 40707-2P-25HP VLSC | VLSC_40707_2P_25HP | 683.4996 | 683.4996 | 1366.9992 | 2 | 0 | 2 | A | VLS_Inline | 4 | 4 | 4 | 6 | BranchMin_4BranchMax_6 | 6 | 5 | 8 | HeaderMin_5HeaderMax_8 | 8
86 | 86 | 40707-2P-30HP VLSC | VLSC_40707_2P_30HP | 734.2064 | 734.2064 | 1468.4128 | 2 | 0 | 2 | A | VLS_Inline | 4 | 4 | 4 | 6 | BranchMin_4BranchMax_6 | 4 | 5 | 8 | HeaderMin_5HeaderMax_8 | 5
86 | 86 | 40707-2P-30HP VLSC | VLSC_40707_2P_30HP | 734.2064 | 734.2064 | 1468.4128 | 2 | 0 | 2 | A | VLS_Inline | 4 | 4 | 4 | 6 | BranchMin_4BranchMax_6 | 4 | 5 | 8 | HeaderMin_5HeaderMax_8 | 6
86 | 86 | 40707-2P-30HP VLSC | VLSC_40707_2P_30HP | 734.2064 | 734.2064 | 1468.4128 | 2 | 0 | 2 | A | VLS_Inline | 4 | 4 | 4 | 6 | BranchMin_4BranchMax_6 | 4 | 5 | 8 | HeaderMin_5HeaderMax_8 | 8
86 | 86 | 40707-2P-30HP VLSC | VLSC_40707_2P_30HP | 734.2064 | 734.2064 | 1468.4128 | 2 | 0 | 2 | A | VLS_Inline | 4 | 4 | 4 | 6 | BranchMin_4BranchMax_6 | 5 | 5 | 8 | HeaderMin_5HeaderMax_8 | 5 | INVALID
86 | 86 | 40707-2P-30HP VLSC | VLSC_40707_2P_30HP | 734.2064 | 734.2064 | 1468.4128 | 2 | 0 | 2 | A | VLS_Inline | 4 | 4 | 4 | 6 | BranchMin_4BranchMax_6 | 5 | 5 | 8 | HeaderMin_5HeaderMax_8 | 6
86 | 86 | 40707-2P-30HP VLSC | VLSC_40707_2P_30HP | 734.2064 | 734.2064 | 1468.4128 | 2 | 0 | 2 | A | VLS_Inline | 4 | 4 | 4 | 6 | BranchMin_4BranchMax_6 | 5 | 5 | 8 | HeaderMin_5HeaderMax_8 | 8
86 | 86 | 40707-2P-30HP VLSC | VLSC_40707_2P_30HP | 734.2064 | 734.2064 | 1468.4128 | 2 | 0 | 2 | A | VLS_Inline | 4 | 4 | 4 | 6 | BranchMin_4BranchMax_6 | 6 | 5 | 8 | HeaderMin_5HeaderMax_8 | 5 | INVALID
86 | 86 | 40707-2P-30HP VLSC | VLSC_40707_2P_30HP | 734.2064 | 734.2064 | 1468.4128 | 2 | 0 | 2 | A | VLS_Inline | 4 | 4 | 4 | 6 | BranchMin_4BranchMax_6 | 6 | 5 | 8 | HeaderMin_5HeaderMax_8 | 6 | INVALID
86 | 86 | 40707-2P-30HP VLSC | VLSC_40707_2P_30HP | 734.2064 | 734.2064 | 1468.4128 | 2 | 0 | 2 | A | VLS_Inline | 4 | 4 | 4 | 6 | BranchMin_4BranchMax_6 | 6 | 5 | 8 | HeaderMin_5HeaderMax_8 | 8
87 | 87 | 40707-2P-40HP VLSC | VLSC_40707_2P_40HP | 789.7994 | 789.7994 | 1579.5988 | 2 | 0 | 2 | A | VLS_Inline | 4 | 4 | 4 | 6 | BranchMin_4BranchMax_6 | 4 | 5 | 8 | HeaderMin_5HeaderMax_8 | 5
87 | 87 | 40707-2P-40HP VLSC | VLSC_40707_2P_40HP | 789.7994 | 789.7994 | 1579.5988 | 2 | 0 | 2 | A | VLS_Inline | 4 | 4 | 4 | 6 | BranchMin_4BranchMax_6 | 4 | 5 | 8 | HeaderMin_5HeaderMax_8 | 6
87 | 87 | 40707-2P-40HP VLSC | VLSC_40707_2P_40HP | 789.7994 | 789.7994 | 1579.5988 | 2 | 0 | 2 | A | VLS_Inline | 4 | 4 | 4 | 6 | BranchMin_4BranchMax_6 | 4 | 5 | 8 | HeaderMin_5HeaderMax_8 | 8
87 | 87 | 40707-2P-40HP VLSC | VLSC_40707_2P_40HP | 789.7994 | 789.7994 | 1579.5988 | 2 | 0 | 2 | A | VLS_Inline | 4 | 4 | 4 | 6 | BranchMin_4BranchMax_6 | 5 | 5 | 8 | HeaderMin_5HeaderMax_8 | 5 | INVALID
87 | 87 | 40707-2P-40HP VLSC | VLSC_40707_2P_40HP | 789.7994 | 789.7994 | 1579.5988 | 2 | 0 | 2 | A | VLS_Inline | 4 | 4 | 4 | 6 | BranchMin_4BranchMax_6 | 5 | 5 | 8 | HeaderMin_5HeaderMax_8 | 6
87 | 87 | 40707-2P-40HP VLSC | VLSC_40707_2P_40HP | 789.7994 | 789.7994 | 1579.5988 | 2 | 0 | 2 | A | VLS_Inline | 4 | 4 | 4 | 6 | BranchMin_4BranchMax_6 | 5 | 5 | 8 | HeaderMin_5HeaderMax_8 | 8
87 | 87 | 40707-2P-40HP VLSC | VLSC_40707_2P_40HP | 789.7994 | 789.7994 | 1579.5988 | 2 | 0 | 2 | A | VLS_Inline | 4 | 4 | 4 | 6 | BranchMin_4BranchMax_6 | 6 | 5 | 8 | HeaderMin_5HeaderMax_8 | 5 | INVALID
87 | 87 | 40707-2P-40HP VLSC | VLSC_40707_2P_40HP | 789.7994 | 789.7994 | 1579.5988 | 2 | 0 | 2 | A | VLS_Inline | 4 | 4 | 4 | 6 | BranchMin_4BranchMax_6 | 6 | 5 | 8 | HeaderMin_5HeaderMax_8 | 6 | INVALID
87 | 87 | 40707-2P-40HP VLSC | VLSC_40707_2P_40HP | 789.7994 | 789.7994 | 1579.5988 | 2 | 0 | 2 | A | VLS_Inline | 4 | 4 | 4 | 6 | BranchMin_4BranchMax_6 | 6 | 5 | 8 | HeaderMin_5HeaderMax_8 | 8
88 | 88 | 40707-4P-3HP VLSC | VLSC_40707_4P_3HP | 360.84 | 360.84 | 721.68 | 2 | 0 | 2 | A | VLS_Inline | 4 | 4 | 4 | 4 | BranchMin_4BranchMax_4 | 4 | 5 | 6 | HeaderMin_5HeaderMax_6 | 5
88 | 88 | 40707-4P-3HP VLSC | VLSC_40707_4P_3HP | 360.84 | 360.84 | 721.68 | 2 | 0 | 2 | A | VLS_Inline | 4 | 4 | 4 | 4 | BranchMin_4BranchMax_4 | 4 | 5 | 6 | HeaderMin_5HeaderMax_6 | 6
89 | 89 | 40707-4P-5HP VLSC | VLSC_40707_4P_5HP | 427.4383 | 427.4383 | 854.8766 | 2 | 0 | 2 | A | VLS_Inline | 4 | 4 | 4 | 5 | BranchMin_4BranchMax_5 | 4 | 5 | 6 | HeaderMin_5HeaderMax_6 | 5
89 | 89 | 40707-4P-5HP VLSC | VLSC_40707_4P_5HP | 427.4383 | 427.4383 | 854.8766 | 2 | 0 | 2 | A | VLS_Inline | 4 | 4 | 4 | 5 | BranchMin_4BranchMax_5 | 4 | 5 | 6 | HeaderMin_5HeaderMax_6 | 6
89 | 89 | 40707-4P-5HP VLSC | VLSC_40707_4P_5HP | 427.4383 | 427.4383 | 854.8766 | 2 | 0 | 2 | A | VLS_Inline | 4 | 4 | 4 | 5 | BranchMin_4BranchMax_5 | 5 | 5 | 6 | HeaderMin_5HeaderMax_6 | 5 | INVALID
89 | 89 | 40707-4P-5HP VLSC | VLSC_40707_4P_5HP | 427.4383 | 427.4383 | 854.8766 | 2 | 0 | 2 | A | VLS_Inline | 4 | 4 | 4 | 5 | BranchMin_4BranchMax_5 | 5 | 5 | 6 | HeaderMin_5HeaderMax_6 | 6
90 | 90 | 40957-2P-40HP VLSC | RC9914-1-6.92-2P | 913.8143 | 913.8143 | 1827.6287 | 2 | 0 | 2 | A | VLS_Inline | 4 | 4 | 4 | 6 | BranchMin_4BranchMax_6 | 4 | 5 | 10 | HeaderMin_5HeaderMax_10 | 5
90 | 90 | 40957-2P-40HP VLSC | RC9914-1-6.92-2P | 913.8143 | 913.8143 | 1827.6287 | 2 | 0 | 2 | A | VLS_Inline | 4 | 4 | 4 | 6 | BranchMin_4BranchMax_6 | 4 | 5 | 10 | HeaderMin_5HeaderMax_10 | 6
90 | 90 | 40957-2P-40HP VLSC | RC9914-1-6.92-2P | 913.8143 | 913.8143 | 1827.6287 | 2 | 0 | 2 | A | VLS_Inline | 4 | 4 | 4 | 6 | BranchMin_4BranchMax_6 | 4 | 5 | 10 | HeaderMin_5HeaderMax_10 | 8
90 | 90 | 40957-2P-40HP VLSC | RC9914-1-6.92-2P | 913.8143 | 913.8143 | 1827.6287 | 2 | 0 | 2 | A | VLS_Inline | 4 | 4 | 4 | 6 | BranchMin_4BranchMax_6 | 4 | 5 | 10 | HeaderMin_5HeaderMax_10 | 10
90 | 90 | 40957-2P-40HP VLSC | RC9914-1-6.92-2P | 913.8143 | 913.8143 | 1827.6287 | 2 | 0 | 2 | A | VLS_Inline | 4 | 4 | 4 | 6 | BranchMin_4BranchMax_6 | 5 | 5 | 10 | HeaderMin_5HeaderMax_10 | 5 | INVALID
90 | 90 | 40957-2P-40HP VLSC | RC9914-1-6.92-2P | 913.8143 | 913.8143 | 1827.6287 | 2 | 0 | 2 | A | VLS_Inline | 4 | 4 | 4 | 6 | BranchMin_4BranchMax_6 | 5 | 5 | 10 | HeaderMin_5HeaderMax_10 | 6
90 | 90 | 40957-2P-40HP VLSC | RC9914-1-6.92-2P | 913.8143 | 913.8143 | 1827.6287 | 2 | 0 | 2 | A | VLS_Inline | 4 | 4 | 4 | 6 | BranchMin_4BranchMax_6 | 5 | 5 | 10 | HeaderMin_5HeaderMax_10 | 8
90 | 90 | 40957-2P-40HP VLSC | RC9914-1-6.92-2P | 913.8143 | 913.8143 | 1827.6287 | 2 | 0 | 2 | A | VLS_Inline | 4 | 4 | 4 | 6 | BranchMin_4BranchMax_6 | 5 | 5 | 10 | HeaderMin_5HeaderMax_10 | 10
90 | 90 | 40957-2P-40HP VLSC | RC9914-1-6.92-2P | 913.8143 | 913.8143 | 1827.6287 | 2 | 0 | 2 | A | VLS_Inline | 4 | 4 | 4 | 6 | BranchMin_4BranchMax_6 | 6 | 5 | 10 | HeaderMin_5HeaderMax_10 | 5 | INVALID
90 | 90 | 40957-2P-40HP VLSC | RC9914-1-6.92-2P | 913.8143 | 913.8143 | 1827.6287 | 2 | 0 | 2 | A | VLS_Inline | 4 | 4 | 4 | 6 | BranchMin_4BranchMax_6 | 6 | 5 | 10 | HeaderMin_5HeaderMax_10 | 6 | INVALID
90 | 90 | 40957-2P-40HP VLSC | RC9914-1-6.92-2P | 913.8143 | 913.8143 | 1827.6287 | 2 | 0 | 2 | A | VLS_Inline | 4 | 4 | 4 | 6 | BranchMin_4BranchMax_6 | 6 | 5 | 10 | HeaderMin_5HeaderMax_10 | 8
90 | 90 | 40957-2P-40HP VLSC | RC9914-1-6.92-2P | 913.8143 | 913.8143 | 1827.6287 | 2 | 0 | 2 | A | VLS_Inline | 4 | 4 | 4 | 6 | BranchMin_4BranchMax_6 | 6 | 5 | 10 | HeaderMin_5HeaderMax_10 | 10
91 | 91 | 40957-2P-50HP VLSC | RC9914-1-7.60-2P | 969.4037 | 969.4037 | 1938.8074 | 2 | 0 | 2 | A | VLS_Inline | 4 | 4 | 4 | 8 | BranchMin_4BranchMax_8 | 4 | 5 | 10 | HeaderMin_5HeaderMax_10 | 5
91 | 91 | 40957-2P-50HP VLSC | RC9914-1-7.60-2P | 969.4037 | 969.4037 | 1938.8074 | 2 | 0 | 2 | A | VLS_Inline | 4 | 4 | 4 | 8 | BranchMin_4BranchMax_8 | 4 | 5 | 10 | HeaderMin_5HeaderMax_10 | 6
91 | 91 | 40957-2P-50HP VLSC | RC9914-1-7.60-2P | 969.4037 | 969.4037 | 1938.8074 | 2 | 0 | 2 | A | VLS_Inline | 4 | 4 | 4 | 8 | BranchMin_4BranchMax_8 | 4 | 5 | 10 | HeaderMin_5HeaderMax_10 | 8
91 | 91 | 40957-2P-50HP VLSC | RC9914-1-7.60-2P | 969.4037 | 969.4037 | 1938.8074 | 2 | 0 | 2 | A | VLS_Inline | 4 | 4 | 4 | 8 | BranchMin_4BranchMax_8 | 4 | 5 | 10 | HeaderMin_5HeaderMax_10 | 10
91 | 91 | 40957-2P-50HP VLSC | RC9914-1-7.60-2P | 969.4037 | 969.4037 | 1938.8074 | 2 | 0 | 2 | A | VLS_Inline | 4 | 4 | 4 | 8 | BranchMin_4BranchMax_8 | 5 | 5 | 10 | HeaderMin_5HeaderMax_10 | 5 | INVALID
91 | 91 | 40957-2P-50HP VLSC | RC9914-1-7.60-2P | 969.4037 | 969.4037 | 1938.8074 | 2 | 0 | 2 | A | VLS_Inline | 4 | 4 | 4 | 8 | BranchMin_4BranchMax_8 | 5 | 5 | 10 | HeaderMin_5HeaderMax_10 | 6
91 | 91 | 40957-2P-50HP VLSC | RC9914-1-7.60-2P | 969.4037 | 969.4037 | 1938.8074 | 2 | 0 | 2 | A | VLS_Inline | 4 | 4 | 4 | 8 | BranchMin_4BranchMax_8 | 5 | 5 | 10 | HeaderMin_5HeaderMax_10 | 8
91 | 91 | 40957-2P-50HP VLSC | RC9914-1-7.60-2P | 969.4037 | 969.4037 | 1938.8074 | 2 | 0 | 2 | A | VLS_Inline | 4 | 4 | 4 | 8 | BranchMin_4BranchMax_8 | 5 | 5 | 10 | HeaderMin_5HeaderMax_10 | 10
91 | 91 | 40957-2P-50HP VLSC | RC9914-1-7.60-2P | 969.4037 | 969.4037 | 1938.8074 | 2 | 0 | 2 | A | VLS_Inline | 4 | 4 | 4 | 8 | BranchMin_4BranchMax_8 | 6 | 5 | 10 | HeaderMin_5HeaderMax_10 | 5 | INVALID
91 | 91 | 40957-2P-50HP VLSC | RC9914-1-7.60-2P | 969.4037 | 969.4037 | 1938.8074 | 2 | 0 | 2 | A | VLS_Inline | 4 | 4 | 4 | 8 | BranchMin_4BranchMax_8 | 6 | 5 | 10 | HeaderMin_5HeaderMax_10 | 6 | INVALID
91 | 91 | 40957-2P-50HP VLSC | RC9914-1-7.60-2P | 969.4037 | 969.4037 | 1938.8074 | 2 | 0 | 2 | A | VLS_Inline | 4 | 4 | 4 | 8 | BranchMin_4BranchMax_8 | 6 | 5 | 10 | HeaderMin_5HeaderMax_10 | 8
91 | 91 | 40957-2P-50HP VLSC | RC9914-1-7.60-2P | 969.4037 | 969.4037 | 1938.8074 | 2 | 0 | 2 | A | VLS_Inline | 4 | 4 | 4 | 8 | BranchMin_4BranchMax_8 | 6 | 5 | 10 | HeaderMin_5HeaderMax_10 | 10
91 | 91 | 40957-2P-50HP VLSC | RC9914-1-7.60-2P | 969.4037 | 969.4037 | 1938.8074 | 2 | 0 | 2 | A | VLS_Inline | 4 | 4 | 4 | 8 | BranchMin_4BranchMax_8 | 8 | 5 | 10 | HeaderMin_5HeaderMax_10 | 5 | INVALID
91 | 91 | 40957-2P-50HP VLSC | RC9914-1-7.60-2P | 969.4037 | 969.4037 | 1938.8074 | 2 | 0 | 2 | A | VLS_Inline | 4 | 4 | 4 | 8 | BranchMin_4BranchMax_8 | 8 | 5 | 10 | HeaderMin_5HeaderMax_10 | 6 | INVALID
91 | 91 | 40957-2P-50HP VLSC | RC9914-1-7.60-2P | 969.4037 | 969.4037 | 1938.8074 | 2 | 0 | 2 | A | VLS_Inline | 4 | 4 | 4 | 8 | BranchMin_4BranchMax_8 | 8 | 5 | 10 | HeaderMin_5HeaderMax_10 | 8 | INVALID
91 | 91 | 40957-2P-50HP VLSC | RC9914-1-7.60-2P | 969.4037 | 969.4037 | 1938.8074 | 2 | 0 | 2 | A | VLS_Inline | 4 | 4 | 4 | 8 | BranchMin_4BranchMax_8 | 8 | 5 | 10 | HeaderMin_5HeaderMax_10 | 10
92 | 92 | 40957-2P-60HP VLSC | RC9914-1-8.04-2P | 1015.343 | 1015.343 | 2030.6859 | 2 | 0 | 2 | A | VLS_Inline | 4 | 4 | 4 | 8 | BranchMin_4BranchMax_8 | 4 | 5 | 10 | HeaderMin_5HeaderMax_10 | 5
92 | 92 | 40957-2P-60HP VLSC | RC9914-1-8.04-2P | 1015.343 | 1015.343 | 2030.6859 | 2 | 0 | 2 | A | VLS_Inline | 4 | 4 | 4 | 8 | BranchMin_4BranchMax_8 | 4 | 5 | 10 | HeaderMin_5HeaderMax_10 | 6
92 | 92 | 40957-2P-60HP VLSC | RC9914-1-8.04-2P | 1015.343 | 1015.343 | 2030.6859 | 2 | 0 | 2 | A | VLS_Inline | 4 | 4 | 4 | 8 | BranchMin_4BranchMax_8 | 4 | 5 | 10 | HeaderMin_5HeaderMax_10 | 8
92 | 92 | 40957-2P-60HP VLSC | RC9914-1-8.04-2P | 1015.343 | 1015.343 | 2030.6859 | 2 | 0 | 2 | A | VLS_Inline | 4 | 4 | 4 | 8 | BranchMin_4BranchMax_8 | 4 | 5 | 10 | HeaderMin_5HeaderMax_10 | 10
92 | 92 | 40957-2P-60HP VLSC | RC9914-1-8.04-2P | 1015.343 | 1015.343 | 2030.6859 | 2 | 0 | 2 | A | VLS_Inline | 4 | 4 | 4 | 8 | BranchMin_4BranchMax_8 | 5 | 5 | 10 | HeaderMin_5HeaderMax_10 | 5 | INVALID
92 | 92 | 40957-2P-60HP VLSC | RC9914-1-8.04-2P | 1015.343 | 1015.343 | 2030.6859 | 2 | 0 | 2 | A | VLS_Inline | 4 | 4 | 4 | 8 | BranchMin_4BranchMax_8 | 5 | 5 | 10 | HeaderMin_5HeaderMax_10 | 6
92 | 92 | 40957-2P-60HP VLSC | RC9914-1-8.04-2P | 1015.343 | 1015.343 | 2030.6859 | 2 | 0 | 2 | A | VLS_Inline | 4 | 4 | 4 | 8 | BranchMin_4BranchMax_8 | 5 | 5 | 10 | HeaderMin_5HeaderMax_10 | 8
92 | 92 | 40957-2P-60HP VLSC | RC9914-1-8.04-2P | 1015.343 | 1015.343 | 2030.6859 | 2 | 0 | 2 | A | VLS_Inline | 4 | 4 | 4 | 8 | BranchMin_4BranchMax_8 | 5 | 5 | 10 | HeaderMin_5HeaderMax_10 | 10
92 | 92 | 40957-2P-60HP VLSC | RC9914-1-8.04-2P | 1015.343 | 1015.343 | 2030.6859 | 2 | 0 | 2 | A | VLS_Inline | 4 | 4 | 4 | 8 | BranchMin_4BranchMax_8 | 6 | 5 | 10 | HeaderMin_5HeaderMax_10 | 5 | INVALID
92 | 92 | 40957-2P-60HP VLSC | RC9914-1-8.04-2P | 1015.343 | 1015.343 | 2030.6859 | 2 | 0 | 2 | A | VLS_Inline | 4 | 4 | 4 | 8 | BranchMin_4BranchMax_8 | 6 | 5 | 10 | HeaderMin_5HeaderMax_10 | 6 | INVALID
92 | 92 | 40957-2P-60HP VLSC | RC9914-1-8.04-2P | 1015.343 | 1015.343 | 2030.6859 | 2 | 0 | 2 | A | VLS_Inline | 4 | 4 | 4 | 8 | BranchMin_4BranchMax_8 | 6 | 5 | 10 | HeaderMin_5HeaderMax_10 | 8
92 | 92 | 40957-2P-60HP VLSC | RC9914-1-8.04-2P | 1015.343 | 1015.343 | 2030.6859 | 2 | 0 | 2 | A | VLS_Inline | 4 | 4 | 4 | 8 | BranchMin_4BranchMax_8 | 6 | 5 | 10 | HeaderMin_5HeaderMax_10 | 10
92 | 92 | 40957-2P-60HP VLSC | RC9914-1-8.04-2P | 1015.343 | 1015.343 | 2030.6859 | 2 | 0 | 2 | A | VLS_Inline | 4 | 4 | 4 | 8 | BranchMin_4BranchMax_8 | 8 | 5 | 10 | HeaderMin_5HeaderMax_10 | 5 | INVALID
92 | 92 | 40957-2P-60HP VLSC | RC9914-1-8.04-2P | 1015.343 | 1015.343 | 2030.6859 | 2 | 0 | 2 | A | VLS_Inline | 4 | 4 | 4 | 8 | BranchMin_4BranchMax_8 | 8 | 5 | 10 | HeaderMin_5HeaderMax_10 | 6 | INVALID
92 | 92 | 40957-2P-60HP VLSC | RC9914-1-8.04-2P | 1015.343 | 1015.343 | 2030.6859 | 2 | 0 | 2 | A | VLS_Inline | 4 | 4 | 4 | 8 | BranchMin_4BranchMax_8 | 8 | 5 | 10 | HeaderMin_5HeaderMax_10 | 8 | INVALID
92 | 92 | 40957-2P-60HP VLSC | RC9914-1-8.04-2P | 1015.343 | 1015.343 | 2030.6859 | 2 | 0 | 2 | A | VLS_Inline | 4 | 4 | 4 | 8 | BranchMin_4BranchMax_8 | 8 | 5 | 10 | HeaderMin_5HeaderMax_10 | 10
93 | 93 | 40957-2P-75HP VLSC | RC9914-1-8.58-2P | 1051.8577 | 1051.8577 | 2103.7154 | 2 | 0 | 2 | A | VLS_Inline | 4 | 4 | 4 | 8 | BranchMin_4BranchMax_8 | 4 | 5 | 10 | HeaderMin_5HeaderMax_10 | 5
93 | 93 | 40957-2P-75HP VLSC | RC9914-1-8.58-2P | 1051.8577 | 1051.8577 | 2103.7154 | 2 | 0 | 2 | A | VLS_Inline | 4 | 4 | 4 | 8 | BranchMin_4BranchMax_8 | 4 | 5 | 10 | HeaderMin_5HeaderMax_10 | 6
93 | 93 | 40957-2P-75HP VLSC | RC9914-1-8.58-2P | 1051.8577 | 1051.8577 | 2103.7154 | 2 | 0 | 2 | A | VLS_Inline | 4 | 4 | 4 | 8 | BranchMin_4BranchMax_8 | 4 | 5 | 10 | HeaderMin_5HeaderMax_10 | 8
93 | 93 | 40957-2P-75HP VLSC | RC9914-1-8.58-2P | 1051.8577 | 1051.8577 | 2103.7154 | 2 | 0 | 2 | A | VLS_Inline | 4 | 4 | 4 | 8 | BranchMin_4BranchMax_8 | 4 | 5 | 10 | HeaderMin_5HeaderMax_10 | 10
93 | 93 | 40957-2P-75HP VLSC | RC9914-1-8.58-2P | 1051.8577 | 1051.8577 | 2103.7154 | 2 | 0 | 2 | A | VLS_Inline | 4 | 4 | 4 | 8 | BranchMin_4BranchMax_8 | 5 | 5 | 10 | HeaderMin_5HeaderMax_10 | 5 | INVALID
93 | 93 | 40957-2P-75HP VLSC | RC9914-1-8.58-2P | 1051.8577 | 1051.8577 | 2103.7154 | 2 | 0 | 2 | A | VLS_Inline | 4 | 4 | 4 | 8 | BranchMin_4BranchMax_8 | 5 | 5 | 10 | HeaderMin_5HeaderMax_10 | 6
93 | 93 | 40957-2P-75HP VLSC | RC9914-1-8.58-2P | 1051.8577 | 1051.8577 | 2103.7154 | 2 | 0 | 2 | A | VLS_Inline | 4 | 4 | 4 | 8 | BranchMin_4BranchMax_8 | 5 | 5 | 10 | HeaderMin_5HeaderMax_10 | 8
93 | 93 | 40957-2P-75HP VLSC | RC9914-1-8.58-2P | 1051.8577 | 1051.8577 | 2103.7154 | 2 | 0 | 2 | A | VLS_Inline | 4 | 4 | 4 | 8 | BranchMin_4BranchMax_8 | 5 | 5 | 10 | HeaderMin_5HeaderMax_10 | 10
93 | 93 | 40957-2P-75HP VLSC | RC9914-1-8.58-2P | 1051.8577 | 1051.8577 | 2103.7154 | 2 | 0 | 2 | A | VLS_Inline | 4 | 4 | 4 | 8 | BranchMin_4BranchMax_8 | 6 | 5 | 10 | HeaderMin_5HeaderMax_10 | 5 | INVALID
93 | 93 | 40957-2P-75HP VLSC | RC9914-1-8.58-2P | 1051.8577 | 1051.8577 | 2103.7154 | 2 | 0 | 2 | A | VLS_Inline | 4 | 4 | 4 | 8 | BranchMin_4BranchMax_8 | 6 | 5 | 10 | HeaderMin_5HeaderMax_10 | 6 | INVALID
93 | 93 | 40957-2P-75HP VLSC | RC9914-1-8.58-2P | 1051.8577 | 1051.8577 | 2103.7154 | 2 | 0 | 2 | A | VLS_Inline | 4 | 4 | 4 | 8 | BranchMin_4BranchMax_8 | 6 | 5 | 10 | HeaderMin_5HeaderMax_10 | 8
93 | 93 | 40957-2P-75HP VLSC | RC9914-1-8.58-2P | 1051.8577 | 1051.8577 | 2103.7154 | 2 | 0 | 2 | A | VLS_Inline | 4 | 4 | 4 | 8 | BranchMin_4BranchMax_8 | 6 | 5 | 10 | HeaderMin_5HeaderMax_10 | 10
93 | 93 | 40957-2P-75HP VLSC | RC9914-1-8.58-2P | 1051.8577 | 1051.8577 | 2103.7154 | 2 | 0 | 2 | A | VLS_Inline | 4 | 4 | 4 | 8 | BranchMin_4BranchMax_8 | 8 | 5 | 10 | HeaderMin_5HeaderMax_10 | 5 | INVALID
93 | 93 | 40957-2P-75HP VLSC | RC9914-1-8.58-2P | 1051.8577 | 1051.8577 | 2103.7154 | 2 | 0 | 2 | A | VLS_Inline | 4 | 4 | 4 | 8 | BranchMin_4BranchMax_8 | 8 | 5 | 10 | HeaderMin_5HeaderMax_10 | 6 | INVALID
93 | 93 | 40957-2P-75HP VLSC | RC9914-1-8.58-2P | 1051.8577 | 1051.8577 | 2103.7154 | 2 | 0 | 2 | A | VLS_Inline | 4 | 4 | 4 | 8 | BranchMin_4BranchMax_8 | 8 | 5 | 10 | HeaderMin_5HeaderMax_10 | 8 | INVALID
93 | 93 | 40957-2P-75HP VLSC | RC9914-1-8.58-2P | 1051.8577 | 1051.8577 | 2103.7154 | 2 | 0 | 2 | A | VLS_Inline | 4 | 4 | 4 | 8 | BranchMin_4BranchMax_8 | 8 | 5 | 10 | HeaderMin_5HeaderMax_10 | 10
94 | 94 | 40957-2P-100HP VLSC | RC9914-1-9.43-2P | 1127.0937 | 1127.0937 | 2254.1875 | 2 | 0 | 2 | A | VLS_Inline | 4 | 4 | 4 | 8 | BranchMin_4BranchMax_8 | 4 | 5 | 10 | HeaderMin_5HeaderMax_10 | 5
94 | 94 | 40957-2P-100HP VLSC | RC9914-1-9.43-2P | 1127.0937 | 1127.0937 | 2254.1875 | 2 | 0 | 2 | A | VLS_Inline | 4 | 4 | 4 | 8 | BranchMin_4BranchMax_8 | 4 | 5 | 10 | HeaderMin_5HeaderMax_10 | 6
94 | 94 | 40957-2P-100HP VLSC | RC9914-1-9.43-2P | 1127.0937 | 1127.0937 | 2254.1875 | 2 | 0 | 2 | A | VLS_Inline | 4 | 4 | 4 | 8 | BranchMin_4BranchMax_8 | 4 | 5 | 10 | HeaderMin_5HeaderMax_10 | 8
94 | 94 | 40957-2P-100HP VLSC | RC9914-1-9.43-2P | 1127.0937 | 1127.0937 | 2254.1875 | 2 | 0 | 2 | A | VLS_Inline | 4 | 4 | 4 | 8 | BranchMin_4BranchMax_8 | 4 | 5 | 10 | HeaderMin_5HeaderMax_10 | 10
94 | 94 | 40957-2P-100HP VLSC | RC9914-1-9.43-2P | 1127.0937 | 1127.0937 | 2254.1875 | 2 | 0 | 2 | A | VLS_Inline | 4 | 4 | 4 | 8 | BranchMin_4BranchMax_8 | 5 | 5 | 10 | HeaderMin_5HeaderMax_10 | 5 | INVALID
94 | 94 | 40957-2P-100HP VLSC | RC9914-1-9.43-2P | 1127.0937 | 1127.0937 | 2254.1875 | 2 | 0 | 2 | A | VLS_Inline | 4 | 4 | 4 | 8 | BranchMin_4BranchMax_8 | 5 | 5 | 10 | HeaderMin_5HeaderMax_10 | 6
94 | 94 | 40957-2P-100HP VLSC | RC9914-1-9.43-2P | 1127.0937 | 1127.0937 | 2254.1875 | 2 | 0 | 2 | A | VLS_Inline | 4 | 4 | 4 | 8 | BranchMin_4BranchMax_8 | 5 | 5 | 10 | HeaderMin_5HeaderMax_10 | 8
94 | 94 | 40957-2P-100HP VLSC | RC9914-1-9.43-2P | 1127.0937 | 1127.0937 | 2254.1875 | 2 | 0 | 2 | A | VLS_Inline | 4 | 4 | 4 | 8 | BranchMin_4BranchMax_8 | 5 | 5 | 10 | HeaderMin_5HeaderMax_10 | 10
94 | 94 | 40957-2P-100HP VLSC | RC9914-1-9.43-2P | 1127.0937 | 1127.0937 | 2254.1875 | 2 | 0 | 2 | A | VLS_Inline | 4 | 4 | 4 | 8 | BranchMin_4BranchMax_8 | 6 | 5 | 10 | HeaderMin_5HeaderMax_10 | 5 | INVALID
94 | 94 | 40957-2P-100HP VLSC | RC9914-1-9.43-2P | 1127.0937 | 1127.0937 | 2254.1875 | 2 | 0 | 2 | A | VLS_Inline | 4 | 4 | 4 | 8 | BranchMin_4BranchMax_8 | 6 | 5 | 10 | HeaderMin_5HeaderMax_10 | 6 | INVALID
94 | 94 | 40957-2P-100HP VLSC | RC9914-1-9.43-2P | 1127.0937 | 1127.0937 | 2254.1875 | 2 | 0 | 2 | A | VLS_Inline | 4 | 4 | 4 | 8 | BranchMin_4BranchMax_8 | 6 | 5 | 10 | HeaderMin_5HeaderMax_10 | 8
94 | 94 | 40957-2P-100HP VLSC | RC9914-1-9.43-2P | 1127.0937 | 1127.0937 | 2254.1875 | 2 | 0 | 2 | A | VLS_Inline | 4 | 4 | 4 | 8 | BranchMin_4BranchMax_8 | 6 | 5 | 10 | HeaderMin_5HeaderMax_10 | 10
94 | 94 | 40957-2P-100HP VLSC | RC9914-1-9.43-2P | 1127.0937 | 1127.0937 | 2254.1875 | 2 | 0 | 2 | A | VLS_Inline | 4 | 4 | 4 | 8 | BranchMin_4BranchMax_8 | 8 | 5 | 10 | HeaderMin_5HeaderMax_10 | 5 | INVALID
94 | 94 | 40957-2P-100HP VLSC | RC9914-1-9.43-2P | 1127.0937 | 1127.0937 | 2254.1875 | 2 | 0 | 2 | A | VLS_Inline | 4 | 4 | 4 | 8 | BranchMin_4BranchMax_8 | 8 | 5 | 10 | HeaderMin_5HeaderMax_10 | 6 | INVALID
94 | 94 | 40957-2P-100HP VLSC | RC9914-1-9.43-2P | 1127.0937 | 1127.0937 | 2254.1875 | 2 | 0 | 2 | A | VLS_Inline | 4 | 4 | 4 | 8 | BranchMin_4BranchMax_8 | 8 | 5 | 10 | HeaderMin_5HeaderMax_10 | 8 | INVALID
94 | 94 | 40957-2P-100HP VLSC | RC9914-1-9.43-2P | 1127.0937 | 1127.0937 | 2254.1875 | 2 | 0 | 2 | A | VLS_Inline | 4 | 4 | 4 | 8 | BranchMin_4BranchMax_8 | 8 | 5 | 10 | HeaderMin_5HeaderMax_10 | 10
95 | 95 | 40957-4P-5HP VLSC | RC9914-1-6.91 | 456.5775 | 456.5775 | 913.1549 | 2 | 0 | 2 | A | VLS_Inline | 4 | 4 | 4 | 5 | BranchMin_4BranchMax_5 | 4 | 5 | 6 | HeaderMin_5HeaderMax_6 | 5
95 | 95 | 40957-4P-5HP VLSC | RC9914-1-6.91 | 456.5775 | 456.5775 | 913.1549 | 2 | 0 | 2 | A | VLS_Inline | 4 | 4 | 4 | 5 | BranchMin_4BranchMax_5 | 4 | 5 | 6 | HeaderMin_5HeaderMax_6 | 6
95 | 95 | 40957-4P-5HP VLSC | RC9914-1-6.91 | 456.5775 | 456.5775 | 913.1549 | 2 | 0 | 2 | A | VLS_Inline | 4 | 4 | 4 | 5 | BranchMin_4BranchMax_5 | 5 | 5 | 6 | HeaderMin_5HeaderMax_6 | 5 | INVALID
95 | 95 | 40957-4P-5HP VLSC | RC9914-1-6.91 | 456.5775 | 456.5775 | 913.1549 | 2 | 0 | 2 | A | VLS_Inline | 4 | 4 | 4 | 5 | BranchMin_4BranchMax_5 | 5 | 5 | 6 | HeaderMin_5HeaderMax_6 | 6
96 | 96 | 40957-4P-7.5HP VLSC | RC9914-1-8.04 | 508.0798 | 508.0798 | 1016.1596 | 2 | 0 | 2 | A | VLS_Inline | 4 | 4 | 4 | 5 | BranchMin_4BranchMax_5 | 4 | 5 | 8 | HeaderMin_5HeaderMax_8 | 5
96 | 96 | 40957-4P-7.5HP VLSC | RC9914-1-8.04 | 508.0798 | 508.0798 | 1016.1596 | 2 | 0 | 2 | A | VLS_Inline | 4 | 4 | 4 | 5 | BranchMin_4BranchMax_5 | 4 | 5 | 8 | HeaderMin_5HeaderMax_8 | 6
96 | 96 | 40957-4P-7.5HP VLSC | RC9914-1-8.04 | 508.0798 | 508.0798 | 1016.1596 | 2 | 0 | 2 | A | VLS_Inline | 4 | 4 | 4 | 5 | BranchMin_4BranchMax_5 | 4 | 5 | 8 | HeaderMin_5HeaderMax_8 | 8
96 | 96 | 40957-4P-7.5HP VLSC | RC9914-1-8.04 | 508.0798 | 508.0798 | 1016.1596 | 2 | 0 | 2 | A | VLS_Inline | 4 | 4 | 4 | 5 | BranchMin_4BranchMax_5 | 5 | 5 | 8 | HeaderMin_5HeaderMax_8 | 5 | INVALID
96 | 96 | 40957-4P-7.5HP VLSC | RC9914-1-8.04 | 508.0798 | 508.0798 | 1016.1596 | 2 | 0 | 2 | A | VLS_Inline | 4 | 4 | 4 | 5 | BranchMin_4BranchMax_5 | 5 | 5 | 8 | HeaderMin_5HeaderMax_8 | 6
96 | 96 | 40957-4P-7.5HP VLSC | RC9914-1-8.04 | 508.0798 | 508.0798 | 1016.1596 | 2 | 0 | 2 | A | VLS_Inline | 4 | 4 | 4 | 5 | BranchMin_4BranchMax_5 | 5 | 5 | 8 | HeaderMin_5HeaderMax_8 | 8
97 | 97 | 40957-4P-10HP VLSC | RC9914-1-8.77 | 534.9443 | 534.9443 | 1069.8887 | 2 | 0 | 2 | A | VLS_Inline | 4 | 4 | 4 | 5 | BranchMin_4BranchMax_5 | 4 | 5 | 8 | HeaderMin_5HeaderMax_8 | 5
97 | 97 | 40957-4P-10HP VLSC | RC9914-1-8.77 | 534.9443 | 534.9443 | 1069.8887 | 2 | 0 | 2 | A | VLS_Inline | 4 | 4 | 4 | 5 | BranchMin_4BranchMax_5 | 4 | 5 | 8 | HeaderMin_5HeaderMax_8 | 6
97 | 97 | 40957-4P-10HP VLSC | RC9914-1-8.77 | 534.9443 | 534.9443 | 1069.8887 | 2 | 0 | 2 | A | VLS_Inline | 4 | 4 | 4 | 5 | BranchMin_4BranchMax_5 | 4 | 5 | 8 | HeaderMin_5HeaderMax_8 | 8
97 | 97 | 40957-4P-10HP VLSC | RC9914-1-8.77 | 534.9443 | 534.9443 | 1069.8887 | 2 | 0 | 2 | A | VLS_Inline | 4 | 4 | 4 | 5 | BranchMin_4BranchMax_5 | 5 | 5 | 8 | HeaderMin_5HeaderMax_8 | 5 | INVALID
97 | 97 | 40957-4P-10HP VLSC | RC9914-1-8.77 | 534.9443 | 534.9443 | 1069.8887 | 2 | 0 | 2 | A | VLS_Inline | 4 | 4 | 4 | 5 | BranchMin_4BranchMax_5 | 5 | 5 | 8 | HeaderMin_5HeaderMax_8 | 6
97 | 97 | 40957-4P-10HP VLSC | RC9914-1-8.77 | 534.9443 | 534.9443 | 1069.8887 | 2 | 0 | 2 | A | VLS_Inline | 4 | 4 | 4 | 5 | BranchMin_4BranchMax_5 | 5 | 5 | 8 | HeaderMin_5HeaderMax_8 | 8
98 | 98 | 40957-4P-15HP VLSC | RC9914-1-9.6 | 568.82 | 568.82 | 1137.64 | 2 | 0 | 2 | A | VLS_Inline | 4 | 4 | 4 | 5 | BranchMin_4BranchMax_5 | 4 | 5 | 8 | HeaderMin_5HeaderMax_8 | 5
98 | 98 | 40957-4P-15HP VLSC | RC9914-1-9.6 | 568.82 | 568.82 | 1137.64 | 2 | 0 | 2 | A | VLS_Inline | 4 | 4 | 4 | 5 | BranchMin_4BranchMax_5 | 4 | 5 | 8 | HeaderMin_5HeaderMax_8 | 6
98 | 98 | 40957-4P-15HP VLSC | RC9914-1-9.6 | 568.82 | 568.82 | 1137.64 | 2 | 0 | 2 | A | VLS_Inline | 4 | 4 | 4 | 5 | BranchMin_4BranchMax_5 | 4 | 5 | 8 | HeaderMin_5HeaderMax_8 | 8
98 | 98 | 40957-4P-15HP VLSC | RC9914-1-9.6 | 568.82 | 568.82 | 1137.64 | 2 | 0 | 2 | A | VLS_Inline | 4 | 4 | 4 | 5 | BranchMin_4BranchMax_5 | 5 | 5 | 8 | HeaderMin_5HeaderMax_8 | 5 | INVALID
98 | 98 | 40957-4P-15HP VLSC | RC9914-1-9.6 | 568.82 | 568.82 | 1137.64 | 2 | 0 | 2 | A | VLS_Inline | 4 | 4 | 4 | 5 | BranchMin_4BranchMax_5 | 5 | 5 | 8 | HeaderMin_5HeaderMax_8 | 6
98 | 98 | 40957-4P-15HP VLSC | RC9914-1-9.6 | 568.82 | 568.82 | 1137.64 | 2 | 0 | 2 | A | VLS_Inline | 4 | 4 | 4 | 5 | BranchMin_4BranchMax_5 | 5 | 5 | 8 | HeaderMin_5HeaderMax_8 | 8
99 | 99 | 40959-2P-40HP VLSC | VLSC_40959_2P_40HP | 885.0742 | 885.0742 | 1770.1484 | 2 | 0 | 2 | A | VLS_Inline | 4 | 4 | 4 | 6 | BranchMin_4BranchMax_6 | 4 | 5 | 10 | HeaderMin_5HeaderMax_10 | 5
99 | 99 | 40959-2P-40HP VLSC | VLSC_40959_2P_40HP | 885.0742 | 885.0742 | 1770.1484 | 2 | 0 | 2 | A | VLS_Inline | 4 | 4 | 4 | 6 | BranchMin_4BranchMax_6 | 4 | 5 | 10 | HeaderMin_5HeaderMax_10 | 6
99 | 99 | 40959-2P-40HP VLSC | VLSC_40959_2P_40HP | 885.0742 | 885.0742 | 1770.1484 | 2 | 0 | 2 | A | VLS_Inline | 4 | 4 | 4 | 6 | BranchMin_4BranchMax_6 | 4 | 5 | 10 | HeaderMin_5HeaderMax_10 | 8
99 | 99 | 40959-2P-40HP VLSC | VLSC_40959_2P_40HP | 885.0742 | 885.0742 | 1770.1484 | 2 | 0 | 2 | A | VLS_Inline | 4 | 4 | 4 | 6 | BranchMin_4BranchMax_6 | 4 | 5 | 10 | HeaderMin_5HeaderMax_10 | 10
99 | 99 | 40959-2P-40HP VLSC | VLSC_40959_2P_40HP | 885.0742 | 885.0742 | 1770.1484 | 2 | 0 | 2 | A | VLS_Inline | 4 | 4 | 4 | 6 | BranchMin_4BranchMax_6 | 5 | 5 | 10 | HeaderMin_5HeaderMax_10 | 5 | INVALID
99 | 99 | 40959-2P-40HP VLSC | VLSC_40959_2P_40HP | 885.0742 | 885.0742 | 1770.1484 | 2 | 0 | 2 | A | VLS_Inline | 4 | 4 | 4 | 6 | BranchMin_4BranchMax_6 | 5 | 5 | 10 | HeaderMin_5HeaderMax_10 | 6
99 | 99 | 40959-2P-40HP VLSC | VLSC_40959_2P_40HP | 885.0742 | 885.0742 | 1770.1484 | 2 | 0 | 2 | A | VLS_Inline | 4 | 4 | 4 | 6 | BranchMin_4BranchMax_6 | 5 | 5 | 10 | HeaderMin_5HeaderMax_10 | 8
99 | 99 | 40959-2P-40HP VLSC | VLSC_40959_2P_40HP | 885.0742 | 885.0742 | 1770.1484 | 2 | 0 | 2 | A | VLS_Inline | 4 | 4 | 4 | 6 | BranchMin_4BranchMax_6 | 5 | 5 | 10 | HeaderMin_5HeaderMax_10 | 10
99 | 99 | 40959-2P-40HP VLSC | VLSC_40959_2P_40HP | 885.0742 | 885.0742 | 1770.1484 | 2 | 0 | 2 | A | VLS_Inline | 4 | 4 | 4 | 6 | BranchMin_4BranchMax_6 | 6 | 5 | 10 | HeaderMin_5HeaderMax_10 | 5 | INVALID
99 | 99 | 40959-2P-40HP VLSC | VLSC_40959_2P_40HP | 885.0742 | 885.0742 | 1770.1484 | 2 | 0 | 2 | A | VLS_Inline | 4 | 4 | 4 | 6 | BranchMin_4BranchMax_6 | 6 | 5 | 10 | HeaderMin_5HeaderMax_10 | 6 | INVALID
99 | 99 | 40959-2P-40HP VLSC | VLSC_40959_2P_40HP | 885.0742 | 885.0742 | 1770.1484 | 2 | 0 | 2 | A | VLS_Inline | 4 | 4 | 4 | 6 | BranchMin_4BranchMax_6 | 6 | 5 | 10 | HeaderMin_5HeaderMax_10 | 8
99 | 99 | 40959-2P-40HP VLSC | VLSC_40959_2P_40HP | 885.0742 | 885.0742 | 1770.1484 | 2 | 0 | 2 | A | VLS_Inline | 4 | 4 | 4 | 6 | BranchMin_4BranchMax_6 | 6 | 5 | 10 | HeaderMin_5HeaderMax_10 | 10
100 | 100 | 40959-2P-50HP VLSC | VLSC_40959_2P_50HP | 912.6252 | 912.6252 | 1825.2504 | 2 | 0 | 2 | A | VLS_Inline | 4 | 4 | 4 | 6 | BranchMin_4BranchMax_6 | 4 | 5 | 10 | HeaderMin_5HeaderMax_10 | 5
100 | 100 | 40959-2P-50HP VLSC | VLSC_40959_2P_50HP | 912.6252 | 912.6252 | 1825.2504 | 2 | 0 | 2 | A | VLS_Inline | 4 | 4 | 4 | 6 | BranchMin_4BranchMax_6 | 4 | 5 | 10 | HeaderMin_5HeaderMax_10 | 6
100 | 100 | 40959-2P-50HP VLSC | VLSC_40959_2P_50HP | 912.6252 | 912.6252 | 1825.2504 | 2 | 0 | 2 | A | VLS_Inline | 4 | 4 | 4 | 6 | BranchMin_4BranchMax_6 | 4 | 5 | 10 | HeaderMin_5HeaderMax_10 | 8
100 | 100 | 40959-2P-50HP VLSC | VLSC_40959_2P_50HP | 912.6252 | 912.6252 | 1825.2504 | 2 | 0 | 2 | A | VLS_Inline | 4 | 4 | 4 | 6 | BranchMin_4BranchMax_6 | 4 | 5 | 10 | HeaderMin_5HeaderMax_10 | 10
100 | 100 | 40959-2P-50HP VLSC | VLSC_40959_2P_50HP | 912.6252 | 912.6252 | 1825.2504 | 2 | 0 | 2 | A | VLS_Inline | 4 | 4 | 4 | 6 | BranchMin_4BranchMax_6 | 5 | 5 | 10 | HeaderMin_5HeaderMax_10 | 5 | INVALID
100 | 100 | 40959-2P-50HP VLSC | VLSC_40959_2P_50HP | 912.6252 | 912.6252 | 1825.2504 | 2 | 0 | 2 | A | VLS_Inline | 4 | 4 | 4 | 6 | BranchMin_4BranchMax_6 | 5 | 5 | 10 | HeaderMin_5HeaderMax_10 | 6
100 | 100 | 40959-2P-50HP VLSC | VLSC_40959_2P_50HP | 912.6252 | 912.6252 | 1825.2504 | 2 | 0 | 2 | A | VLS_Inline | 4 | 4 | 4 | 6 | BranchMin_4BranchMax_6 | 5 | 5 | 10 | HeaderMin_5HeaderMax_10 | 8
100 | 100 | 40959-2P-50HP VLSC | VLSC_40959_2P_50HP | 912.6252 | 912.6252 | 1825.2504 | 2 | 0 | 2 | A | VLS_Inline | 4 | 4 | 4 | 6 | BranchMin_4BranchMax_6 | 5 | 5 | 10 | HeaderMin_5HeaderMax_10 | 10
100 | 100 | 40959-2P-50HP VLSC | VLSC_40959_2P_50HP | 912.6252 | 912.6252 | 1825.2504 | 2 | 0 | 2 | A | VLS_Inline | 4 | 4 | 4 | 6 | BranchMin_4BranchMax_6 | 6 | 5 | 10 | HeaderMin_5HeaderMax_10 | 5 | INVALID
100 | 100 | 40959-2P-50HP VLSC | VLSC_40959_2P_50HP | 912.6252 | 912.6252 | 1825.2504 | 2 | 0 | 2 | A | VLS_Inline | 4 | 4 | 4 | 6 | BranchMin_4BranchMax_6 | 6 | 5 | 10 | HeaderMin_5HeaderMax_10 | 6 | INVALID
100 | 100 | 40959-2P-50HP VLSC | VLSC_40959_2P_50HP | 912.6252 | 912.6252 | 1825.2504 | 2 | 0 | 2 | A | VLS_Inline | 4 | 4 | 4 | 6 | BranchMin_4BranchMax_6 | 6 | 5 | 10 | HeaderMin_5HeaderMax_10 | 8
100 | 100 | 40959-2P-50HP VLSC | VLSC_40959_2P_50HP | 912.6252 | 912.6252 | 1825.2504 | 2 | 0 | 2 | A | VLS_Inline | 4 | 4 | 4 | 6 | BranchMin_4BranchMax_6 | 6 | 5 | 10 | HeaderMin_5HeaderMax_10 | 10
101 | 101 | 40959-2P-60HP VLSC | VLSC_40959_2P_60HP | 955.0129 | 955.0129 | 1910.0257 | 2 | 0 | 2 | A | VLS_Inline | 4 | 4 | 4 | 8 | BranchMin_4BranchMax_8 | 4 | 5 | 10 | HeaderMin_5HeaderMax_10 | 5
101 | 101 | 40959-2P-60HP VLSC | VLSC_40959_2P_60HP | 955.0129 | 955.0129 | 1910.0257 | 2 | 0 | 2 | A | VLS_Inline | 4 | 4 | 4 | 8 | BranchMin_4BranchMax_8 | 4 | 5 | 10 | HeaderMin_5HeaderMax_10 | 6
101 | 101 | 40959-2P-60HP VLSC | VLSC_40959_2P_60HP | 955.0129 | 955.0129 | 1910.0257 | 2 | 0 | 2 | A | VLS_Inline | 4 | 4 | 4 | 8 | BranchMin_4BranchMax_8 | 4 | 5 | 10 | HeaderMin_5HeaderMax_10 | 8
101 | 101 | 40959-2P-60HP VLSC | VLSC_40959_2P_60HP | 955.0129 | 955.0129 | 1910.0257 | 2 | 0 | 2 | A | VLS_Inline | 4 | 4 | 4 | 8 | BranchMin_4BranchMax_8 | 4 | 5 | 10 | HeaderMin_5HeaderMax_10 | 10
101 | 101 | 40959-2P-60HP VLSC | VLSC_40959_2P_60HP | 955.0129 | 955.0129 | 1910.0257 | 2 | 0 | 2 | A | VLS_Inline | 4 | 4 | 4 | 8 | BranchMin_4BranchMax_8 | 5 | 5 | 10 | HeaderMin_5HeaderMax_10 | 5 | INVALID
101 | 101 | 40959-2P-60HP VLSC | VLSC_40959_2P_60HP | 955.0129 | 955.0129 | 1910.0257 | 2 | 0 | 2 | A | VLS_Inline | 4 | 4 | 4 | 8 | BranchMin_4BranchMax_8 | 5 | 5 | 10 | HeaderMin_5HeaderMax_10 | 6
101 | 101 | 40959-2P-60HP VLSC | VLSC_40959_2P_60HP | 955.0129 | 955.0129 | 1910.0257 | 2 | 0 | 2 | A | VLS_Inline | 4 | 4 | 4 | 8 | BranchMin_4BranchMax_8 | 5 | 5 | 10 | HeaderMin_5HeaderMax_10 | 8
101 | 101 | 40959-2P-60HP VLSC | VLSC_40959_2P_60HP | 955.0129 | 955.0129 | 1910.0257 | 2 | 0 | 2 | A | VLS_Inline | 4 | 4 | 4 | 8 | BranchMin_4BranchMax_8 | 5 | 5 | 10 | HeaderMin_5HeaderMax_10 | 10
101 | 101 | 40959-2P-60HP VLSC | VLSC_40959_2P_60HP | 955.0129 | 955.0129 | 1910.0257 | 2 | 0 | 2 | A | VLS_Inline | 4 | 4 | 4 | 8 | BranchMin_4BranchMax_8 | 6 | 5 | 10 | HeaderMin_5HeaderMax_10 | 5 | INVALID
101 | 101 | 40959-2P-60HP VLSC | VLSC_40959_2P_60HP | 955.0129 | 955.0129 | 1910.0257 | 2 | 0 | 2 | A | VLS_Inline | 4 | 4 | 4 | 8 | BranchMin_4BranchMax_8 | 6 | 5 | 10 | HeaderMin_5HeaderMax_10 | 6 | INVALID
101 | 101 | 40959-2P-60HP VLSC | VLSC_40959_2P_60HP | 955.0129 | 955.0129 | 1910.0257 | 2 | 0 | 2 | A | VLS_Inline | 4 | 4 | 4 | 8 | BranchMin_4BranchMax_8 | 6 | 5 | 10 | HeaderMin_5HeaderMax_10 | 8
101 | 101 | 40959-2P-60HP VLSC | VLSC_40959_2P_60HP | 955.0129 | 955.0129 | 1910.0257 | 2 | 0 | 2 | A | VLS_Inline | 4 | 4 | 4 | 8 | BranchMin_4BranchMax_8 | 6 | 5 | 10 | HeaderMin_5HeaderMax_10 | 10
101 | 101 | 40959-2P-60HP VLSC | VLSC_40959_2P_60HP | 955.0129 | 955.0129 | 1910.0257 | 2 | 0 | 2 | A | VLS_Inline | 4 | 4 | 4 | 8 | BranchMin_4BranchMax_8 | 8 | 5 | 10 | HeaderMin_5HeaderMax_10 | 5 | INVALID
101 | 101 | 40959-2P-60HP VLSC | VLSC_40959_2P_60HP | 955.0129 | 955.0129 | 1910.0257 | 2 | 0 | 2 | A | VLS_Inline | 4 | 4 | 4 | 8 | BranchMin_4BranchMax_8 | 8 | 5 | 10 | HeaderMin_5HeaderMax_10 | 6 | INVALID
101 | 101 | 40959-2P-60HP VLSC | VLSC_40959_2P_60HP | 955.0129 | 955.0129 | 1910.0257 | 2 | 0 | 2 | A | VLS_Inline | 4 | 4 | 4 | 8 | BranchMin_4BranchMax_8 | 8 | 5 | 10 | HeaderMin_5HeaderMax_10 | 8 | INVALID
101 | 101 | 40959-2P-60HP VLSC | VLSC_40959_2P_60HP | 955.0129 | 955.0129 | 1910.0257 | 2 | 0 | 2 | A | VLS_Inline | 4 | 4 | 4 | 8 | BranchMin_4BranchMax_8 | 8 | 5 | 10 | HeaderMin_5HeaderMax_10 | 10
102 | 102 | 40959-2P-75HP VLSC | VLSC_40959_2P_75HP | 1024.8269 | 1024.8269 | 2049.6538 | 2 | 0 | 2 | A | VLS_Inline | 4 | 4 | 4 | 8 | BranchMin_4BranchMax_8 | 4 | 5 | 10 | HeaderMin_5HeaderMax_10 | 5
102 | 102 | 40959-2P-75HP VLSC | VLSC_40959_2P_75HP | 1024.8269 | 1024.8269 | 2049.6538 | 2 | 0 | 2 | A | VLS_Inline | 4 | 4 | 4 | 8 | BranchMin_4BranchMax_8 | 4 | 5 | 10 | HeaderMin_5HeaderMax_10 | 6
102 | 102 | 40959-2P-75HP VLSC | VLSC_40959_2P_75HP | 1024.8269 | 1024.8269 | 2049.6538 | 2 | 0 | 2 | A | VLS_Inline | 4 | 4 | 4 | 8 | BranchMin_4BranchMax_8 | 4 | 5 | 10 | HeaderMin_5HeaderMax_10 | 8
102 | 102 | 40959-2P-75HP VLSC | VLSC_40959_2P_75HP | 1024.8269 | 1024.8269 | 2049.6538 | 2 | 0 | 2 | A | VLS_Inline | 4 | 4 | 4 | 8 | BranchMin_4BranchMax_8 | 4 | 5 | 10 | HeaderMin_5HeaderMax_10 | 10
102 | 102 | 40959-2P-75HP VLSC | VLSC_40959_2P_75HP | 1024.8269 | 1024.8269 | 2049.6538 | 2 | 0 | 2 | A | VLS_Inline | 4 | 4 | 4 | 8 | BranchMin_4BranchMax_8 | 5 | 5 | 10 | HeaderMin_5HeaderMax_10 | 5 | INVALID
102 | 102 | 40959-2P-75HP VLSC | VLSC_40959_2P_75HP | 1024.8269 | 1024.8269 | 2049.6538 | 2 | 0 | 2 | A | VLS_Inline | 4 | 4 | 4 | 8 | BranchMin_4BranchMax_8 | 5 | 5 | 10 | HeaderMin_5HeaderMax_10 | 6
102 | 102 | 40959-2P-75HP VLSC | VLSC_40959_2P_75HP | 1024.8269 | 1024.8269 | 2049.6538 | 2 | 0 | 2 | A | VLS_Inline | 4 | 4 | 4 | 8 | BranchMin_4BranchMax_8 | 5 | 5 | 10 | HeaderMin_5HeaderMax_10 | 8
102 | 102 | 40959-2P-75HP VLSC | VLSC_40959_2P_75HP | 1024.8269 | 1024.8269 | 2049.6538 | 2 | 0 | 2 | A | VLS_Inline | 4 | 4 | 4 | 8 | BranchMin_4BranchMax_8 | 5 | 5 | 10 | HeaderMin_5HeaderMax_10 | 10
102 | 102 | 40959-2P-75HP VLSC | VLSC_40959_2P_75HP | 1024.8269 | 1024.8269 | 2049.6538 | 2 | 0 | 2 | A | VLS_Inline | 4 | 4 | 4 | 8 | BranchMin_4BranchMax_8 | 6 | 5 | 10 | HeaderMin_5HeaderMax_10 | 5 | INVALID
102 | 102 | 40959-2P-75HP VLSC | VLSC_40959_2P_75HP | 1024.8269 | 1024.8269 | 2049.6538 | 2 | 0 | 2 | A | VLS_Inline | 4 | 4 | 4 | 8 | BranchMin_4BranchMax_8 | 6 | 5 | 10 | HeaderMin_5HeaderMax_10 | 6 | INVALID
102 | 102 | 40959-2P-75HP VLSC | VLSC_40959_2P_75HP | 1024.8269 | 1024.8269 | 2049.6538 | 2 | 0 | 2 | A | VLS_Inline | 4 | 4 | 4 | 8 | BranchMin_4BranchMax_8 | 6 | 5 | 10 | HeaderMin_5HeaderMax_10 | 8
102 | 102 | 40959-2P-75HP VLSC | VLSC_40959_2P_75HP | 1024.8269 | 1024.8269 | 2049.6538 | 2 | 0 | 2 | A | VLS_Inline | 4 | 4 | 4 | 8 | BranchMin_4BranchMax_8 | 6 | 5 | 10 | HeaderMin_5HeaderMax_10 | 10
102 | 102 | 40959-2P-75HP VLSC | VLSC_40959_2P_75HP | 1024.8269 | 1024.8269 | 2049.6538 | 2 | 0 | 2 | A | VLS_Inline | 4 | 4 | 4 | 8 | BranchMin_4BranchMax_8 | 8 | 5 | 10 | HeaderMin_5HeaderMax_10 | 5 | INVALID
102 | 102 | 40959-2P-75HP VLSC | VLSC_40959_2P_75HP | 1024.8269 | 1024.8269 | 2049.6538 | 2 | 0 | 2 | A | VLS_Inline | 4 | 4 | 4 | 8 | BranchMin_4BranchMax_8 | 8 | 5 | 10 | HeaderMin_5HeaderMax_10 | 6 | INVALID
102 | 102 | 40959-2P-75HP VLSC | VLSC_40959_2P_75HP | 1024.8269 | 1024.8269 | 2049.6538 | 2 | 0 | 2 | A | VLS_Inline | 4 | 4 | 4 | 8 | BranchMin_4BranchMax_8 | 8 | 5 | 10 | HeaderMin_5HeaderMax_10 | 8 | INVALID
102 | 102 | 40959-2P-75HP VLSC | VLSC_40959_2P_75HP | 1024.8269 | 1024.8269 | 2049.6538 | 2 | 0 | 2 | A | VLS_Inline | 4 | 4 | 4 | 8 | BranchMin_4BranchMax_8 | 8 | 5 | 10 | HeaderMin_5HeaderMax_10 | 10
103 | 103 | 40959-2P-100HP VLSC | VLSC_40959_2P_100HP | 1116.5838 | 1116.5838 | 2233.1676 | 2 | 0 | 2 | A | VLS_Inline | 4 | 4 | 4 | 8 | BranchMin_4BranchMax_8 | 4 | 5 | 10 | HeaderMin_5HeaderMax_10 | 5
103 | 103 | 40959-2P-100HP VLSC | VLSC_40959_2P_100HP | 1116.5838 | 1116.5838 | 2233.1676 | 2 | 0 | 2 | A | VLS_Inline | 4 | 4 | 4 | 8 | BranchMin_4BranchMax_8 | 4 | 5 | 10 | HeaderMin_5HeaderMax_10 | 6
103 | 103 | 40959-2P-100HP VLSC | VLSC_40959_2P_100HP | 1116.5838 | 1116.5838 | 2233.1676 | 2 | 0 | 2 | A | VLS_Inline | 4 | 4 | 4 | 8 | BranchMin_4BranchMax_8 | 4 | 5 | 10 | HeaderMin_5HeaderMax_10 | 8
103 | 103 | 40959-2P-100HP VLSC | VLSC_40959_2P_100HP | 1116.5838 | 1116.5838 | 2233.1676 | 2 | 0 | 2 | A | VLS_Inline | 4 | 4 | 4 | 8 | BranchMin_4BranchMax_8 | 4 | 5 | 10 | HeaderMin_5HeaderMax_10 | 10
103 | 103 | 40959-2P-100HP VLSC | VLSC_40959_2P_100HP | 1116.5838 | 1116.5838 | 2233.1676 | 2 | 0 | 2 | A | VLS_Inline | 4 | 4 | 4 | 8 | BranchMin_4BranchMax_8 | 5 | 5 | 10 | HeaderMin_5HeaderMax_10 | 5 | INVALID
103 | 103 | 40959-2P-100HP VLSC | VLSC_40959_2P_100HP | 1116.5838 | 1116.5838 | 2233.1676 | 2 | 0 | 2 | A | VLS_Inline | 4 | 4 | 4 | 8 | BranchMin_4BranchMax_8 | 5 | 5 | 10 | HeaderMin_5HeaderMax_10 | 6
103 | 103 | 40959-2P-100HP VLSC | VLSC_40959_2P_100HP | 1116.5838 | 1116.5838 | 2233.1676 | 2 | 0 | 2 | A | VLS_Inline | 4 | 4 | 4 | 8 | BranchMin_4BranchMax_8 | 5 | 5 | 10 | HeaderMin_5HeaderMax_10 | 8
103 | 103 | 40959-2P-100HP VLSC | VLSC_40959_2P_100HP | 1116.5838 | 1116.5838 | 2233.1676 | 2 | 0 | 2 | A | VLS_Inline | 4 | 4 | 4 | 8 | BranchMin_4BranchMax_8 | 5 | 5 | 10 | HeaderMin_5HeaderMax_10 | 10
103 | 103 | 40959-2P-100HP VLSC | VLSC_40959_2P_100HP | 1116.5838 | 1116.5838 | 2233.1676 | 2 | 0 | 2 | A | VLS_Inline | 4 | 4 | 4 | 8 | BranchMin_4BranchMax_8 | 6 | 5 | 10 | HeaderMin_5HeaderMax_10 | 5 | INVALID
103 | 103 | 40959-2P-100HP VLSC | VLSC_40959_2P_100HP | 1116.5838 | 1116.5838 | 2233.1676 | 2 | 0 | 2 | A | VLS_Inline | 4 | 4 | 4 | 8 | BranchMin_4BranchMax_8 | 6 | 5 | 10 | HeaderMin_5HeaderMax_10 | 6 | INVALID
103 | 103 | 40959-2P-100HP VLSC | VLSC_40959_2P_100HP | 1116.5838 | 1116.5838 | 2233.1676 | 2 | 0 | 2 | A | VLS_Inline | 4 | 4 | 4 | 8 | BranchMin_4BranchMax_8 | 6 | 5 | 10 | HeaderMin_5HeaderMax_10 | 8
103 | 103 | 40959-2P-100HP VLSC | VLSC_40959_2P_100HP | 1116.5838 | 1116.5838 | 2233.1676 | 2 | 0 | 2 | A | VLS_Inline | 4 | 4 | 4 | 8 | BranchMin_4BranchMax_8 | 6 | 5 | 10 | HeaderMin_5HeaderMax_10 | 10
103 | 103 | 40959-2P-100HP VLSC | VLSC_40959_2P_100HP | 1116.5838 | 1116.5838 | 2233.1676 | 2 | 0 | 2 | A | VLS_Inline | 4 | 4 | 4 | 8 | BranchMin_4BranchMax_8 | 8 | 5 | 10 | HeaderMin_5HeaderMax_10 | 5 | INVALID
103 | 103 | 40959-2P-100HP VLSC | VLSC_40959_2P_100HP | 1116.5838 | 1116.5838 | 2233.1676 | 2 | 0 | 2 | A | VLS_Inline | 4 | 4 | 4 | 8 | BranchMin_4BranchMax_8 | 8 | 5 | 10 | HeaderMin_5HeaderMax_10 | 6 | INVALID
103 | 103 | 40959-2P-100HP VLSC | VLSC_40959_2P_100HP | 1116.5838 | 1116.5838 | 2233.1676 | 2 | 0 | 2 | A | VLS_Inline | 4 | 4 | 4 | 8 | BranchMin_4BranchMax_8 | 8 | 5 | 10 | HeaderMin_5HeaderMax_10 | 8 | INVALID
103 | 103 | 40959-2P-100HP VLSC | VLSC_40959_2P_100HP | 1116.5838 | 1116.5838 | 2233.1676 | 2 | 0 | 2 | A | VLS_Inline | 4 | 4 | 4 | 8 | BranchMin_4BranchMax_8 | 8 | 5 | 10 | HeaderMin_5HeaderMax_10 | 10
104 | 104 | 40959-4P-5HP VLSC | VLSC_40959_4P_5HP | 466.2681 | 466.2681 | 932.5363 | 2 | 0 | 2 | A | VLS_Inline | 4 | 4 | 4 | 5 | BranchMin_4BranchMax_5 | 4 | 5 | 6 | HeaderMin_5HeaderMax_6 | 5
104 | 104 | 40959-4P-5HP VLSC | VLSC_40959_4P_5HP | 466.2681 | 466.2681 | 932.5363 | 2 | 0 | 2 | A | VLS_Inline | 4 | 4 | 4 | 5 | BranchMin_4BranchMax_5 | 4 | 5 | 6 | HeaderMin_5HeaderMax_6 | 6
104 | 104 | 40959-4P-5HP VLSC | VLSC_40959_4P_5HP | 466.2681 | 466.2681 | 932.5363 | 2 | 0 | 2 | A | VLS_Inline | 4 | 4 | 4 | 5 | BranchMin_4BranchMax_5 | 5 | 5 | 6 | HeaderMin_5HeaderMax_6 | 5 | INVALID
104 | 104 | 40959-4P-5HP VLSC | VLSC_40959_4P_5HP | 466.2681 | 466.2681 | 932.5363 | 2 | 0 | 2 | A | VLS_Inline | 4 | 4 | 4 | 5 | BranchMin_4BranchMax_5 | 5 | 5 | 6 | HeaderMin_5HeaderMax_6 | 6
105 | 105 | 40959-4P-7.5HP VLSC | VLSC_40959_4P_7.5HP | 509.7501 | 509.7501 | 1019.5003 | 2 | 0 | 2 | A | VLS_Inline | 4 | 4 | 4 | 5 | BranchMin_4BranchMax_5 | 4 | 5 | 8 | HeaderMin_5HeaderMax_8 | 5
105 | 105 | 40959-4P-7.5HP VLSC | VLSC_40959_4P_7.5HP | 509.7501 | 509.7501 | 1019.5003 | 2 | 0 | 2 | A | VLS_Inline | 4 | 4 | 4 | 5 | BranchMin_4BranchMax_5 | 4 | 5 | 8 | HeaderMin_5HeaderMax_8 | 6
105 | 105 | 40959-4P-7.5HP VLSC | VLSC_40959_4P_7.5HP | 509.7501 | 509.7501 | 1019.5003 | 2 | 0 | 2 | A | VLS_Inline | 4 | 4 | 4 | 5 | BranchMin_4BranchMax_5 | 4 | 5 | 8 | HeaderMin_5HeaderMax_8 | 8
105 | 105 | 40959-4P-7.5HP VLSC | VLSC_40959_4P_7.5HP | 509.7501 | 509.7501 | 1019.5003 | 2 | 0 | 2 | A | VLS_Inline | 4 | 4 | 4 | 5 | BranchMin_4BranchMax_5 | 5 | 5 | 8 | HeaderMin_5HeaderMax_8 | 5 | INVALID
105 | 105 | 40959-4P-7.5HP VLSC | VLSC_40959_4P_7.5HP | 509.7501 | 509.7501 | 1019.5003 | 2 | 0 | 2 | A | VLS_Inline | 4 | 4 | 4 | 5 | BranchMin_4BranchMax_5 | 5 | 5 | 8 | HeaderMin_5HeaderMax_8 | 6
105 | 105 | 40959-4P-7.5HP VLSC | VLSC_40959_4P_7.5HP | 509.7501 | 509.7501 | 1019.5003 | 2 | 0 | 2 | A | VLS_Inline | 4 | 4 | 4 | 5 | BranchMin_4BranchMax_5 | 5 | 5 | 8 | HeaderMin_5HeaderMax_8 | 8
106 | 106 | 40959-4P-10HP VLSC | VLSC_40959_4P_10HP | 543.4703 | 543.4703 | 1086.9406 | 2 | 0 | 2 | A | VLS_Inline | 4 | 4 | 4 | 5 | BranchMin_4BranchMax_5 | 4 | 5 | 8 | HeaderMin_5HeaderMax_8 | 5
106 | 106 | 40959-4P-10HP VLSC | VLSC_40959_4P_10HP | 543.4703 | 543.4703 | 1086.9406 | 2 | 0 | 2 | A | VLS_Inline | 4 | 4 | 4 | 5 | BranchMin_4BranchMax_5 | 4 | 5 | 8 | HeaderMin_5HeaderMax_8 | 6
106 | 106 | 40959-4P-10HP VLSC | VLSC_40959_4P_10HP | 543.4703 | 543.4703 | 1086.9406 | 2 | 0 | 2 | A | VLS_Inline | 4 | 4 | 4 | 5 | BranchMin_4BranchMax_5 | 4 | 5 | 8 | HeaderMin_5HeaderMax_8 | 8
106 | 106 | 40959-4P-10HP VLSC | VLSC_40959_4P_10HP | 543.4703 | 543.4703 | 1086.9406 | 2 | 0 | 2 | A | VLS_Inline | 4 | 4 | 4 | 5 | BranchMin_4BranchMax_5 | 5 | 5 | 8 | HeaderMin_5HeaderMax_8 | 5 | INVALID
106 | 106 | 40959-4P-10HP VLSC | VLSC_40959_4P_10HP | 543.4703 | 543.4703 | 1086.9406 | 2 | 0 | 2 | A | VLS_Inline | 4 | 4 | 4 | 5 | BranchMin_4BranchMax_5 | 5 | 5 | 8 | HeaderMin_5HeaderMax_8 | 6
106 | 106 | 40959-4P-10HP VLSC | VLSC_40959_4P_10HP | 543.4703 | 543.4703 | 1086.9406 | 2 | 0 | 2 | A | VLS_Inline | 4 | 4 | 4 | 5 | BranchMin_4BranchMax_5 | 5 | 5 | 8 | HeaderMin_5HeaderMax_8 | 8
107 | 107 | 40959-4P-15HP VLSC | VLSC_40959_4P_15HP | 607.7455 | 607.7455 | 1215.4911 | 2 | 0 | 2 | A | VLS_Inline | 4 | 4 | 4 | 5 | BranchMin_4BranchMax_5 | 4 | 5 | 8 | HeaderMin_5HeaderMax_8 | 5
107 | 107 | 40959-4P-15HP VLSC | VLSC_40959_4P_15HP | 607.7455 | 607.7455 | 1215.4911 | 2 | 0 | 2 | A | VLS_Inline | 4 | 4 | 4 | 5 | BranchMin_4BranchMax_5 | 4 | 5 | 8 | HeaderMin_5HeaderMax_8 | 6
107 | 107 | 40959-4P-15HP VLSC | VLSC_40959_4P_15HP | 607.7455 | 607.7455 | 1215.4911 | 2 | 0 | 2 | A | VLS_Inline | 4 | 4 | 4 | 5 | BranchMin_4BranchMax_5 | 4 | 5 | 8 | HeaderMin_5HeaderMax_8 | 8
107 | 107 | 40959-4P-15HP VLSC | VLSC_40959_4P_15HP | 607.7455 | 607.7455 | 1215.4911 | 2 | 0 | 2 | A | VLS_Inline | 4 | 4 | 4 | 5 | BranchMin_4BranchMax_5 | 5 | 5 | 8 | HeaderMin_5HeaderMax_8 | 5 | INVALID
107 | 107 | 40959-4P-15HP VLSC | VLSC_40959_4P_15HP | 607.7455 | 607.7455 | 1215.4911 | 2 | 0 | 2 | A | VLS_Inline | 4 | 4 | 4 | 5 | BranchMin_4BranchMax_5 | 5 | 5 | 8 | HeaderMin_5HeaderMax_8 | 6
107 | 107 | 40959-4P-15HP VLSC | VLSC_40959_4P_15HP | 607.7455 | 607.7455 | 1215.4911 | 2 | 0 | 2 | A | VLS_Inline | 4 | 4 | 4 | 5 | BranchMin_4BranchMax_5 | 5 | 5 | 8 | HeaderMin_5HeaderMax_8 | 8
108 | 108 | 40127-4P-15HP VLSC | RC9904-3-9.87 | 667.9 | 667.9 | 1335.8 | 2 | 0 | 2 | A | VLS_Inline | 4 | 4 | 4 | 6 | BranchMin_4BranchMax_6 | 4 | 5 | 8 | HeaderMin_5HeaderMax_8 | 5
108 | 108 | 40127-4P-15HP VLSC | RC9904-3-9.87 | 667.9 | 667.9 | 1335.8 | 2 | 0 | 2 | A | VLS_Inline | 4 | 4 | 4 | 6 | BranchMin_4BranchMax_6 | 4 | 5 | 8 | HeaderMin_5HeaderMax_8 | 6
108 | 108 | 40127-4P-15HP VLSC | RC9904-3-9.87 | 667.9 | 667.9 | 1335.8 | 2 | 0 | 2 | A | VLS_Inline | 4 | 4 | 4 | 6 | BranchMin_4BranchMax_6 | 4 | 5 | 8 | HeaderMin_5HeaderMax_8 | 8
108 | 108 | 40127-4P-15HP VLSC | RC9904-3-9.87 | 667.9 | 667.9 | 1335.8 | 2 | 0 | 2 | A | VLS_Inline | 4 | 4 | 4 | 6 | BranchMin_4BranchMax_6 | 5 | 5 | 8 | HeaderMin_5HeaderMax_8 | 5 | INVALID
108 | 108 | 40127-4P-15HP VLSC | RC9904-3-9.87 | 667.9 | 667.9 | 1335.8 | 2 | 0 | 2 | A | VLS_Inline | 4 | 4 | 4 | 6 | BranchMin_4BranchMax_6 | 5 | 5 | 8 | HeaderMin_5HeaderMax_8 | 6
108 | 108 | 40127-4P-15HP VLSC | RC9904-3-9.87 | 667.9 | 667.9 | 1335.8 | 2 | 0 | 2 | A | VLS_Inline | 4 | 4 | 4 | 6 | BranchMin_4BranchMax_6 | 5 | 5 | 8 | HeaderMin_5HeaderMax_8 | 8
108 | 108 | 40127-4P-15HP VLSC | RC9904-3-9.87 | 667.9 | 667.9 | 1335.8 | 2 | 0 | 2 | A | VLS_Inline | 4 | 4 | 4 | 6 | BranchMin_4BranchMax_6 | 6 | 5 | 8 | HeaderMin_5HeaderMax_8 | 5 | INVALID
108 | 108 | 40127-4P-15HP VLSC | RC9904-3-9.87 | 667.9 | 667.9 | 1335.8 | 2 | 0 | 2 | A | VLS_Inline | 4 | 4 | 4 | 6 | BranchMin_4BranchMax_6 | 6 | 5 | 8 | HeaderMin_5HeaderMax_8 | 6 | INVALID
108 | 108 | 40127-4P-15HP VLSC | RC9904-3-9.87 | 667.9 | 667.9 | 1335.8 | 2 | 0 | 2 | A | VLS_Inline | 4 | 4 | 4 | 6 | BranchMin_4BranchMax_6 | 6 | 5 | 8 | HeaderMin_5HeaderMax_8 | 8
109 | 109 | 40127-4P-20HP VLSC | RC9904-3-10.75 | 732.8 | 732.8 | 1465.6 | 2 | 0 | 2 | A | VLS_Inline | 4 | 4 | 4 | 6 | BranchMin_4BranchMax_6 | 4 | 5 | 8 | HeaderMin_5HeaderMax_8 | 5
109 | 109 | 40127-4P-20HP VLSC | RC9904-3-10.75 | 732.8 | 732.8 | 1465.6 | 2 | 0 | 2 | A | VLS_Inline | 4 | 4 | 4 | 6 | BranchMin_4BranchMax_6 | 4 | 5 | 8 | HeaderMin_5HeaderMax_8 | 6
109 | 109 | 40127-4P-20HP VLSC | RC9904-3-10.75 | 732.8 | 732.8 | 1465.6 | 2 | 0 | 2 | A | VLS_Inline | 4 | 4 | 4 | 6 | BranchMin_4BranchMax_6 | 4 | 5 | 8 | HeaderMin_5HeaderMax_8 | 8
109 | 109 | 40127-4P-20HP VLSC | RC9904-3-10.75 | 732.8 | 732.8 | 1465.6 | 2 | 0 | 2 | A | VLS_Inline | 4 | 4 | 4 | 6 | BranchMin_4BranchMax_6 | 5 | 5 | 8 | HeaderMin_5HeaderMax_8 | 5 | INVALID
109 | 109 | 40127-4P-20HP VLSC | RC9904-3-10.75 | 732.8 | 732.8 | 1465.6 | 2 | 0 | 2 | A | VLS_Inline | 4 | 4 | 4 | 6 | BranchMin_4BranchMax_6 | 5 | 5 | 8 | HeaderMin_5HeaderMax_8 | 6
109 | 109 | 40127-4P-20HP VLSC | RC9904-3-10.75 | 732.8 | 732.8 | 1465.6 | 2 | 0 | 2 | A | VLS_Inline | 4 | 4 | 4 | 6 | BranchMin_4BranchMax_6 | 5 | 5 | 8 | HeaderMin_5HeaderMax_8 | 8
109 | 109 | 40127-4P-20HP VLSC | RC9904-3-10.75 | 732.8 | 732.8 | 1465.6 | 2 | 0 | 2 | A | VLS_Inline | 4 | 4 | 4 | 6 | BranchMin_4BranchMax_6 | 6 | 5 | 8 | HeaderMin_5HeaderMax_8 | 5 | INVALID
109 | 109 | 40127-4P-20HP VLSC | RC9904-3-10.75 | 732.8 | 732.8 | 1465.6 | 2 | 0 | 2 | A | VLS_Inline | 4 | 4 | 4 | 6 | BranchMin_4BranchMax_6 | 6 | 5 | 8 | HeaderMin_5HeaderMax_8 | 6 | INVALID
109 | 109 | 40127-4P-20HP VLSC | RC9904-3-10.75 | 732.8 | 732.8 | 1465.6 | 2 | 0 | 2 | A | VLS_Inline | 4 | 4 | 4 | 6 | BranchMin_4BranchMax_6 | 6 | 5 | 8 | HeaderMin_5HeaderMax_8 | 8
110 | 110 | 40127-4P-25HP VLSC | RC9904-3-11.39 | 774.6 | 774.6 | 1549.2 | 2 | 0 | 2 | A | VLS_Inline | 4 | 4 | 4 | 6 | BranchMin_4BranchMax_6 | 4 | 5 | 8 | HeaderMin_5HeaderMax_8 | 5
110 | 110 | 40127-4P-25HP VLSC | RC9904-3-11.39 | 774.6 | 774.6 | 1549.2 | 2 | 0 | 2 | A | VLS_Inline | 4 | 4 | 4 | 6 | BranchMin_4BranchMax_6 | 4 | 5 | 8 | HeaderMin_5HeaderMax_8 | 6
110 | 110 | 40127-4P-25HP VLSC | RC9904-3-11.39 | 774.6 | 774.6 | 1549.2 | 2 | 0 | 2 | A | VLS_Inline | 4 | 4 | 4 | 6 | BranchMin_4BranchMax_6 | 4 | 5 | 8 | HeaderMin_5HeaderMax_8 | 8
110 | 110 | 40127-4P-25HP VLSC | RC9904-3-11.39 | 774.6 | 774.6 | 1549.2 | 2 | 0 | 2 | A | VLS_Inline | 4 | 4 | 4 | 6 | BranchMin_4BranchMax_6 | 5 | 5 | 8 | HeaderMin_5HeaderMax_8 | 5 | INVALID
110 | 110 | 40127-4P-25HP VLSC | RC9904-3-11.39 | 774.6 | 774.6 | 1549.2 | 2 | 0 | 2 | A | VLS_Inline | 4 | 4 | 4 | 6 | BranchMin_4BranchMax_6 | 5 | 5 | 8 | HeaderMin_5HeaderMax_8 | 6
110 | 110 | 40127-4P-25HP VLSC | RC9904-3-11.39 | 774.6 | 774.6 | 1549.2 | 2 | 0 | 2 | A | VLS_Inline | 4 | 4 | 4 | 6 | BranchMin_4BranchMax_6 | 5 | 5 | 8 | HeaderMin_5HeaderMax_8 | 8
110 | 110 | 40127-4P-25HP VLSC | RC9904-3-11.39 | 774.6 | 774.6 | 1549.2 | 2 | 0 | 2 | A | VLS_Inline | 4 | 4 | 4 | 6 | BranchMin_4BranchMax_6 | 6 | 5 | 8 | HeaderMin_5HeaderMax_8 | 5 | INVALID
110 | 110 | 40127-4P-25HP VLSC | RC9904-3-11.39 | 774.6 | 774.6 | 1549.2 | 2 | 0 | 2 | A | VLS_Inline | 4 | 4 | 4 | 6 | BranchMin_4BranchMax_6 | 6 | 5 | 8 | HeaderMin_5HeaderMax_8 | 6 | INVALID
110 | 110 | 40127-4P-25HP VLSC | RC9904-3-11.39 | 774.6 | 774.6 | 1549.2 | 2 | 0 | 2 | A | VLS_Inline | 4 | 4 | 4 | 6 | BranchMin_4BranchMax_6 | 6 | 5 | 8 | HeaderMin_5HeaderMax_8 | 8
111 | 111 | 40127-4P-30HP VLSC | RC9904-3-12.10-4P | 813.5 | 813.5 | 1627 | 2 | 0 | 2 | A | VLS_Inline | 4 | 4 | 4 | 6 | BranchMin_4BranchMax_6 | 4 | 5 | 10 | HeaderMin_5HeaderMax_10 | 5
111 | 111 | 40127-4P-30HP VLSC | RC9904-3-12.10-4P | 813.5 | 813.5 | 1627 | 2 | 0 | 2 | A | VLS_Inline | 4 | 4 | 4 | 6 | BranchMin_4BranchMax_6 | 4 | 5 | 10 | HeaderMin_5HeaderMax_10 | 6
111 | 111 | 40127-4P-30HP VLSC | RC9904-3-12.10-4P | 813.5 | 813.5 | 1627 | 2 | 0 | 2 | A | VLS_Inline | 4 | 4 | 4 | 6 | BranchMin_4BranchMax_6 | 4 | 5 | 10 | HeaderMin_5HeaderMax_10 | 8
111 | 111 | 40127-4P-30HP VLSC | RC9904-3-12.10-4P | 813.5 | 813.5 | 1627 | 2 | 0 | 2 | A | VLS_Inline | 4 | 4 | 4 | 6 | BranchMin_4BranchMax_6 | 4 | 5 | 10 | HeaderMin_5HeaderMax_10 | 10
111 | 111 | 40127-4P-30HP VLSC | RC9904-3-12.10-4P | 813.5 | 813.5 | 1627 | 2 | 0 | 2 | A | VLS_Inline | 4 | 4 | 4 | 6 | BranchMin_4BranchMax_6 | 5 | 5 | 10 | HeaderMin_5HeaderMax_10 | 5 | INVALID
111 | 111 | 40127-4P-30HP VLSC | RC9904-3-12.10-4P | 813.5 | 813.5 | 1627 | 2 | 0 | 2 | A | VLS_Inline | 4 | 4 | 4 | 6 | BranchMin_4BranchMax_6 | 5 | 5 | 10 | HeaderMin_5HeaderMax_10 | 6
111 | 111 | 40127-4P-30HP VLSC | RC9904-3-12.10-4P | 813.5 | 813.5 | 1627 | 2 | 0 | 2 | A | VLS_Inline | 4 | 4 | 4 | 6 | BranchMin_4BranchMax_6 | 5 | 5 | 10 | HeaderMin_5HeaderMax_10 | 8
111 | 111 | 40127-4P-30HP VLSC | RC9904-3-12.10-4P | 813.5 | 813.5 | 1627 | 2 | 0 | 2 | A | VLS_Inline | 4 | 4 | 4 | 6 | BranchMin_4BranchMax_6 | 5 | 5 | 10 | HeaderMin_5HeaderMax_10 | 10
111 | 111 | 40127-4P-30HP VLSC | RC9904-3-12.10-4P | 813.5 | 813.5 | 1627 | 2 | 0 | 2 | A | VLS_Inline | 4 | 4 | 4 | 6 | BranchMin_4BranchMax_6 | 6 | 5 | 10 | HeaderMin_5HeaderMax_10 | 5 | INVALID
111 | 111 | 40127-4P-30HP VLSC | RC9904-3-12.10-4P | 813.5 | 813.5 | 1627 | 2 | 0 | 2 | A | VLS_Inline | 4 | 4 | 4 | 6 | BranchMin_4BranchMax_6 | 6 | 5 | 10 | HeaderMin_5HeaderMax_10 | 6 | INVALID
111 | 111 | 40127-4P-30HP VLSC | RC9904-3-12.10-4P | 813.5 | 813.5 | 1627 | 2 | 0 | 2 | A | VLS_Inline | 4 | 4 | 4 | 6 | BranchMin_4BranchMax_6 | 6 | 5 | 10 | HeaderMin_5HeaderMax_10 | 8
111 | 111 | 40127-4P-30HP VLSC | RC9904-3-12.10-4P | 813.5 | 813.5 | 1627 | 2 | 0 | 2 | A | VLS_Inline | 4 | 4 | 4 | 6 | BranchMin_4BranchMax_6 | 6 | 5 | 10 | HeaderMin_5HeaderMax_10 | 10
112 | 112 | 40129-4P-15HP VLSC | VLSC_40129_4P_15HP | 616.3385 | 616.3385 | 1232.6769 | 2 | 0 | 2 | A | VLS_Inline | 4 | 4 | 4 | 5 | BranchMin_4BranchMax_5 | 4 | 5 | 8 | HeaderMin_5HeaderMax_8 | 5
112 | 112 | 40129-4P-15HP VLSC | VLSC_40129_4P_15HP | 616.3385 | 616.3385 | 1232.6769 | 2 | 0 | 2 | A | VLS_Inline | 4 | 4 | 4 | 5 | BranchMin_4BranchMax_5 | 4 | 5 | 8 | HeaderMin_5HeaderMax_8 | 6
112 | 112 | 40129-4P-15HP VLSC | VLSC_40129_4P_15HP | 616.3385 | 616.3385 | 1232.6769 | 2 | 0 | 2 | A | VLS_Inline | 4 | 4 | 4 | 5 | BranchMin_4BranchMax_5 | 4 | 5 | 8 | HeaderMin_5HeaderMax_8 | 8
112 | 112 | 40129-4P-15HP VLSC | VLSC_40129_4P_15HP | 616.3385 | 616.3385 | 1232.6769 | 2 | 0 | 2 | A | VLS_Inline | 4 | 4 | 4 | 5 | BranchMin_4BranchMax_5 | 5 | 5 | 8 | HeaderMin_5HeaderMax_8 | 5 | INVALID
112 | 112 | 40129-4P-15HP VLSC | VLSC_40129_4P_15HP | 616.3385 | 616.3385 | 1232.6769 | 2 | 0 | 2 | A | VLS_Inline | 4 | 4 | 4 | 5 | BranchMin_4BranchMax_5 | 5 | 5 | 8 | HeaderMin_5HeaderMax_8 | 6
112 | 112 | 40129-4P-15HP VLSC | VLSC_40129_4P_15HP | 616.3385 | 616.3385 | 1232.6769 | 2 | 0 | 2 | A | VLS_Inline | 4 | 4 | 4 | 5 | BranchMin_4BranchMax_5 | 5 | 5 | 8 | HeaderMin_5HeaderMax_8 | 8
113 | 113 | 40129-4P-20HP VLSC | VLSC_40129_4P_20HP | 707.5905 | 707.5905 | 1415.1811 | 2 | 0 | 2 | A | VLS_Inline | 4 | 4 | 4 | 6 | BranchMin_4BranchMax_6 | 4 | 5 | 8 | HeaderMin_5HeaderMax_8 | 5
113 | 113 | 40129-4P-20HP VLSC | VLSC_40129_4P_20HP | 707.5905 | 707.5905 | 1415.1811 | 2 | 0 | 2 | A | VLS_Inline | 4 | 4 | 4 | 6 | BranchMin_4BranchMax_6 | 4 | 5 | 8 | HeaderMin_5HeaderMax_8 | 6
113 | 113 | 40129-4P-20HP VLSC | VLSC_40129_4P_20HP | 707.5905 | 707.5905 | 1415.1811 | 2 | 0 | 2 | A | VLS_Inline | 4 | 4 | 4 | 6 | BranchMin_4BranchMax_6 | 4 | 5 | 8 | HeaderMin_5HeaderMax_8 | 8
113 | 113 | 40129-4P-20HP VLSC | VLSC_40129_4P_20HP | 707.5905 | 707.5905 | 1415.1811 | 2 | 0 | 2 | A | VLS_Inline | 4 | 4 | 4 | 6 | BranchMin_4BranchMax_6 | 5 | 5 | 8 | HeaderMin_5HeaderMax_8 | 5 | INVALID
113 | 113 | 40129-4P-20HP VLSC | VLSC_40129_4P_20HP | 707.5905 | 707.5905 | 1415.1811 | 2 | 0 | 2 | A | VLS_Inline | 4 | 4 | 4 | 6 | BranchMin_4BranchMax_6 | 5 | 5 | 8 | HeaderMin_5HeaderMax_8 | 6
113 | 113 | 40129-4P-20HP VLSC | VLSC_40129_4P_20HP | 707.5905 | 707.5905 | 1415.1811 | 2 | 0 | 2 | A | VLS_Inline | 4 | 4 | 4 | 6 | BranchMin_4BranchMax_6 | 5 | 5 | 8 | HeaderMin_5HeaderMax_8 | 8
113 | 113 | 40129-4P-20HP VLSC | VLSC_40129_4P_20HP | 707.5905 | 707.5905 | 1415.1811 | 2 | 0 | 2 | A | VLS_Inline | 4 | 4 | 4 | 6 | BranchMin_4BranchMax_6 | 6 | 5 | 8 | HeaderMin_5HeaderMax_8 | 5 | INVALID
113 | 113 | 40129-4P-20HP VLSC | VLSC_40129_4P_20HP | 707.5905 | 707.5905 | 1415.1811 | 2 | 0 | 2 | A | VLS_Inline | 4 | 4 | 4 | 6 | BranchMin_4BranchMax_6 | 6 | 5 | 8 | HeaderMin_5HeaderMax_8 | 6 | INVALID
113 | 113 | 40129-4P-20HP VLSC | VLSC_40129_4P_20HP | 707.5905 | 707.5905 | 1415.1811 | 2 | 0 | 2 | A | VLS_Inline | 4 | 4 | 4 | 6 | BranchMin_4BranchMax_6 | 6 | 5 | 8 | HeaderMin_5HeaderMax_8 | 8
114 | 114 | 40129-4P-25HP VLSC | VLSC_40129_4P_25HP | 786.8099 | 786.8099 | 1573.6198 | 2 | 0 | 2 | A | VLS_Inline | 4 | 4 | 4 | 6 | BranchMin_4BranchMax_6 | 4 | 5 | 8 | HeaderMin_5HeaderMax_8 | 5
114 | 114 | 40129-4P-25HP VLSC | VLSC_40129_4P_25HP | 786.8099 | 786.8099 | 1573.6198 | 2 | 0 | 2 | A | VLS_Inline | 4 | 4 | 4 | 6 | BranchMin_4BranchMax_6 | 4 | 5 | 8 | HeaderMin_5HeaderMax_8 | 6
114 | 114 | 40129-4P-25HP VLSC | VLSC_40129_4P_25HP | 786.8099 | 786.8099 | 1573.6198 | 2 | 0 | 2 | A | VLS_Inline | 4 | 4 | 4 | 6 | BranchMin_4BranchMax_6 | 4 | 5 | 8 | HeaderMin_5HeaderMax_8 | 8
114 | 114 | 40129-4P-25HP VLSC | VLSC_40129_4P_25HP | 786.8099 | 786.8099 | 1573.6198 | 2 | 0 | 2 | A | VLS_Inline | 4 | 4 | 4 | 6 | BranchMin_4BranchMax_6 | 5 | 5 | 8 | HeaderMin_5HeaderMax_8 | 5 | INVALID
114 | 114 | 40129-4P-25HP VLSC | VLSC_40129_4P_25HP | 786.8099 | 786.8099 | 1573.6198 | 2 | 0 | 2 | A | VLS_Inline | 4 | 4 | 4 | 6 | BranchMin_4BranchMax_6 | 5 | 5 | 8 | HeaderMin_5HeaderMax_8 | 6
114 | 114 | 40129-4P-25HP VLSC | VLSC_40129_4P_25HP | 786.8099 | 786.8099 | 1573.6198 | 2 | 0 | 2 | A | VLS_Inline | 4 | 4 | 4 | 6 | BranchMin_4BranchMax_6 | 5 | 5 | 8 | HeaderMin_5HeaderMax_8 | 8
114 | 114 | 40129-4P-25HP VLSC | VLSC_40129_4P_25HP | 786.8099 | 786.8099 | 1573.6198 | 2 | 0 | 2 | A | VLS_Inline | 4 | 4 | 4 | 6 | BranchMin_4BranchMax_6 | 6 | 5 | 8 | HeaderMin_5HeaderMax_8 | 5 | INVALID
114 | 114 | 40129-4P-25HP VLSC | VLSC_40129_4P_25HP | 786.8099 | 786.8099 | 1573.6198 | 2 | 0 | 2 | A | VLS_Inline | 4 | 4 | 4 | 6 | BranchMin_4BranchMax_6 | 6 | 5 | 8 | HeaderMin_5HeaderMax_8 | 6 | INVALID
114 | 114 | 40129-4P-25HP VLSC | VLSC_40129_4P_25HP | 786.8099 | 786.8099 | 1573.6198 | 2 | 0 | 2 | A | VLS_Inline | 4 | 4 | 4 | 6 | BranchMin_4BranchMax_6 | 6 | 5 | 8 | HeaderMin_5HeaderMax_8 | 8
115 | 115 | 40129-4P-30HP VLSC | VLSC_40129_4P_30HP | 825.5 | 825.5 | 1651 | 2 | 0 | 2 | A | VLS_Inline | 4 | 4 | 4 | 6 | BranchMin_4BranchMax_6 | 4 | 5 | 10 | HeaderMin_5HeaderMax_10 | 5
115 | 115 | 40129-4P-30HP VLSC | VLSC_40129_4P_30HP | 825.5 | 825.5 | 1651 | 2 | 0 | 2 | A | VLS_Inline | 4 | 4 | 4 | 6 | BranchMin_4BranchMax_6 | 4 | 5 | 10 | HeaderMin_5HeaderMax_10 | 6
115 | 115 | 40129-4P-30HP VLSC | VLSC_40129_4P_30HP | 825.5 | 825.5 | 1651 | 2 | 0 | 2 | A | VLS_Inline | 4 | 4 | 4 | 6 | BranchMin_4BranchMax_6 | 4 | 5 | 10 | HeaderMin_5HeaderMax_10 | 8
115 | 115 | 40129-4P-30HP VLSC | VLSC_40129_4P_30HP | 825.5 | 825.5 | 1651 | 2 | 0 | 2 | A | VLS_Inline | 4 | 4 | 4 | 6 | BranchMin_4BranchMax_6 | 4 | 5 | 10 | HeaderMin_5HeaderMax_10 | 10
115 | 115 | 40129-4P-30HP VLSC | VLSC_40129_4P_30HP | 825.5 | 825.5 | 1651 | 2 | 0 | 2 | A | VLS_Inline | 4 | 4 | 4 | 6 | BranchMin_4BranchMax_6 | 5 | 5 | 10 | HeaderMin_5HeaderMax_10 | 5 | INVALID
115 | 115 | 40129-4P-30HP VLSC | VLSC_40129_4P_30HP | 825.5 | 825.5 | 1651 | 2 | 0 | 2 | A | VLS_Inline | 4 | 4 | 4 | 6 | BranchMin_4BranchMax_6 | 5 | 5 | 10 | HeaderMin_5HeaderMax_10 | 6
115 | 115 | 40129-4P-30HP VLSC | VLSC_40129_4P_30HP | 825.5 | 825.5 | 1651 | 2 | 0 | 2 | A | VLS_Inline | 4 | 4 | 4 | 6 | BranchMin_4BranchMax_6 | 5 | 5 | 10 | HeaderMin_5HeaderMax_10 | 8
115 | 115 | 40129-4P-30HP VLSC | VLSC_40129_4P_30HP | 825.5 | 825.5 | 1651 | 2 | 0 | 2 | A | VLS_Inline | 4 | 4 | 4 | 6 | BranchMin_4BranchMax_6 | 5 | 5 | 10 | HeaderMin_5HeaderMax_10 | 10
115 | 115 | 40129-4P-30HP VLSC | VLSC_40129_4P_30HP | 825.5 | 825.5 | 1651 | 2 | 0 | 2 | A | VLS_Inline | 4 | 4 | 4 | 6 | BranchMin_4BranchMax_6 | 6 | 5 | 10 | HeaderMin_5HeaderMax_10 | 5 | INVALID
115 | 115 | 40129-4P-30HP VLSC | VLSC_40129_4P_30HP | 825.5 | 825.5 | 1651 | 2 | 0 | 2 | A | VLS_Inline | 4 | 4 | 4 | 6 | BranchMin_4BranchMax_6 | 6 | 5 | 10 | HeaderMin_5HeaderMax_10 | 6 | INVALID
115 | 115 | 40129-4P-30HP VLSC | VLSC_40129_4P_30HP | 825.5 | 825.5 | 1651 | 2 | 0 | 2 | A | VLS_Inline | 4 | 4 | 4 | 6 | BranchMin_4BranchMax_6 | 6 | 5 | 10 | HeaderMin_5HeaderMax_10 | 8
115 | 115 | 40129-4P-30HP VLSC | VLSC_40129_4P_30HP | 825.5 | 825.5 | 1651 | 2 | 0 | 2 | A | VLS_Inline | 4 | 4 | 4 | 6 | BranchMin_4BranchMax_6 | 6 | 5 | 10 | HeaderMin_5HeaderMax_10 | 10
116 | 116 | 40157-4P-30HP VLSC | RC9947-1-12.0-4P | 756.8 | 756.8 | 1513.6 | 2 | 0 | 2 | A | VLS_Inline | 4 | 4 | 4 | 6 | BranchMin_4BranchMax_6 | 4 | 5 | 8 | HeaderMin_5HeaderMax_8 | 5
116 | 116 | 40157-4P-30HP VLSC | RC9947-1-12.0-4P | 756.8 | 756.8 | 1513.6 | 2 | 0 | 2 | A | VLS_Inline | 4 | 4 | 4 | 6 | BranchMin_4BranchMax_6 | 4 | 5 | 8 | HeaderMin_5HeaderMax_8 | 6
116 | 116 | 40157-4P-30HP VLSC | RC9947-1-12.0-4P | 756.8 | 756.8 | 1513.6 | 2 | 0 | 2 | A | VLS_Inline | 4 | 4 | 4 | 6 | BranchMin_4BranchMax_6 | 4 | 5 | 8 | HeaderMin_5HeaderMax_8 | 8
116 | 116 | 40157-4P-30HP VLSC | RC9947-1-12.0-4P | 756.8 | 756.8 | 1513.6 | 2 | 0 | 2 | A | VLS_Inline | 4 | 4 | 4 | 6 | BranchMin_4BranchMax_6 | 5 | 5 | 8 | HeaderMin_5HeaderMax_8 | 5 | INVALID
116 | 116 | 40157-4P-30HP VLSC | RC9947-1-12.0-4P | 756.8 | 756.8 | 1513.6 | 2 | 0 | 2 | A | VLS_Inline | 4 | 4 | 4 | 6 | BranchMin_4BranchMax_6 | 5 | 5 | 8 | HeaderMin_5HeaderMax_8 | 6
116 | 116 | 40157-4P-30HP VLSC | RC9947-1-12.0-4P | 756.8 | 756.8 | 1513.6 | 2 | 0 | 2 | A | VLS_Inline | 4 | 4 | 4 | 6 | BranchMin_4BranchMax_6 | 5 | 5 | 8 | HeaderMin_5HeaderMax_8 | 8
116 | 116 | 40157-4P-30HP VLSC | RC9947-1-12.0-4P | 756.8 | 756.8 | 1513.6 | 2 | 0 | 2 | A | VLS_Inline | 4 | 4 | 4 | 6 | BranchMin_4BranchMax_6 | 6 | 5 | 8 | HeaderMin_5HeaderMax_8 | 5 | INVALID
116 | 116 | 40157-4P-30HP VLSC | RC9947-1-12.0-4P | 756.8 | 756.8 | 1513.6 | 2 | 0 | 2 | A | VLS_Inline | 4 | 4 | 4 | 6 | BranchMin_4BranchMax_6 | 6 | 5 | 8 | HeaderMin_5HeaderMax_8 | 6 | INVALID
116 | 116 | 40157-4P-30HP VLSC | RC9947-1-12.0-4P | 756.8 | 756.8 | 1513.6 | 2 | 0 | 2 | A | VLS_Inline | 4 | 4 | 4 | 6 | BranchMin_4BranchMax_6 | 6 | 5 | 8 | HeaderMin_5HeaderMax_8 | 8
117 | 117 | 40157-4P-40HP VLSC | RC9947-1-13.41-4P | 830.5 | 830.5 | 1661 | 2 | 0 | 2 | A | VLS_Inline | 4 | 4 | 4 | 6 | BranchMin_4BranchMax_6 | 4 | 5 | 10 | HeaderMin_5HeaderMax_10 | 5
117 | 117 | 40157-4P-40HP VLSC | RC9947-1-13.41-4P | 830.5 | 830.5 | 1661 | 2 | 0 | 2 | A | VLS_Inline | 4 | 4 | 4 | 6 | BranchMin_4BranchMax_6 | 4 | 5 | 10 | HeaderMin_5HeaderMax_10 | 6
117 | 117 | 40157-4P-40HP VLSC | RC9947-1-13.41-4P | 830.5 | 830.5 | 1661 | 2 | 0 | 2 | A | VLS_Inline | 4 | 4 | 4 | 6 | BranchMin_4BranchMax_6 | 4 | 5 | 10 | HeaderMin_5HeaderMax_10 | 8
117 | 117 | 40157-4P-40HP VLSC | RC9947-1-13.41-4P | 830.5 | 830.5 | 1661 | 2 | 0 | 2 | A | VLS_Inline | 4 | 4 | 4 | 6 | BranchMin_4BranchMax_6 | 4 | 5 | 10 | HeaderMin_5HeaderMax_10 | 10
117 | 117 | 40157-4P-40HP VLSC | RC9947-1-13.41-4P | 830.5 | 830.5 | 1661 | 2 | 0 | 2 | A | VLS_Inline | 4 | 4 | 4 | 6 | BranchMin_4BranchMax_6 | 5 | 5 | 10 | HeaderMin_5HeaderMax_10 | 5 | INVALID
117 | 117 | 40157-4P-40HP VLSC | RC9947-1-13.41-4P | 830.5 | 830.5 | 1661 | 2 | 0 | 2 | A | VLS_Inline | 4 | 4 | 4 | 6 | BranchMin_4BranchMax_6 | 5 | 5 | 10 | HeaderMin_5HeaderMax_10 | 6
117 | 117 | 40157-4P-40HP VLSC | RC9947-1-13.41-4P | 830.5 | 830.5 | 1661 | 2 | 0 | 2 | A | VLS_Inline | 4 | 4 | 4 | 6 | BranchMin_4BranchMax_6 | 5 | 5 | 10 | HeaderMin_5HeaderMax_10 | 8
117 | 117 | 40157-4P-40HP VLSC | RC9947-1-13.41-4P | 830.5 | 830.5 | 1661 | 2 | 0 | 2 | A | VLS_Inline | 4 | 4 | 4 | 6 | BranchMin_4BranchMax_6 | 5 | 5 | 10 | HeaderMin_5HeaderMax_10 | 10
117 | 117 | 40157-4P-40HP VLSC | RC9947-1-13.41-4P | 830.5 | 830.5 | 1661 | 2 | 0 | 2 | A | VLS_Inline | 4 | 4 | 4 | 6 | BranchMin_4BranchMax_6 | 6 | 5 | 10 | HeaderMin_5HeaderMax_10 | 5 | INVALID
117 | 117 | 40157-4P-40HP VLSC | RC9947-1-13.41-4P | 830.5 | 830.5 | 1661 | 2 | 0 | 2 | A | VLS_Inline | 4 | 4 | 4 | 6 | BranchMin_4BranchMax_6 | 6 | 5 | 10 | HeaderMin_5HeaderMax_10 | 6 | INVALID
117 | 117 | 40157-4P-40HP VLSC | RC9947-1-13.41-4P | 830.5 | 830.5 | 1661 | 2 | 0 | 2 | A | VLS_Inline | 4 | 4 | 4 | 6 | BranchMin_4BranchMax_6 | 6 | 5 | 10 | HeaderMin_5HeaderMax_10 | 8
117 | 117 | 40157-4P-40HP VLSC | RC9947-1-13.41-4P | 830.5 | 830.5 | 1661 | 2 | 0 | 2 | A | VLS_Inline | 4 | 4 | 4 | 6 | BranchMin_4BranchMax_6 | 6 | 5 | 10 | HeaderMin_5HeaderMax_10 | 10
118 | 118 | 40157-4P-50HP VLSC | RC9947-1-14.10-4P | 873.3 | 873.3 | 1746.6 | 2 | 0 | 2 | A | VLS_Inline | 4 | 4 | 4 | 6 | BranchMin_4BranchMax_6 | 4 | 5 | 10 | HeaderMin_5HeaderMax_10 | 5
118 | 118 | 40157-4P-50HP VLSC | RC9947-1-14.10-4P | 873.3 | 873.3 | 1746.6 | 2 | 0 | 2 | A | VLS_Inline | 4 | 4 | 4 | 6 | BranchMin_4BranchMax_6 | 4 | 5 | 10 | HeaderMin_5HeaderMax_10 | 6
118 | 118 | 40157-4P-50HP VLSC | RC9947-1-14.10-4P | 873.3 | 873.3 | 1746.6 | 2 | 0 | 2 | A | VLS_Inline | 4 | 4 | 4 | 6 | BranchMin_4BranchMax_6 | 4 | 5 | 10 | HeaderMin_5HeaderMax_10 | 8
118 | 118 | 40157-4P-50HP VLSC | RC9947-1-14.10-4P | 873.3 | 873.3 | 1746.6 | 2 | 0 | 2 | A | VLS_Inline | 4 | 4 | 4 | 6 | BranchMin_4BranchMax_6 | 4 | 5 | 10 | HeaderMin_5HeaderMax_10 | 10
118 | 118 | 40157-4P-50HP VLSC | RC9947-1-14.10-4P | 873.3 | 873.3 | 1746.6 | 2 | 0 | 2 | A | VLS_Inline | 4 | 4 | 4 | 6 | BranchMin_4BranchMax_6 | 5 | 5 | 10 | HeaderMin_5HeaderMax_10 | 5 | INVALID
118 | 118 | 40157-4P-50HP VLSC | RC9947-1-14.10-4P | 873.3 | 873.3 | 1746.6 | 2 | 0 | 2 | A | VLS_Inline | 4 | 4 | 4 | 6 | BranchMin_4BranchMax_6 | 5 | 5 | 10 | HeaderMin_5HeaderMax_10 | 6
118 | 118 | 40157-4P-50HP VLSC | RC9947-1-14.10-4P | 873.3 | 873.3 | 1746.6 | 2 | 0 | 2 | A | VLS_Inline | 4 | 4 | 4 | 6 | BranchMin_4BranchMax_6 | 5 | 5 | 10 | HeaderMin_5HeaderMax_10 | 8
118 | 118 | 40157-4P-50HP VLSC | RC9947-1-14.10-4P | 873.3 | 873.3 | 1746.6 | 2 | 0 | 2 | A | VLS_Inline | 4 | 4 | 4 | 6 | BranchMin_4BranchMax_6 | 5 | 5 | 10 | HeaderMin_5HeaderMax_10 | 10
118 | 118 | 40157-4P-50HP VLSC | RC9947-1-14.10-4P | 873.3 | 873.3 | 1746.6 | 2 | 0 | 2 | A | VLS_Inline | 4 | 4 | 4 | 6 | BranchMin_4BranchMax_6 | 6 | 5 | 10 | HeaderMin_5HeaderMax_10 | 5 | INVALID
118 | 118 | 40157-4P-50HP VLSC | RC9947-1-14.10-4P | 873.3 | 873.3 | 1746.6 | 2 | 0 | 2 | A | VLS_Inline | 4 | 4 | 4 | 6 | BranchMin_4BranchMax_6 | 6 | 5 | 10 | HeaderMin_5HeaderMax_10 | 6 | INVALID
118 | 118 | 40157-4P-50HP VLSC | RC9947-1-14.10-4P | 873.3 | 873.3 | 1746.6 | 2 | 0 | 2 | A | VLS_Inline | 4 | 4 | 4 | 6 | BranchMin_4BranchMax_6 | 6 | 5 | 10 | HeaderMin_5HeaderMax_10 | 8
118 | 118 | 40157-4P-50HP VLSC | RC9947-1-14.10-4P | 873.3 | 873.3 | 1746.6 | 2 | 0 | 2 | A | VLS_Inline | 4 | 4 | 4 | 6 | BranchMin_4BranchMax_6 | 6 | 5 | 10 | HeaderMin_5HeaderMax_10 | 10
119 | 119 | 40159-4P-30HP VLSC | VLSC_40159_4P_30HP | 639.1572 | 639.1572 | 1278.3144 | 2 | 0 | 2 | A | VLS_Inline | 4 | 4 | 4 | 5 | BranchMin_4BranchMax_5 | 4 | 5 | 8 | HeaderMin_5HeaderMax_8 | 5
119 | 119 | 40159-4P-30HP VLSC | VLSC_40159_4P_30HP | 639.1572 | 639.1572 | 1278.3144 | 2 | 0 | 2 | A | VLS_Inline | 4 | 4 | 4 | 5 | BranchMin_4BranchMax_5 | 4 | 5 | 8 | HeaderMin_5HeaderMax_8 | 6
119 | 119 | 40159-4P-30HP VLSC | VLSC_40159_4P_30HP | 639.1572 | 639.1572 | 1278.3144 | 2 | 0 | 2 | A | VLS_Inline | 4 | 4 | 4 | 5 | BranchMin_4BranchMax_5 | 4 | 5 | 8 | HeaderMin_5HeaderMax_8 | 8
119 | 119 | 40159-4P-30HP VLSC | VLSC_40159_4P_30HP | 639.1572 | 639.1572 | 1278.3144 | 2 | 0 | 2 | A | VLS_Inline | 4 | 4 | 4 | 5 | BranchMin_4BranchMax_5 | 5 | 5 | 8 | HeaderMin_5HeaderMax_8 | 5 | INVALID
119 | 119 | 40159-4P-30HP VLSC | VLSC_40159_4P_30HP | 639.1572 | 639.1572 | 1278.3144 | 2 | 0 | 2 | A | VLS_Inline | 4 | 4 | 4 | 5 | BranchMin_4BranchMax_5 | 5 | 5 | 8 | HeaderMin_5HeaderMax_8 | 6
119 | 119 | 40159-4P-30HP VLSC | VLSC_40159_4P_30HP | 639.1572 | 639.1572 | 1278.3144 | 2 | 0 | 2 | A | VLS_Inline | 4 | 4 | 4 | 5 | BranchMin_4BranchMax_5 | 5 | 5 | 8 | HeaderMin_5HeaderMax_8 | 8
120 | 120 | 40159-4P-40HP VLSC | VLSC_40159_4P_40HP | 794.9133 | 794.9133 | 1589.8266 | 2 | 0 | 2 | A | VLS_Inline | 4 | 4 | 4 | 6 | BranchMin_4BranchMax_6 | 4 | 5 | 8 | HeaderMin_5HeaderMax_8 | 5
120 | 120 | 40159-4P-40HP VLSC | VLSC_40159_4P_40HP | 794.9133 | 794.9133 | 1589.8266 | 2 | 0 | 2 | A | VLS_Inline | 4 | 4 | 4 | 6 | BranchMin_4BranchMax_6 | 4 | 5 | 8 | HeaderMin_5HeaderMax_8 | 6
120 | 120 | 40159-4P-40HP VLSC | VLSC_40159_4P_40HP | 794.9133 | 794.9133 | 1589.8266 | 2 | 0 | 2 | A | VLS_Inline | 4 | 4 | 4 | 6 | BranchMin_4BranchMax_6 | 4 | 5 | 8 | HeaderMin_5HeaderMax_8 | 8
120 | 120 | 40159-4P-40HP VLSC | VLSC_40159_4P_40HP | 794.9133 | 794.9133 | 1589.8266 | 2 | 0 | 2 | A | VLS_Inline | 4 | 4 | 4 | 6 | BranchMin_4BranchMax_6 | 5 | 5 | 8 | HeaderMin_5HeaderMax_8 | 5 | INVALID
120 | 120 | 40159-4P-40HP VLSC | VLSC_40159_4P_40HP | 794.9133 | 794.9133 | 1589.8266 | 2 | 0 | 2 | A | VLS_Inline | 4 | 4 | 4 | 6 | BranchMin_4BranchMax_6 | 5 | 5 | 8 | HeaderMin_5HeaderMax_8 | 6
120 | 120 | 40159-4P-40HP VLSC | VLSC_40159_4P_40HP | 794.9133 | 794.9133 | 1589.8266 | 2 | 0 | 2 | A | VLS_Inline | 4 | 4 | 4 | 6 | BranchMin_4BranchMax_6 | 5 | 5 | 8 | HeaderMin_5HeaderMax_8 | 8
120 | 120 | 40159-4P-40HP VLSC | VLSC_40159_4P_40HP | 794.9133 | 794.9133 | 1589.8266 | 2 | 0 | 2 | A | VLS_Inline | 4 | 4 | 4 | 6 | BranchMin_4BranchMax_6 | 6 | 5 | 8 | HeaderMin_5HeaderMax_8 | 5 | INVALID
120 | 120 | 40159-4P-40HP VLSC | VLSC_40159_4P_40HP | 794.9133 | 794.9133 | 1589.8266 | 2 | 0 | 2 | A | VLS_Inline | 4 | 4 | 4 | 6 | BranchMin_4BranchMax_6 | 6 | 5 | 8 | HeaderMin_5HeaderMax_8 | 6 | INVALID
120 | 120 | 40159-4P-40HP VLSC | VLSC_40159_4P_40HP | 794.9133 | 794.9133 | 1589.8266 | 2 | 0 | 2 | A | VLS_Inline | 4 | 4 | 4 | 6 | BranchMin_4BranchMax_6 | 6 | 5 | 8 | HeaderMin_5HeaderMax_8 | 8
121 | 121 | 40159-4P-50HP VLSC | VLSC_40159_4P_50HP | 882.342 | 882.342 | 1764.6841 | 2 | 0 | 2 | A | VLS_Inline | 4 | 4 | 4 | 6 | BranchMin_4BranchMax_6 | 4 | 5 | 10 | HeaderMin_5HeaderMax_10 | 5
121 | 121 | 40159-4P-50HP VLSC | VLSC_40159_4P_50HP | 882.342 | 882.342 | 1764.6841 | 2 | 0 | 2 | A | VLS_Inline | 4 | 4 | 4 | 6 | BranchMin_4BranchMax_6 | 4 | 5 | 10 | HeaderMin_5HeaderMax_10 | 6
121 | 121 | 40159-4P-50HP VLSC | VLSC_40159_4P_50HP | 882.342 | 882.342 | 1764.6841 | 2 | 0 | 2 | A | VLS_Inline | 4 | 4 | 4 | 6 | BranchMin_4BranchMax_6 | 4 | 5 | 10 | HeaderMin_5HeaderMax_10 | 8
121 | 121 | 40159-4P-50HP VLSC | VLSC_40159_4P_50HP | 882.342 | 882.342 | 1764.6841 | 2 | 0 | 2 | A | VLS_Inline | 4 | 4 | 4 | 6 | BranchMin_4BranchMax_6 | 4 | 5 | 10 | HeaderMin_5HeaderMax_10 | 10
121 | 121 | 40159-4P-50HP VLSC | VLSC_40159_4P_50HP | 882.342 | 882.342 | 1764.6841 | 2 | 0 | 2 | A | VLS_Inline | 4 | 4 | 4 | 6 | BranchMin_4BranchMax_6 | 5 | 5 | 10 | HeaderMin_5HeaderMax_10 | 5 | INVALID
121 | 121 | 40159-4P-50HP VLSC | VLSC_40159_4P_50HP | 882.342 | 882.342 | 1764.6841 | 2 | 0 | 2 | A | VLS_Inline | 4 | 4 | 4 | 6 | BranchMin_4BranchMax_6 | 5 | 5 | 10 | HeaderMin_5HeaderMax_10 | 6
121 | 121 | 40159-4P-50HP VLSC | VLSC_40159_4P_50HP | 882.342 | 882.342 | 1764.6841 | 2 | 0 | 2 | A | VLS_Inline | 4 | 4 | 4 | 6 | BranchMin_4BranchMax_6 | 5 | 5 | 10 | HeaderMin_5HeaderMax_10 | 8
121 | 121 | 40159-4P-50HP VLSC | VLSC_40159_4P_50HP | 882.342 | 882.342 | 1764.6841 | 2 | 0 | 2 | A | VLS_Inline | 4 | 4 | 4 | 6 | BranchMin_4BranchMax_6 | 5 | 5 | 10 | HeaderMin_5HeaderMax_10 | 10
121 | 121 | 40159-4P-50HP VLSC | VLSC_40159_4P_50HP | 882.342 | 882.342 | 1764.6841 | 2 | 0 | 2 | A | VLS_Inline | 4 | 4 | 4 | 6 | BranchMin_4BranchMax_6 | 6 | 5 | 10 | HeaderMin_5HeaderMax_10 | 5 | INVALID
121 | 121 | 40159-4P-50HP VLSC | VLSC_40159_4P_50HP | 882.342 | 882.342 | 1764.6841 | 2 | 0 | 2 | A | VLS_Inline | 4 | 4 | 4 | 6 | BranchMin_4BranchMax_6 | 6 | 5 | 10 | HeaderMin_5HeaderMax_10 | 6 | INVALID
121 | 121 | 40159-4P-50HP VLSC | VLSC_40159_4P_50HP | 882.342 | 882.342 | 1764.6841 | 2 | 0 | 2 | A | VLS_Inline | 4 | 4 | 4 | 6 | BranchMin_4BranchMax_6 | 6 | 5 | 10 | HeaderMin_5HeaderMax_10 | 8
121 | 121 | 40159-4P-50HP VLSC | VLSC_40159_4P_50HP | 882.342 | 882.342 | 1764.6841 | 2 | 0 | 2 | A | VLS_Inline | 4 | 4 | 4 | 6 | BranchMin_4BranchMax_6 | 6 | 5 | 10 | HeaderMin_5HeaderMax_10 | 10
122 | 122 | 50707-2P-30HP VLSC | VLSC_50707_2P_30HP | 935.9263 | 935.9263 | 1871.8526 | 2 | 0 | 2 | A | VLS_Inline | 5 | 5 | 5 | 6 | BranchMin_5BranchMax_6 | 5 | 6 | 10 | HeaderMin_6HeaderMax_10 | 6
122 | 122 | 50707-2P-30HP VLSC | VLSC_50707_2P_30HP | 935.9263 | 935.9263 | 1871.8526 | 2 | 0 | 2 | A | VLS_Inline | 5 | 5 | 5 | 6 | BranchMin_5BranchMax_6 | 5 | 6 | 10 | HeaderMin_6HeaderMax_10 | 8
122 | 122 | 50707-2P-30HP VLSC | VLSC_50707_2P_30HP | 935.9263 | 935.9263 | 1871.8526 | 2 | 0 | 2 | A | VLS_Inline | 5 | 5 | 5 | 6 | BranchMin_5BranchMax_6 | 5 | 6 | 10 | HeaderMin_6HeaderMax_10 | 10
122 | 122 | 50707-2P-30HP VLSC | VLSC_50707_2P_30HP | 935.9263 | 935.9263 | 1871.8526 | 2 | 0 | 2 | A | VLS_Inline | 5 | 5 | 5 | 6 | BranchMin_5BranchMax_6 | 6 | 6 | 10 | HeaderMin_6HeaderMax_10 | 6 | INVALID
122 | 122 | 50707-2P-30HP VLSC | VLSC_50707_2P_30HP | 935.9263 | 935.9263 | 1871.8526 | 2 | 0 | 2 | A | VLS_Inline | 5 | 5 | 5 | 6 | BranchMin_5BranchMax_6 | 6 | 6 | 10 | HeaderMin_6HeaderMax_10 | 8
122 | 122 | 50707-2P-30HP VLSC | VLSC_50707_2P_30HP | 935.9263 | 935.9263 | 1871.8526 | 2 | 0 | 2 | A | VLS_Inline | 5 | 5 | 5 | 6 | BranchMin_5BranchMax_6 | 6 | 6 | 10 | HeaderMin_6HeaderMax_10 | 10
123 | 123 | 50707-2P-40HP VLSC | VLSC_50707_2P_40HP | 1136.2741 | 1136.2741 | 2272.5482 | 2 | 0 | 2 | A | VLS_Inline | 5 | 5 | 5 | 8 | BranchMin_5BranchMax_8 | 5 | 6 | 10 | HeaderMin_6HeaderMax_10 | 6
123 | 123 | 50707-2P-40HP VLSC | VLSC_50707_2P_40HP | 1136.2741 | 1136.2741 | 2272.5482 | 2 | 0 | 2 | A | VLS_Inline | 5 | 5 | 5 | 8 | BranchMin_5BranchMax_8 | 5 | 6 | 10 | HeaderMin_6HeaderMax_10 | 8
123 | 123 | 50707-2P-40HP VLSC | VLSC_50707_2P_40HP | 1136.2741 | 1136.2741 | 2272.5482 | 2 | 0 | 2 | A | VLS_Inline | 5 | 5 | 5 | 8 | BranchMin_5BranchMax_8 | 5 | 6 | 10 | HeaderMin_6HeaderMax_10 | 10
123 | 123 | 50707-2P-40HP VLSC | VLSC_50707_2P_40HP | 1136.2741 | 1136.2741 | 2272.5482 | 2 | 0 | 2 | A | VLS_Inline | 5 | 5 | 5 | 8 | BranchMin_5BranchMax_8 | 6 | 6 | 10 | HeaderMin_6HeaderMax_10 | 6 | INVALID
123 | 123 | 50707-2P-40HP VLSC | VLSC_50707_2P_40HP | 1136.2741 | 1136.2741 | 2272.5482 | 2 | 0 | 2 | A | VLS_Inline | 5 | 5 | 5 | 8 | BranchMin_5BranchMax_8 | 6 | 6 | 10 | HeaderMin_6HeaderMax_10 | 8
123 | 123 | 50707-2P-40HP VLSC | VLSC_50707_2P_40HP | 1136.2741 | 1136.2741 | 2272.5482 | 2 | 0 | 2 | A | VLS_Inline | 5 | 5 | 5 | 8 | BranchMin_5BranchMax_8 | 6 | 6 | 10 | HeaderMin_6HeaderMax_10 | 10
123 | 123 | 50707-2P-40HP VLSC | VLSC_50707_2P_40HP | 1136.2741 | 1136.2741 | 2272.5482 | 2 | 0 | 2 | A | VLS_Inline | 5 | 5 | 5 | 8 | BranchMin_5BranchMax_8 | 8 | 6 | 10 | HeaderMin_6HeaderMax_10 | 6 | INVALID
123 | 123 | 50707-2P-40HP VLSC | VLSC_50707_2P_40HP | 1136.2741 | 1136.2741 | 2272.5482 | 2 | 0 | 2 | A | VLS_Inline | 5 | 5 | 5 | 8 | BranchMin_5BranchMax_8 | 8 | 6 | 10 | HeaderMin_6HeaderMax_10 | 8 | INVALID
123 | 123 | 50707-2P-40HP VLSC | VLSC_50707_2P_40HP | 1136.2741 | 1136.2741 | 2272.5482 | 2 | 0 | 2 | A | VLS_Inline | 5 | 5 | 5 | 8 | BranchMin_5BranchMax_8 | 8 | 6 | 10 | HeaderMin_6HeaderMax_10 | 10
124 | 124 | 50707-2P-50HP VLSC | VLSC_50707_2P_50HP | 1332.9681 | 1332.9681 | 2665.9362 | 2 | 0 | 2 | A | VLS_Inline | 5 | 5 | 5 | 8 | BranchMin_5BranchMax_8 | 5 | 6 | 12 | HeaderMin_6HeaderMax_12 | 6
124 | 124 | 50707-2P-50HP VLSC | VLSC_50707_2P_50HP | 1332.9681 | 1332.9681 | 2665.9362 | 2 | 0 | 2 | A | VLS_Inline | 5 | 5 | 5 | 8 | BranchMin_5BranchMax_8 | 5 | 6 | 12 | HeaderMin_6HeaderMax_12 | 8
124 | 124 | 50707-2P-50HP VLSC | VLSC_50707_2P_50HP | 1332.9681 | 1332.9681 | 2665.9362 | 2 | 0 | 2 | A | VLS_Inline | 5 | 5 | 5 | 8 | BranchMin_5BranchMax_8 | 5 | 6 | 12 | HeaderMin_6HeaderMax_12 | 10
124 | 124 | 50707-2P-50HP VLSC | VLSC_50707_2P_50HP | 1332.9681 | 1332.9681 | 2665.9362 | 2 | 0 | 2 | A | VLS_Inline | 5 | 5 | 5 | 8 | BranchMin_5BranchMax_8 | 5 | 6 | 12 | HeaderMin_6HeaderMax_12 | 12
124 | 124 | 50707-2P-50HP VLSC | VLSC_50707_2P_50HP | 1332.9681 | 1332.9681 | 2665.9362 | 2 | 0 | 2 | A | VLS_Inline | 5 | 5 | 5 | 8 | BranchMin_5BranchMax_8 | 6 | 6 | 12 | HeaderMin_6HeaderMax_12 | 6 | INVALID
124 | 124 | 50707-2P-50HP VLSC | VLSC_50707_2P_50HP | 1332.9681 | 1332.9681 | 2665.9362 | 2 | 0 | 2 | A | VLS_Inline | 5 | 5 | 5 | 8 | BranchMin_5BranchMax_8 | 6 | 6 | 12 | HeaderMin_6HeaderMax_12 | 8
124 | 124 | 50707-2P-50HP VLSC | VLSC_50707_2P_50HP | 1332.9681 | 1332.9681 | 2665.9362 | 2 | 0 | 2 | A | VLS_Inline | 5 | 5 | 5 | 8 | BranchMin_5BranchMax_8 | 6 | 6 | 12 | HeaderMin_6HeaderMax_12 | 10
124 | 124 | 50707-2P-50HP VLSC | VLSC_50707_2P_50HP | 1332.9681 | 1332.9681 | 2665.9362 | 2 | 0 | 2 | A | VLS_Inline | 5 | 5 | 5 | 8 | BranchMin_5BranchMax_8 | 6 | 6 | 12 | HeaderMin_6HeaderMax_12 | 12
124 | 124 | 50707-2P-50HP VLSC | VLSC_50707_2P_50HP | 1332.9681 | 1332.9681 | 2665.9362 | 2 | 0 | 2 | A | VLS_Inline | 5 | 5 | 5 | 8 | BranchMin_5BranchMax_8 | 8 | 6 | 12 | HeaderMin_6HeaderMax_12 | 6 | INVALID
124 | 124 | 50707-2P-50HP VLSC | VLSC_50707_2P_50HP | 1332.9681 | 1332.9681 | 2665.9362 | 2 | 0 | 2 | A | VLS_Inline | 5 | 5 | 5 | 8 | BranchMin_5BranchMax_8 | 8 | 6 | 12 | HeaderMin_6HeaderMax_12 | 8 | INVALID
124 | 124 | 50707-2P-50HP VLSC | VLSC_50707_2P_50HP | 1332.9681 | 1332.9681 | 2665.9362 | 2 | 0 | 2 | A | VLS_Inline | 5 | 5 | 5 | 8 | BranchMin_5BranchMax_8 | 8 | 6 | 12 | HeaderMin_6HeaderMax_12 | 10
124 | 124 | 50707-2P-50HP VLSC | VLSC_50707_2P_50HP | 1332.9681 | 1332.9681 | 2665.9362 | 2 | 0 | 2 | A | VLS_Inline | 5 | 5 | 5 | 8 | BranchMin_5BranchMax_8 | 8 | 6 | 12 | HeaderMin_6HeaderMax_12 | 12
125 | 125 | 50707-2P-60HP VLSC | VLSC_50707_2P_60HP | 1528.3535 | 1528.3535 | 3056.707 | 2 | 0 | 2 | A | VLS_Inline | 5 | 5 | 5 | 8 | BranchMin_5BranchMax_8 | 5 | 6 | 12 | HeaderMin_6HeaderMax_12 | 6
125 | 125 | 50707-2P-60HP VLSC | VLSC_50707_2P_60HP | 1528.3535 | 1528.3535 | 3056.707 | 2 | 0 | 2 | A | VLS_Inline | 5 | 5 | 5 | 8 | BranchMin_5BranchMax_8 | 5 | 6 | 12 | HeaderMin_6HeaderMax_12 | 8
125 | 125 | 50707-2P-60HP VLSC | VLSC_50707_2P_60HP | 1528.3535 | 1528.3535 | 3056.707 | 2 | 0 | 2 | A | VLS_Inline | 5 | 5 | 5 | 8 | BranchMin_5BranchMax_8 | 5 | 6 | 12 | HeaderMin_6HeaderMax_12 | 10
125 | 125 | 50707-2P-60HP VLSC | VLSC_50707_2P_60HP | 1528.3535 | 1528.3535 | 3056.707 | 2 | 0 | 2 | A | VLS_Inline | 5 | 5 | 5 | 8 | BranchMin_5BranchMax_8 | 5 | 6 | 12 | HeaderMin_6HeaderMax_12 | 12
125 | 125 | 50707-2P-60HP VLSC | VLSC_50707_2P_60HP | 1528.3535 | 1528.3535 | 3056.707 | 2 | 0 | 2 | A | VLS_Inline | 5 | 5 | 5 | 8 | BranchMin_5BranchMax_8 | 6 | 6 | 12 | HeaderMin_6HeaderMax_12 | 6 | INVALID
125 | 125 | 50707-2P-60HP VLSC | VLSC_50707_2P_60HP | 1528.3535 | 1528.3535 | 3056.707 | 2 | 0 | 2 | A | VLS_Inline | 5 | 5 | 5 | 8 | BranchMin_5BranchMax_8 | 6 | 6 | 12 | HeaderMin_6HeaderMax_12 | 8
125 | 125 | 50707-2P-60HP VLSC | VLSC_50707_2P_60HP | 1528.3535 | 1528.3535 | 3056.707 | 2 | 0 | 2 | A | VLS_Inline | 5 | 5 | 5 | 8 | BranchMin_5BranchMax_8 | 6 | 6 | 12 | HeaderMin_6HeaderMax_12 | 10
125 | 125 | 50707-2P-60HP VLSC | VLSC_50707_2P_60HP | 1528.3535 | 1528.3535 | 3056.707 | 2 | 0 | 2 | A | VLS_Inline | 5 | 5 | 5 | 8 | BranchMin_5BranchMax_8 | 6 | 6 | 12 | HeaderMin_6HeaderMax_12 | 12
125 | 125 | 50707-2P-60HP VLSC | VLSC_50707_2P_60HP | 1528.3535 | 1528.3535 | 3056.707 | 2 | 0 | 2 | A | VLS_Inline | 5 | 5 | 5 | 8 | BranchMin_5BranchMax_8 | 8 | 6 | 12 | HeaderMin_6HeaderMax_12 | 6 | INVALID
125 | 125 | 50707-2P-60HP VLSC | VLSC_50707_2P_60HP | 1528.3535 | 1528.3535 | 3056.707 | 2 | 0 | 2 | A | VLS_Inline | 5 | 5 | 5 | 8 | BranchMin_5BranchMax_8 | 8 | 6 | 12 | HeaderMin_6HeaderMax_12 | 8 | INVALID
125 | 125 | 50707-2P-60HP VLSC | VLSC_50707_2P_60HP | 1528.3535 | 1528.3535 | 3056.707 | 2 | 0 | 2 | A | VLS_Inline | 5 | 5 | 5 | 8 | BranchMin_5BranchMax_8 | 8 | 6 | 12 | HeaderMin_6HeaderMax_12 | 10
125 | 125 | 50707-2P-60HP VLSC | VLSC_50707_2P_60HP | 1528.3535 | 1528.3535 | 3056.707 | 2 | 0 | 2 | A | VLS_Inline | 5 | 5 | 5 | 8 | BranchMin_5BranchMax_8 | 8 | 6 | 12 | HeaderMin_6HeaderMax_12 | 12
126 | 126 | 50707-4P-5HP VLSC | VLSC_50707_4P_5HP | 626.346 | 626.346 | 1252.6919 | 2 | 0 | 2 | A | VLS_Inline | 5 | 5 | 5 | 5 | BranchMin_5BranchMax_5 | 5 | 6 | 8 | HeaderMin_6HeaderMax_8 | 6
126 | 126 | 50707-4P-5HP VLSC | VLSC_50707_4P_5HP | 626.346 | 626.346 | 1252.6919 | 2 | 0 | 2 | A | VLS_Inline | 5 | 5 | 5 | 5 | BranchMin_5BranchMax_5 | 5 | 6 | 8 | HeaderMin_6HeaderMax_8 | 8
127 | 127 | 50707-4P-7.5HP VLSC | VLSC_50707_4P_7.5HP | 764.9699 | 764.9699 | 1529.9399 | 2 | 0 | 2 | A | VLS_Inline | 5 | 5 | 5 | 6 | BranchMin_5BranchMax_6 | 5 | 6 | 8 | HeaderMin_6HeaderMax_8 | 6
127 | 127 | 50707-4P-7.5HP VLSC | VLSC_50707_4P_7.5HP | 764.9699 | 764.9699 | 1529.9399 | 2 | 0 | 2 | A | VLS_Inline | 5 | 5 | 5 | 6 | BranchMin_5BranchMax_6 | 5 | 6 | 8 | HeaderMin_6HeaderMax_8 | 8
127 | 127 | 50707-4P-7.5HP VLSC | VLSC_50707_4P_7.5HP | 764.9699 | 764.9699 | 1529.9399 | 2 | 0 | 2 | A | VLS_Inline | 5 | 5 | 5 | 6 | BranchMin_5BranchMax_6 | 6 | 6 | 8 | HeaderMin_6HeaderMax_8 | 6 | INVALID
127 | 127 | 50707-4P-7.5HP VLSC | VLSC_50707_4P_7.5HP | 764.9699 | 764.9699 | 1529.9399 | 2 | 0 | 2 | A | VLS_Inline | 5 | 5 | 5 | 6 | BranchMin_5BranchMax_6 | 6 | 6 | 8 | HeaderMin_6HeaderMax_8 | 8
128 | 128 | 50957-4P-7.5HP VLSC | RC2552-7.24 | 682.0481 | 682.0481 | 1364.0961 | 2 | 0 | 2 | A | VLS_Inline | 5 | 5 | 5 | 6 | BranchMin_5BranchMax_6 | 5 | 6 | 8 | HeaderMin_6HeaderMax_8 | 6
128 | 128 | 50957-4P-7.5HP VLSC | RC2552-7.24 | 682.0481 | 682.0481 | 1364.0961 | 2 | 0 | 2 | A | VLS_Inline | 5 | 5 | 5 | 6 | BranchMin_5BranchMax_6 | 5 | 6 | 8 | HeaderMin_6HeaderMax_8 | 8
128 | 128 | 50957-4P-7.5HP VLSC | RC2552-7.24 | 682.0481 | 682.0481 | 1364.0961 | 2 | 0 | 2 | A | VLS_Inline | 5 | 5 | 5 | 6 | BranchMin_5BranchMax_6 | 6 | 6 | 8 | HeaderMin_6HeaderMax_8 | 6 | INVALID
128 | 128 | 50957-4P-7.5HP VLSC | RC2552-7.24 | 682.0481 | 682.0481 | 1364.0961 | 2 | 0 | 2 | A | VLS_Inline | 5 | 5 | 5 | 6 | BranchMin_5BranchMax_6 | 6 | 6 | 8 | HeaderMin_6HeaderMax_8 | 8
129 | 129 | 50957-4P-10HP VLSC | RC2552-8.02 | 802.7921 | 802.7921 | 1605.5841 | 2 | 0 | 2 | A | VLS_Inline | 5 | 5 | 5 | 6 | BranchMin_5BranchMax_6 | 5 | 6 | 10 | HeaderMin_6HeaderMax_10 | 6
129 | 129 | 50957-4P-10HP VLSC | RC2552-8.02 | 802.7921 | 802.7921 | 1605.5841 | 2 | 0 | 2 | A | VLS_Inline | 5 | 5 | 5 | 6 | BranchMin_5BranchMax_6 | 5 | 6 | 10 | HeaderMin_6HeaderMax_10 | 8
129 | 129 | 50957-4P-10HP VLSC | RC2552-8.02 | 802.7921 | 802.7921 | 1605.5841 | 2 | 0 | 2 | A | VLS_Inline | 5 | 5 | 5 | 6 | BranchMin_5BranchMax_6 | 5 | 6 | 10 | HeaderMin_6HeaderMax_10 | 10
129 | 129 | 50957-4P-10HP VLSC | RC2552-8.02 | 802.7921 | 802.7921 | 1605.5841 | 2 | 0 | 2 | A | VLS_Inline | 5 | 5 | 5 | 6 | BranchMin_5BranchMax_6 | 6 | 6 | 10 | HeaderMin_6HeaderMax_10 | 6 | INVALID
129 | 129 | 50957-4P-10HP VLSC | RC2552-8.02 | 802.7921 | 802.7921 | 1605.5841 | 2 | 0 | 2 | A | VLS_Inline | 5 | 5 | 5 | 6 | BranchMin_5BranchMax_6 | 6 | 6 | 10 | HeaderMin_6HeaderMax_10 | 8
129 | 129 | 50957-4P-10HP VLSC | RC2552-8.02 | 802.7921 | 802.7921 | 1605.5841 | 2 | 0 | 2 | A | VLS_Inline | 5 | 5 | 5 | 6 | BranchMin_5BranchMax_6 | 6 | 6 | 10 | HeaderMin_6HeaderMax_10 | 10
130 | 130 | 50957-4P-15HP VLSC | RC2552-9.10 | 932.9167 | 932.9167 | 1865.8335 | 2 | 0 | 2 | A | VLS_Inline | 5 | 5 | 5 | 6 | BranchMin_5BranchMax_6 | 5 | 6 | 10 | HeaderMin_6HeaderMax_10 | 6
130 | 130 | 50957-4P-15HP VLSC | RC2552-9.10 | 932.9167 | 932.9167 | 1865.8335 | 2 | 0 | 2 | A | VLS_Inline | 5 | 5 | 5 | 6 | BranchMin_5BranchMax_6 | 5 | 6 | 10 | HeaderMin_6HeaderMax_10 | 8
130 | 130 | 50957-4P-15HP VLSC | RC2552-9.10 | 932.9167 | 932.9167 | 1865.8335 | 2 | 0 | 2 | A | VLS_Inline | 5 | 5 | 5 | 6 | BranchMin_5BranchMax_6 | 5 | 6 | 10 | HeaderMin_6HeaderMax_10 | 10
130 | 130 | 50957-4P-15HP VLSC | RC2552-9.10 | 932.9167 | 932.9167 | 1865.8335 | 2 | 0 | 2 | A | VLS_Inline | 5 | 5 | 5 | 6 | BranchMin_5BranchMax_6 | 6 | 6 | 10 | HeaderMin_6HeaderMax_10 | 6 | INVALID
130 | 130 | 50957-4P-15HP VLSC | RC2552-9.10 | 932.9167 | 932.9167 | 1865.8335 | 2 | 0 | 2 | A | VLS_Inline | 5 | 5 | 5 | 6 | BranchMin_5BranchMax_6 | 6 | 6 | 10 | HeaderMin_6HeaderMax_10 | 8
130 | 130 | 50957-4P-15HP VLSC | RC2552-9.10 | 932.9167 | 932.9167 | 1865.8335 | 2 | 0 | 2 | A | VLS_Inline | 5 | 5 | 5 | 6 | BranchMin_5BranchMax_6 | 6 | 6 | 10 | HeaderMin_6HeaderMax_10 | 10
131 | 131 | 50957-4P-20HP VLSC | RC2552-9.6 | 1000.0001 | 1000.0001 | 2000.0002 | 2 | 0 | 2 | A | VLS_Inline | 5 | 5 | 5 | 8 | BranchMin_5BranchMax_8 | 5 | 6 | 10 | HeaderMin_6HeaderMax_10 | 6
131 | 131 | 50957-4P-20HP VLSC | RC2552-9.6 | 1000.0001 | 1000.0001 | 2000.0002 | 2 | 0 | 2 | A | VLS_Inline | 5 | 5 | 5 | 8 | BranchMin_5BranchMax_8 | 5 | 6 | 10 | HeaderMin_6HeaderMax_10 | 8
131 | 131 | 50957-4P-20HP VLSC | RC2552-9.6 | 1000.0001 | 1000.0001 | 2000.0002 | 2 | 0 | 2 | A | VLS_Inline | 5 | 5 | 5 | 8 | BranchMin_5BranchMax_8 | 5 | 6 | 10 | HeaderMin_6HeaderMax_10 | 10
131 | 131 | 50957-4P-20HP VLSC | RC2552-9.6 | 1000.0001 | 1000.0001 | 2000.0002 | 2 | 0 | 2 | A | VLS_Inline | 5 | 5 | 5 | 8 | BranchMin_5BranchMax_8 | 6 | 6 | 10 | HeaderMin_6HeaderMax_10 | 6 | INVALID
131 | 131 | 50957-4P-20HP VLSC | RC2552-9.6 | 1000.0001 | 1000.0001 | 2000.0002 | 2 | 0 | 2 | A | VLS_Inline | 5 | 5 | 5 | 8 | BranchMin_5BranchMax_8 | 6 | 6 | 10 | HeaderMin_6HeaderMax_10 | 8
131 | 131 | 50957-4P-20HP VLSC | RC2552-9.6 | 1000.0001 | 1000.0001 | 2000.0002 | 2 | 0 | 2 | A | VLS_Inline | 5 | 5 | 5 | 8 | BranchMin_5BranchMax_8 | 6 | 6 | 10 | HeaderMin_6HeaderMax_10 | 10
131 | 131 | 50957-4P-20HP VLSC | RC2552-9.6 | 1000.0001 | 1000.0001 | 2000.0002 | 2 | 0 | 2 | A | VLS_Inline | 5 | 5 | 5 | 8 | BranchMin_5BranchMax_8 | 8 | 6 | 10 | HeaderMin_6HeaderMax_10 | 6 | INVALID
131 | 131 | 50957-4P-20HP VLSC | RC2552-9.6 | 1000.0001 | 1000.0001 | 2000.0002 | 2 | 0 | 2 | A | VLS_Inline | 5 | 5 | 5 | 8 | BranchMin_5BranchMax_8 | 8 | 6 | 10 | HeaderMin_6HeaderMax_10 | 8 | INVALID
131 | 131 | 50957-4P-20HP VLSC | RC2552-9.6 | 1000.0001 | 1000.0001 | 2000.0002 | 2 | 0 | 2 | A | VLS_Inline | 5 | 5 | 5 | 8 | BranchMin_5BranchMax_8 | 8 | 6 | 10 | HeaderMin_6HeaderMax_10 | 10
132 | 132 | 5095A-4P-7.5HP VLSC | VLSC_5095A_4P_7.5HP | 753.2463 | 753.2463 | 1506.4926 | 2 | 0 | 2 | A | VLS_Inline | 5 | 5 | 5 | 6 | BranchMin_5BranchMax_6 | 5 | 6 | 8 | HeaderMin_6HeaderMax_8 | 6
132 | 132 | 5095A-4P-7.5HP VLSC | VLSC_5095A_4P_7.5HP | 753.2463 | 753.2463 | 1506.4926 | 2 | 0 | 2 | A | VLS_Inline | 5 | 5 | 5 | 6 | BranchMin_5BranchMax_6 | 5 | 6 | 8 | HeaderMin_6HeaderMax_8 | 8
132 | 132 | 5095A-4P-7.5HP VLSC | VLSC_5095A_4P_7.5HP | 753.2463 | 753.2463 | 1506.4926 | 2 | 0 | 2 | A | VLS_Inline | 5 | 5 | 5 | 6 | BranchMin_5BranchMax_6 | 6 | 6 | 8 | HeaderMin_6HeaderMax_8 | 6 | INVALID
132 | 132 | 5095A-4P-7.5HP VLSC | VLSC_5095A_4P_7.5HP | 753.2463 | 753.2463 | 1506.4926 | 2 | 0 | 2 | A | VLS_Inline | 5 | 5 | 5 | 6 | BranchMin_5BranchMax_6 | 6 | 6 | 8 | HeaderMin_6HeaderMax_8 | 8
133 | 133 | 5095A-4P-10HP VLSC | VLSC_5095A_4P_10HP | 820.4429 | 820.4429 | 1640.8858 | 2 | 0 | 2 | A | VLS_Inline | 5 | 5 | 5 | 6 | BranchMin_5BranchMax_6 | 5 | 6 | 10 | HeaderMin_6HeaderMax_10 | 6
133 | 133 | 5095A-4P-10HP VLSC | VLSC_5095A_4P_10HP | 820.4429 | 820.4429 | 1640.8858 | 2 | 0 | 2 | A | VLS_Inline | 5 | 5 | 5 | 6 | BranchMin_5BranchMax_6 | 5 | 6 | 10 | HeaderMin_6HeaderMax_10 | 8
133 | 133 | 5095A-4P-10HP VLSC | VLSC_5095A_4P_10HP | 820.4429 | 820.4429 | 1640.8858 | 2 | 0 | 2 | A | VLS_Inline | 5 | 5 | 5 | 6 | BranchMin_5BranchMax_6 | 5 | 6 | 10 | HeaderMin_6HeaderMax_10 | 10
133 | 133 | 5095A-4P-10HP VLSC | VLSC_5095A_4P_10HP | 820.4429 | 820.4429 | 1640.8858 | 2 | 0 | 2 | A | VLS_Inline | 5 | 5 | 5 | 6 | BranchMin_5BranchMax_6 | 6 | 6 | 10 | HeaderMin_6HeaderMax_10 | 6 | INVALID
133 | 133 | 5095A-4P-10HP VLSC | VLSC_5095A_4P_10HP | 820.4429 | 820.4429 | 1640.8858 | 2 | 0 | 2 | A | VLS_Inline | 5 | 5 | 5 | 6 | BranchMin_5BranchMax_6 | 6 | 6 | 10 | HeaderMin_6HeaderMax_10 | 8
133 | 133 | 5095A-4P-10HP VLSC | VLSC_5095A_4P_10HP | 820.4429 | 820.4429 | 1640.8858 | 2 | 0 | 2 | A | VLS_Inline | 5 | 5 | 5 | 6 | BranchMin_5BranchMax_6 | 6 | 6 | 10 | HeaderMin_6HeaderMax_10 | 10
134 | 134 | 5095A-4P-15HP VLSC | VLSC_5095A_4P_15HP | 953.3171 | 953.3171 | 1906.6342 | 2 | 0 | 2 | A | VLS_Inline | 5 | 5 | 5 | 8 | BranchMin_5BranchMax_8 | 5 | 6 | 10 | HeaderMin_6HeaderMax_10 | 6
134 | 134 | 5095A-4P-15HP VLSC | VLSC_5095A_4P_15HP | 953.3171 | 953.3171 | 1906.6342 | 2 | 0 | 2 | A | VLS_Inline | 5 | 5 | 5 | 8 | BranchMin_5BranchMax_8 | 5 | 6 | 10 | HeaderMin_6HeaderMax_10 | 8
134 | 134 | 5095A-4P-15HP VLSC | VLSC_5095A_4P_15HP | 953.3171 | 953.3171 | 1906.6342 | 2 | 0 | 2 | A | VLS_Inline | 5 | 5 | 5 | 8 | BranchMin_5BranchMax_8 | 5 | 6 | 10 | HeaderMin_6HeaderMax_10 | 10
134 | 134 | 5095A-4P-15HP VLSC | VLSC_5095A_4P_15HP | 953.3171 | 953.3171 | 1906.6342 | 2 | 0 | 2 | A | VLS_Inline | 5 | 5 | 5 | 8 | BranchMin_5BranchMax_8 | 6 | 6 | 10 | HeaderMin_6HeaderMax_10 | 6 | INVALID
134 | 134 | 5095A-4P-15HP VLSC | VLSC_5095A_4P_15HP | 953.3171 | 953.3171 | 1906.6342 | 2 | 0 | 2 | A | VLS_Inline | 5 | 5 | 5 | 8 | BranchMin_5BranchMax_8 | 6 | 6 | 10 | HeaderMin_6HeaderMax_10 | 8
134 | 134 | 5095A-4P-15HP VLSC | VLSC_5095A_4P_15HP | 953.3171 | 953.3171 | 1906.6342 | 2 | 0 | 2 | A | VLS_Inline | 5 | 5 | 5 | 8 | BranchMin_5BranchMax_8 | 6 | 6 | 10 | HeaderMin_6HeaderMax_10 | 10
134 | 134 | 5095A-4P-15HP VLSC | VLSC_5095A_4P_15HP | 953.3171 | 953.3171 | 1906.6342 | 2 | 0 | 2 | A | VLS_Inline | 5 | 5 | 5 | 8 | BranchMin_5BranchMax_8 | 8 | 6 | 10 | HeaderMin_6HeaderMax_10 | 6 | INVALID
134 | 134 | 5095A-4P-15HP VLSC | VLSC_5095A_4P_15HP | 953.3171 | 953.3171 | 1906.6342 | 2 | 0 | 2 | A | VLS_Inline | 5 | 5 | 5 | 8 | BranchMin_5BranchMax_8 | 8 | 6 | 10 | HeaderMin_6HeaderMax_10 | 8 | INVALID
134 | 134 | 5095A-4P-15HP VLSC | VLSC_5095A_4P_15HP | 953.3171 | 953.3171 | 1906.6342 | 2 | 0 | 2 | A | VLS_Inline | 5 | 5 | 5 | 8 | BranchMin_5BranchMax_8 | 8 | 6 | 10 | HeaderMin_6HeaderMax_10 | 10
135 | 135 | 5095A-4P-20HP VLSC | VLSC_5095A_4P_20HP | 1029.7585 | 1029.7585 | 2059.5169 | 2 | 0 | 2 | A | VLS_Inline | 5 | 5 | 5 | 8 | BranchMin_5BranchMax_8 | 5 | 6 | 10 | HeaderMin_6HeaderMax_10 | 6
135 | 135 | 5095A-4P-20HP VLSC | VLSC_5095A_4P_20HP | 1029.7585 | 1029.7585 | 2059.5169 | 2 | 0 | 2 | A | VLS_Inline | 5 | 5 | 5 | 8 | BranchMin_5BranchMax_8 | 5 | 6 | 10 | HeaderMin_6HeaderMax_10 | 8
135 | 135 | 5095A-4P-20HP VLSC | VLSC_5095A_4P_20HP | 1029.7585 | 1029.7585 | 2059.5169 | 2 | 0 | 2 | A | VLS_Inline | 5 | 5 | 5 | 8 | BranchMin_5BranchMax_8 | 5 | 6 | 10 | HeaderMin_6HeaderMax_10 | 10
135 | 135 | 5095A-4P-20HP VLSC | VLSC_5095A_4P_20HP | 1029.7585 | 1029.7585 | 2059.5169 | 2 | 0 | 2 | A | VLS_Inline | 5 | 5 | 5 | 8 | BranchMin_5BranchMax_8 | 6 | 6 | 10 | HeaderMin_6HeaderMax_10 | 6 | INVALID
135 | 135 | 5095A-4P-20HP VLSC | VLSC_5095A_4P_20HP | 1029.7585 | 1029.7585 | 2059.5169 | 2 | 0 | 2 | A | VLS_Inline | 5 | 5 | 5 | 8 | BranchMin_5BranchMax_8 | 6 | 6 | 10 | HeaderMin_6HeaderMax_10 | 8
135 | 135 | 5095A-4P-20HP VLSC | VLSC_5095A_4P_20HP | 1029.7585 | 1029.7585 | 2059.5169 | 2 | 0 | 2 | A | VLS_Inline | 5 | 5 | 5 | 8 | BranchMin_5BranchMax_8 | 6 | 6 | 10 | HeaderMin_6HeaderMax_10 | 10
135 | 135 | 5095A-4P-20HP VLSC | VLSC_5095A_4P_20HP | 1029.7585 | 1029.7585 | 2059.5169 | 2 | 0 | 2 | A | VLS_Inline | 5 | 5 | 5 | 8 | BranchMin_5BranchMax_8 | 8 | 6 | 10 | HeaderMin_6HeaderMax_10 | 6 | INVALID
135 | 135 | 5095A-4P-20HP VLSC | VLSC_5095A_4P_20HP | 1029.7585 | 1029.7585 | 2059.5169 | 2 | 0 | 2 | A | VLS_Inline | 5 | 5 | 5 | 8 | BranchMin_5BranchMax_8 | 8 | 6 | 10 | HeaderMin_6HeaderMax_10 | 8 | INVALID
135 | 135 | 5095A-4P-20HP VLSC | VLSC_5095A_4P_20HP | 1029.7585 | 1029.7585 | 2059.5169 | 2 | 0 | 2 | A | VLS_Inline | 5 | 5 | 5 | 8 | BranchMin_5BranchMax_8 | 8 | 6 | 10 | HeaderMin_6HeaderMax_10 | 10
136 | 136 | 50959-2P-60HP VLSC | VLSC_50959_2P_60HP | 1330.3437 | 1330.3437 | 2660.6874 | 2 | 0 | 2 | A | VLS_Inline | 5 | 5 | 5 | 8 | BranchMin_5BranchMax_8 | 5 | 6 | 12 | HeaderMin_6HeaderMax_12 | 6
136 | 136 | 50959-2P-60HP VLSC | VLSC_50959_2P_60HP | 1330.3437 | 1330.3437 | 2660.6874 | 2 | 0 | 2 | A | VLS_Inline | 5 | 5 | 5 | 8 | BranchMin_5BranchMax_8 | 5 | 6 | 12 | HeaderMin_6HeaderMax_12 | 8
136 | 136 | 50959-2P-60HP VLSC | VLSC_50959_2P_60HP | 1330.3437 | 1330.3437 | 2660.6874 | 2 | 0 | 2 | A | VLS_Inline | 5 | 5 | 5 | 8 | BranchMin_5BranchMax_8 | 5 | 6 | 12 | HeaderMin_6HeaderMax_12 | 10
136 | 136 | 50959-2P-60HP VLSC | VLSC_50959_2P_60HP | 1330.3437 | 1330.3437 | 2660.6874 | 2 | 0 | 2 | A | VLS_Inline | 5 | 5 | 5 | 8 | BranchMin_5BranchMax_8 | 5 | 6 | 12 | HeaderMin_6HeaderMax_12 | 12
136 | 136 | 50959-2P-60HP VLSC | VLSC_50959_2P_60HP | 1330.3437 | 1330.3437 | 2660.6874 | 2 | 0 | 2 | A | VLS_Inline | 5 | 5 | 5 | 8 | BranchMin_5BranchMax_8 | 6 | 6 | 12 | HeaderMin_6HeaderMax_12 | 6 | INVALID
136 | 136 | 50959-2P-60HP VLSC | VLSC_50959_2P_60HP | 1330.3437 | 1330.3437 | 2660.6874 | 2 | 0 | 2 | A | VLS_Inline | 5 | 5 | 5 | 8 | BranchMin_5BranchMax_8 | 6 | 6 | 12 | HeaderMin_6HeaderMax_12 | 8
136 | 136 | 50959-2P-60HP VLSC | VLSC_50959_2P_60HP | 1330.3437 | 1330.3437 | 2660.6874 | 2 | 0 | 2 | A | VLS_Inline | 5 | 5 | 5 | 8 | BranchMin_5BranchMax_8 | 6 | 6 | 12 | HeaderMin_6HeaderMax_12 | 10
136 | 136 | 50959-2P-60HP VLSC | VLSC_50959_2P_60HP | 1330.3437 | 1330.3437 | 2660.6874 | 2 | 0 | 2 | A | VLS_Inline | 5 | 5 | 5 | 8 | BranchMin_5BranchMax_8 | 6 | 6 | 12 | HeaderMin_6HeaderMax_12 | 12
136 | 136 | 50959-2P-60HP VLSC | VLSC_50959_2P_60HP | 1330.3437 | 1330.3437 | 2660.6874 | 2 | 0 | 2 | A | VLS_Inline | 5 | 5 | 5 | 8 | BranchMin_5BranchMax_8 | 8 | 6 | 12 | HeaderMin_6HeaderMax_12 | 6 | INVALID
136 | 136 | 50959-2P-60HP VLSC | VLSC_50959_2P_60HP | 1330.3437 | 1330.3437 | 2660.6874 | 2 | 0 | 2 | A | VLS_Inline | 5 | 5 | 5 | 8 | BranchMin_5BranchMax_8 | 8 | 6 | 12 | HeaderMin_6HeaderMax_12 | 8 | INVALID
136 | 136 | 50959-2P-60HP VLSC | VLSC_50959_2P_60HP | 1330.3437 | 1330.3437 | 2660.6874 | 2 | 0 | 2 | A | VLS_Inline | 5 | 5 | 5 | 8 | BranchMin_5BranchMax_8 | 8 | 6 | 12 | HeaderMin_6HeaderMax_12 | 10
136 | 136 | 50959-2P-60HP VLSC | VLSC_50959_2P_60HP | 1330.3437 | 1330.3437 | 2660.6874 | 2 | 0 | 2 | A | VLS_Inline | 5 | 5 | 5 | 8 | BranchMin_5BranchMax_8 | 8 | 6 | 12 | HeaderMin_6HeaderMax_12 | 12
137 | 137 | 50959-2P-75HP VLSC | VLSC_50959_2P_75HP | 1378.5213 | 1378.5213 | 2757.0426 | 2 | 0 | 2 | A | VLS_Inline | 5 | 5 | 5 | 8 | BranchMin_5BranchMax_8 | 5 | 6 | 12 | HeaderMin_6HeaderMax_12 | 6
137 | 137 | 50959-2P-75HP VLSC | VLSC_50959_2P_75HP | 1378.5213 | 1378.5213 | 2757.0426 | 2 | 0 | 2 | A | VLS_Inline | 5 | 5 | 5 | 8 | BranchMin_5BranchMax_8 | 5 | 6 | 12 | HeaderMin_6HeaderMax_12 | 8
137 | 137 | 50959-2P-75HP VLSC | VLSC_50959_2P_75HP | 1378.5213 | 1378.5213 | 2757.0426 | 2 | 0 | 2 | A | VLS_Inline | 5 | 5 | 5 | 8 | BranchMin_5BranchMax_8 | 5 | 6 | 12 | HeaderMin_6HeaderMax_12 | 10
137 | 137 | 50959-2P-75HP VLSC | VLSC_50959_2P_75HP | 1378.5213 | 1378.5213 | 2757.0426 | 2 | 0 | 2 | A | VLS_Inline | 5 | 5 | 5 | 8 | BranchMin_5BranchMax_8 | 5 | 6 | 12 | HeaderMin_6HeaderMax_12 | 12
137 | 137 | 50959-2P-75HP VLSC | VLSC_50959_2P_75HP | 1378.5213 | 1378.5213 | 2757.0426 | 2 | 0 | 2 | A | VLS_Inline | 5 | 5 | 5 | 8 | BranchMin_5BranchMax_8 | 6 | 6 | 12 | HeaderMin_6HeaderMax_12 | 6 | INVALID
137 | 137 | 50959-2P-75HP VLSC | VLSC_50959_2P_75HP | 1378.5213 | 1378.5213 | 2757.0426 | 2 | 0 | 2 | A | VLS_Inline | 5 | 5 | 5 | 8 | BranchMin_5BranchMax_8 | 6 | 6 | 12 | HeaderMin_6HeaderMax_12 | 8
137 | 137 | 50959-2P-75HP VLSC | VLSC_50959_2P_75HP | 1378.5213 | 1378.5213 | 2757.0426 | 2 | 0 | 2 | A | VLS_Inline | 5 | 5 | 5 | 8 | BranchMin_5BranchMax_8 | 6 | 6 | 12 | HeaderMin_6HeaderMax_12 | 10
137 | 137 | 50959-2P-75HP VLSC | VLSC_50959_2P_75HP | 1378.5213 | 1378.5213 | 2757.0426 | 2 | 0 | 2 | A | VLS_Inline | 5 | 5 | 5 | 8 | BranchMin_5BranchMax_8 | 6 | 6 | 12 | HeaderMin_6HeaderMax_12 | 12
137 | 137 | 50959-2P-75HP VLSC | VLSC_50959_2P_75HP | 1378.5213 | 1378.5213 | 2757.0426 | 2 | 0 | 2 | A | VLS_Inline | 5 | 5 | 5 | 8 | BranchMin_5BranchMax_8 | 8 | 6 | 12 | HeaderMin_6HeaderMax_12 | 6 | INVALID
137 | 137 | 50959-2P-75HP VLSC | VLSC_50959_2P_75HP | 1378.5213 | 1378.5213 | 2757.0426 | 2 | 0 | 2 | A | VLS_Inline | 5 | 5 | 5 | 8 | BranchMin_5BranchMax_8 | 8 | 6 | 12 | HeaderMin_6HeaderMax_12 | 8 | INVALID
137 | 137 | 50959-2P-75HP VLSC | VLSC_50959_2P_75HP | 1378.5213 | 1378.5213 | 2757.0426 | 2 | 0 | 2 | A | VLS_Inline | 5 | 5 | 5 | 8 | BranchMin_5BranchMax_8 | 8 | 6 | 12 | HeaderMin_6HeaderMax_12 | 10
137 | 137 | 50959-2P-75HP VLSC | VLSC_50959_2P_75HP | 1378.5213 | 1378.5213 | 2757.0426 | 2 | 0 | 2 | A | VLS_Inline | 5 | 5 | 5 | 8 | BranchMin_5BranchMax_8 | 8 | 6 | 12 | HeaderMin_6HeaderMax_12 | 12
138 | 138 | 50959-2P-100HP VLSC | VLSC_50959_2P_100HP | 1467.9509 | 1467.9509 | 2935.9018 | 2 | 0 | 2 | A | VLS_Inline | 5 | 5 | 5 | 8 | BranchMin_5BranchMax_8 | 5 | 6 | 12 | HeaderMin_6HeaderMax_12 | 6
138 | 138 | 50959-2P-100HP VLSC | VLSC_50959_2P_100HP | 1467.9509 | 1467.9509 | 2935.9018 | 2 | 0 | 2 | A | VLS_Inline | 5 | 5 | 5 | 8 | BranchMin_5BranchMax_8 | 5 | 6 | 12 | HeaderMin_6HeaderMax_12 | 8
138 | 138 | 50959-2P-100HP VLSC | VLSC_50959_2P_100HP | 1467.9509 | 1467.9509 | 2935.9018 | 2 | 0 | 2 | A | VLS_Inline | 5 | 5 | 5 | 8 | BranchMin_5BranchMax_8 | 5 | 6 | 12 | HeaderMin_6HeaderMax_12 | 10
138 | 138 | 50959-2P-100HP VLSC | VLSC_50959_2P_100HP | 1467.9509 | 1467.9509 | 2935.9018 | 2 | 0 | 2 | A | VLS_Inline | 5 | 5 | 5 | 8 | BranchMin_5BranchMax_8 | 5 | 6 | 12 | HeaderMin_6HeaderMax_12 | 12
138 | 138 | 50959-2P-100HP VLSC | VLSC_50959_2P_100HP | 1467.9509 | 1467.9509 | 2935.9018 | 2 | 0 | 2 | A | VLS_Inline | 5 | 5 | 5 | 8 | BranchMin_5BranchMax_8 | 6 | 6 | 12 | HeaderMin_6HeaderMax_12 | 6 | INVALID
138 | 138 | 50959-2P-100HP VLSC | VLSC_50959_2P_100HP | 1467.9509 | 1467.9509 | 2935.9018 | 2 | 0 | 2 | A | VLS_Inline | 5 | 5 | 5 | 8 | BranchMin_5BranchMax_8 | 6 | 6 | 12 | HeaderMin_6HeaderMax_12 | 8
138 | 138 | 50959-2P-100HP VLSC | VLSC_50959_2P_100HP | 1467.9509 | 1467.9509 | 2935.9018 | 2 | 0 | 2 | A | VLS_Inline | 5 | 5 | 5 | 8 | BranchMin_5BranchMax_8 | 6 | 6 | 12 | HeaderMin_6HeaderMax_12 | 10
138 | 138 | 50959-2P-100HP VLSC | VLSC_50959_2P_100HP | 1467.9509 | 1467.9509 | 2935.9018 | 2 | 0 | 2 | A | VLS_Inline | 5 | 5 | 5 | 8 | BranchMin_5BranchMax_8 | 6 | 6 | 12 | HeaderMin_6HeaderMax_12 | 12
138 | 138 | 50959-2P-100HP VLSC | VLSC_50959_2P_100HP | 1467.9509 | 1467.9509 | 2935.9018 | 2 | 0 | 2 | A | VLS_Inline | 5 | 5 | 5 | 8 | BranchMin_5BranchMax_8 | 8 | 6 | 12 | HeaderMin_6HeaderMax_12 | 6 | INVALID
138 | 138 | 50959-2P-100HP VLSC | VLSC_50959_2P_100HP | 1467.9509 | 1467.9509 | 2935.9018 | 2 | 0 | 2 | A | VLS_Inline | 5 | 5 | 5 | 8 | BranchMin_5BranchMax_8 | 8 | 6 | 12 | HeaderMin_6HeaderMax_12 | 8 | INVALID
138 | 138 | 50959-2P-100HP VLSC | VLSC_50959_2P_100HP | 1467.9509 | 1467.9509 | 2935.9018 | 2 | 0 | 2 | A | VLS_Inline | 5 | 5 | 5 | 8 | BranchMin_5BranchMax_8 | 8 | 6 | 12 | HeaderMin_6HeaderMax_12 | 10
138 | 138 | 50959-2P-100HP VLSC | VLSC_50959_2P_100HP | 1467.9509 | 1467.9509 | 2935.9018 | 2 | 0 | 2 | A | VLS_Inline | 5 | 5 | 5 | 8 | BranchMin_5BranchMax_8 | 8 | 6 | 12 | HeaderMin_6HeaderMax_12 | 12
139 | 139 | 50129-4P-15HP VLSC | VLSC_50129_4P_15HP | 844.864 | 844.864 | 1689.7279 | 2 | 0 | 2 | A | VLS_Inline | 5 | 5 | 5 | 6 | BranchMin_5BranchMax_6 | 5 | 6 | 10 | HeaderMin_6HeaderMax_10 | 6
139 | 139 | 50129-4P-15HP VLSC | VLSC_50129_4P_15HP | 844.864 | 844.864 | 1689.7279 | 2 | 0 | 2 | A | VLS_Inline | 5 | 5 | 5 | 6 | BranchMin_5BranchMax_6 | 5 | 6 | 10 | HeaderMin_6HeaderMax_10 | 8
139 | 139 | 50129-4P-15HP VLSC | VLSC_50129_4P_15HP | 844.864 | 844.864 | 1689.7279 | 2 | 0 | 2 | A | VLS_Inline | 5 | 5 | 5 | 6 | BranchMin_5BranchMax_6 | 5 | 6 | 10 | HeaderMin_6HeaderMax_10 | 10
139 | 139 | 50129-4P-15HP VLSC | VLSC_50129_4P_15HP | 844.864 | 844.864 | 1689.7279 | 2 | 0 | 2 | A | VLS_Inline | 5 | 5 | 5 | 6 | BranchMin_5BranchMax_6 | 6 | 6 | 10 | HeaderMin_6HeaderMax_10 | 6 | INVALID
139 | 139 | 50129-4P-15HP VLSC | VLSC_50129_4P_15HP | 844.864 | 844.864 | 1689.7279 | 2 | 0 | 2 | A | VLS_Inline | 5 | 5 | 5 | 6 | BranchMin_5BranchMax_6 | 6 | 6 | 10 | HeaderMin_6HeaderMax_10 | 8
139 | 139 | 50129-4P-15HP VLSC | VLSC_50129_4P_15HP | 844.864 | 844.864 | 1689.7279 | 2 | 0 | 2 | A | VLS_Inline | 5 | 5 | 5 | 6 | BranchMin_5BranchMax_6 | 6 | 6 | 10 | HeaderMin_6HeaderMax_10 | 10
140 | 140 | 50129-4P-20HP VLSC | VLSC_50129_4P_20HP | 982.3526 | 982.3526 | 1964.7052 | 2 | 0 | 2 | A | VLS_Inline | 5 | 5 | 5 | 8 | BranchMin_5BranchMax_8 | 5 | 6 | 10 | HeaderMin_6HeaderMax_10 | 6
140 | 140 | 50129-4P-20HP VLSC | VLSC_50129_4P_20HP | 982.3526 | 982.3526 | 1964.7052 | 2 | 0 | 2 | A | VLS_Inline | 5 | 5 | 5 | 8 | BranchMin_5BranchMax_8 | 5 | 6 | 10 | HeaderMin_6HeaderMax_10 | 8
140 | 140 | 50129-4P-20HP VLSC | VLSC_50129_4P_20HP | 982.3526 | 982.3526 | 1964.7052 | 2 | 0 | 2 | A | VLS_Inline | 5 | 5 | 5 | 8 | BranchMin_5BranchMax_8 | 5 | 6 | 10 | HeaderMin_6HeaderMax_10 | 10
140 | 140 | 50129-4P-20HP VLSC | VLSC_50129_4P_20HP | 982.3526 | 982.3526 | 1964.7052 | 2 | 0 | 2 | A | VLS_Inline | 5 | 5 | 5 | 8 | BranchMin_5BranchMax_8 | 6 | 6 | 10 | HeaderMin_6HeaderMax_10 | 6 | INVALID
140 | 140 | 50129-4P-20HP VLSC | VLSC_50129_4P_20HP | 982.3526 | 982.3526 | 1964.7052 | 2 | 0 | 2 | A | VLS_Inline | 5 | 5 | 5 | 8 | BranchMin_5BranchMax_8 | 6 | 6 | 10 | HeaderMin_6HeaderMax_10 | 8
140 | 140 | 50129-4P-20HP VLSC | VLSC_50129_4P_20HP | 982.3526 | 982.3526 | 1964.7052 | 2 | 0 | 2 | A | VLS_Inline | 5 | 5 | 5 | 8 | BranchMin_5BranchMax_8 | 6 | 6 | 10 | HeaderMin_6HeaderMax_10 | 10
140 | 140 | 50129-4P-20HP VLSC | VLSC_50129_4P_20HP | 982.3526 | 982.3526 | 1964.7052 | 2 | 0 | 2 | A | VLS_Inline | 5 | 5 | 5 | 8 | BranchMin_5BranchMax_8 | 8 | 6 | 10 | HeaderMin_6HeaderMax_10 | 6 | INVALID
140 | 140 | 50129-4P-20HP VLSC | VLSC_50129_4P_20HP | 982.3526 | 982.3526 | 1964.7052 | 2 | 0 | 2 | A | VLS_Inline | 5 | 5 | 5 | 8 | BranchMin_5BranchMax_8 | 8 | 6 | 10 | HeaderMin_6HeaderMax_10 | 8 | INVALID
140 | 140 | 50129-4P-20HP VLSC | VLSC_50129_4P_20HP | 982.3526 | 982.3526 | 1964.7052 | 2 | 0 | 2 | A | VLS_Inline | 5 | 5 | 5 | 8 | BranchMin_5BranchMax_8 | 8 | 6 | 10 | HeaderMin_6HeaderMax_10 | 10
141 | 141 | 50129-4P-25HP VLSC | VLSC_50129_4P_25HP | 1104.8611 | 1104.8611 | 2209.7222 | 2 | 0 | 2 | A | VLS_Inline | 5 | 5 | 5 | 8 | BranchMin_5BranchMax_8 | 5 | 6 | 10 | HeaderMin_6HeaderMax_10 | 6
141 | 141 | 50129-4P-25HP VLSC | VLSC_50129_4P_25HP | 1104.8611 | 1104.8611 | 2209.7222 | 2 | 0 | 2 | A | VLS_Inline | 5 | 5 | 5 | 8 | BranchMin_5BranchMax_8 | 5 | 6 | 10 | HeaderMin_6HeaderMax_10 | 8
141 | 141 | 50129-4P-25HP VLSC | VLSC_50129_4P_25HP | 1104.8611 | 1104.8611 | 2209.7222 | 2 | 0 | 2 | A | VLS_Inline | 5 | 5 | 5 | 8 | BranchMin_5BranchMax_8 | 5 | 6 | 10 | HeaderMin_6HeaderMax_10 | 10
141 | 141 | 50129-4P-25HP VLSC | VLSC_50129_4P_25HP | 1104.8611 | 1104.8611 | 2209.7222 | 2 | 0 | 2 | A | VLS_Inline | 5 | 5 | 5 | 8 | BranchMin_5BranchMax_8 | 6 | 6 | 10 | HeaderMin_6HeaderMax_10 | 6 | INVALID
141 | 141 | 50129-4P-25HP VLSC | VLSC_50129_4P_25HP | 1104.8611 | 1104.8611 | 2209.7222 | 2 | 0 | 2 | A | VLS_Inline | 5 | 5 | 5 | 8 | BranchMin_5BranchMax_8 | 6 | 6 | 10 | HeaderMin_6HeaderMax_10 | 8
141 | 141 | 50129-4P-25HP VLSC | VLSC_50129_4P_25HP | 1104.8611 | 1104.8611 | 2209.7222 | 2 | 0 | 2 | A | VLS_Inline | 5 | 5 | 5 | 8 | BranchMin_5BranchMax_8 | 6 | 6 | 10 | HeaderMin_6HeaderMax_10 | 10
141 | 141 | 50129-4P-25HP VLSC | VLSC_50129_4P_25HP | 1104.8611 | 1104.8611 | 2209.7222 | 2 | 0 | 2 | A | VLS_Inline | 5 | 5 | 5 | 8 | BranchMin_5BranchMax_8 | 8 | 6 | 10 | HeaderMin_6HeaderMax_10 | 6 | INVALID
141 | 141 | 50129-4P-25HP VLSC | VLSC_50129_4P_25HP | 1104.8611 | 1104.8611 | 2209.7222 | 2 | 0 | 2 | A | VLS_Inline | 5 | 5 | 5 | 8 | BranchMin_5BranchMax_8 | 8 | 6 | 10 | HeaderMin_6HeaderMax_10 | 8 | INVALID
141 | 141 | 50129-4P-25HP VLSC | VLSC_50129_4P_25HP | 1104.8611 | 1104.8611 | 2209.7222 | 2 | 0 | 2 | A | VLS_Inline | 5 | 5 | 5 | 8 | BranchMin_5BranchMax_8 | 8 | 6 | 10 | HeaderMin_6HeaderMax_10 | 10
142 | 142 | 50129-4P-30HP VLSC | VLSC_50129_4P_30HP | 1214.4257 | 1214.4257 | 2428.8514 | 2 | 0 | 2 | A | VLS_Inline | 5 | 5 | 5 | 8 | BranchMin_5BranchMax_8 | 5 | 6 | 10 | HeaderMin_6HeaderMax_10 | 6
142 | 142 | 50129-4P-30HP VLSC | VLSC_50129_4P_30HP | 1214.4257 | 1214.4257 | 2428.8514 | 2 | 0 | 2 | A | VLS_Inline | 5 | 5 | 5 | 8 | BranchMin_5BranchMax_8 | 5 | 6 | 10 | HeaderMin_6HeaderMax_10 | 8
142 | 142 | 50129-4P-30HP VLSC | VLSC_50129_4P_30HP | 1214.4257 | 1214.4257 | 2428.8514 | 2 | 0 | 2 | A | VLS_Inline | 5 | 5 | 5 | 8 | BranchMin_5BranchMax_8 | 5 | 6 | 10 | HeaderMin_6HeaderMax_10 | 10
142 | 142 | 50129-4P-30HP VLSC | VLSC_50129_4P_30HP | 1214.4257 | 1214.4257 | 2428.8514 | 2 | 0 | 2 | A | VLS_Inline | 5 | 5 | 5 | 8 | BranchMin_5BranchMax_8 | 6 | 6 | 10 | HeaderMin_6HeaderMax_10 | 6 | INVALID
142 | 142 | 50129-4P-30HP VLSC | VLSC_50129_4P_30HP | 1214.4257 | 1214.4257 | 2428.8514 | 2 | 0 | 2 | A | VLS_Inline | 5 | 5 | 5 | 8 | BranchMin_5BranchMax_8 | 6 | 6 | 10 | HeaderMin_6HeaderMax_10 | 8
142 | 142 | 50129-4P-30HP VLSC | VLSC_50129_4P_30HP | 1214.4257 | 1214.4257 | 2428.8514 | 2 | 0 | 2 | A | VLS_Inline | 5 | 5 | 5 | 8 | BranchMin_5BranchMax_8 | 6 | 6 | 10 | HeaderMin_6HeaderMax_10 | 10
142 | 142 | 50129-4P-30HP VLSC | VLSC_50129_4P_30HP | 1214.4257 | 1214.4257 | 2428.8514 | 2 | 0 | 2 | A | VLS_Inline | 5 | 5 | 5 | 8 | BranchMin_5BranchMax_8 | 8 | 6 | 10 | HeaderMin_6HeaderMax_10 | 6 | INVALID
142 | 142 | 50129-4P-30HP VLSC | VLSC_50129_4P_30HP | 1214.4257 | 1214.4257 | 2428.8514 | 2 | 0 | 2 | A | VLS_Inline | 5 | 5 | 5 | 8 | BranchMin_5BranchMax_8 | 8 | 6 | 10 | HeaderMin_6HeaderMax_10 | 8 | INVALID
142 | 142 | 50129-4P-30HP VLSC | VLSC_50129_4P_30HP | 1214.4257 | 1214.4257 | 2428.8514 | 2 | 0 | 2 | A | VLS_Inline | 5 | 5 | 5 | 8 | BranchMin_5BranchMax_8 | 8 | 6 | 10 | HeaderMin_6HeaderMax_10 | 10
143 | 143 | 50129-4P-40HP VLSC | VLSC_50129_4P_40HP | 1383.6857 | 1383.6857 | 2767.3715 | 2 | 0 | 2 | A | VLS_Inline | 5 | 5 | 5 | 8 | BranchMin_5BranchMax_8 | 5 | 6 | 12 | HeaderMin_6HeaderMax_12 | 6
143 | 143 | 50129-4P-40HP VLSC | VLSC_50129_4P_40HP | 1383.6857 | 1383.6857 | 2767.3715 | 2 | 0 | 2 | A | VLS_Inline | 5 | 5 | 5 | 8 | BranchMin_5BranchMax_8 | 5 | 6 | 12 | HeaderMin_6HeaderMax_12 | 8
143 | 143 | 50129-4P-40HP VLSC | VLSC_50129_4P_40HP | 1383.6857 | 1383.6857 | 2767.3715 | 2 | 0 | 2 | A | VLS_Inline | 5 | 5 | 5 | 8 | BranchMin_5BranchMax_8 | 5 | 6 | 12 | HeaderMin_6HeaderMax_12 | 10
143 | 143 | 50129-4P-40HP VLSC | VLSC_50129_4P_40HP | 1383.6857 | 1383.6857 | 2767.3715 | 2 | 0 | 2 | A | VLS_Inline | 5 | 5 | 5 | 8 | BranchMin_5BranchMax_8 | 5 | 6 | 12 | HeaderMin_6HeaderMax_12 | 12
143 | 143 | 50129-4P-40HP VLSC | VLSC_50129_4P_40HP | 1383.6857 | 1383.6857 | 2767.3715 | 2 | 0 | 2 | A | VLS_Inline | 5 | 5 | 5 | 8 | BranchMin_5BranchMax_8 | 6 | 6 | 12 | HeaderMin_6HeaderMax_12 | 6 | INVALID
143 | 143 | 50129-4P-40HP VLSC | VLSC_50129_4P_40HP | 1383.6857 | 1383.6857 | 2767.3715 | 2 | 0 | 2 | A | VLS_Inline | 5 | 5 | 5 | 8 | BranchMin_5BranchMax_8 | 6 | 6 | 12 | HeaderMin_6HeaderMax_12 | 8
143 | 143 | 50129-4P-40HP VLSC | VLSC_50129_4P_40HP | 1383.6857 | 1383.6857 | 2767.3715 | 2 | 0 | 2 | A | VLS_Inline | 5 | 5 | 5 | 8 | BranchMin_5BranchMax_8 | 6 | 6 | 12 | HeaderMin_6HeaderMax_12 | 10
143 | 143 | 50129-4P-40HP VLSC | VLSC_50129_4P_40HP | 1383.6857 | 1383.6857 | 2767.3715 | 2 | 0 | 2 | A | VLS_Inline | 5 | 5 | 5 | 8 | BranchMin_5BranchMax_8 | 6 | 6 | 12 | HeaderMin_6HeaderMax_12 | 12
143 | 143 | 50129-4P-40HP VLSC | VLSC_50129_4P_40HP | 1383.6857 | 1383.6857 | 2767.3715 | 2 | 0 | 2 | A | VLS_Inline | 5 | 5 | 5 | 8 | BranchMin_5BranchMax_8 | 8 | 6 | 12 | HeaderMin_6HeaderMax_12 | 6 | INVALID
143 | 143 | 50129-4P-40HP VLSC | VLSC_50129_4P_40HP | 1383.6857 | 1383.6857 | 2767.3715 | 2 | 0 | 2 | A | VLS_Inline | 5 | 5 | 5 | 8 | BranchMin_5BranchMax_8 | 8 | 6 | 12 | HeaderMin_6HeaderMax_12 | 8 | INVALID
143 | 143 | 50129-4P-40HP VLSC | VLSC_50129_4P_40HP | 1383.6857 | 1383.6857 | 2767.3715 | 2 | 0 | 2 | A | VLS_Inline | 5 | 5 | 5 | 8 | BranchMin_5BranchMax_8 | 8 | 6 | 12 | HeaderMin_6HeaderMax_12 | 10
143 | 143 | 50129-4P-40HP VLSC | VLSC_50129_4P_40HP | 1383.6857 | 1383.6857 | 2767.3715 | 2 | 0 | 2 | A | VLS_Inline | 5 | 5 | 5 | 8 | BranchMin_5BranchMax_8 | 8 | 6 | 12 | HeaderMin_6HeaderMax_12 | 12
144 | 144 | 50129-4P-50HP VLSC | VLSC_50129_4P_50HP | 1551.2098 | 1551.2098 | 3102.4196 | 2 | 0 | 2 | A | VLS_Inline | 5 | 5 | 5 | 8 | BranchMin_5BranchMax_8 | 5 | 6 | 12 | HeaderMin_6HeaderMax_12 | 6
144 | 144 | 50129-4P-50HP VLSC | VLSC_50129_4P_50HP | 1551.2098 | 1551.2098 | 3102.4196 | 2 | 0 | 2 | A | VLS_Inline | 5 | 5 | 5 | 8 | BranchMin_5BranchMax_8 | 5 | 6 | 12 | HeaderMin_6HeaderMax_12 | 8
144 | 144 | 50129-4P-50HP VLSC | VLSC_50129_4P_50HP | 1551.2098 | 1551.2098 | 3102.4196 | 2 | 0 | 2 | A | VLS_Inline | 5 | 5 | 5 | 8 | BranchMin_5BranchMax_8 | 5 | 6 | 12 | HeaderMin_6HeaderMax_12 | 10
144 | 144 | 50129-4P-50HP VLSC | VLSC_50129_4P_50HP | 1551.2098 | 1551.2098 | 3102.4196 | 2 | 0 | 2 | A | VLS_Inline | 5 | 5 | 5 | 8 | BranchMin_5BranchMax_8 | 5 | 6 | 12 | HeaderMin_6HeaderMax_12 | 12
144 | 144 | 50129-4P-50HP VLSC | VLSC_50129_4P_50HP | 1551.2098 | 1551.2098 | 3102.4196 | 2 | 0 | 2 | A | VLS_Inline | 5 | 5 | 5 | 8 | BranchMin_5BranchMax_8 | 6 | 6 | 12 | HeaderMin_6HeaderMax_12 | 6 | INVALID
144 | 144 | 50129-4P-50HP VLSC | VLSC_50129_4P_50HP | 1551.2098 | 1551.2098 | 3102.4196 | 2 | 0 | 2 | A | VLS_Inline | 5 | 5 | 5 | 8 | BranchMin_5BranchMax_8 | 6 | 6 | 12 | HeaderMin_6HeaderMax_12 | 8
144 | 144 | 50129-4P-50HP VLSC | VLSC_50129_4P_50HP | 1551.2098 | 1551.2098 | 3102.4196 | 2 | 0 | 2 | A | VLS_Inline | 5 | 5 | 5 | 8 | BranchMin_5BranchMax_8 | 6 | 6 | 12 | HeaderMin_6HeaderMax_12 | 10
144 | 144 | 50129-4P-50HP VLSC | VLSC_50129_4P_50HP | 1551.2098 | 1551.2098 | 3102.4196 | 2 | 0 | 2 | A | VLS_Inline | 5 | 5 | 5 | 8 | BranchMin_5BranchMax_8 | 6 | 6 | 12 | HeaderMin_6HeaderMax_12 | 12
144 | 144 | 50129-4P-50HP VLSC | VLSC_50129_4P_50HP | 1551.2098 | 1551.2098 | 3102.4196 | 2 | 0 | 2 | A | VLS_Inline | 5 | 5 | 5 | 8 | BranchMin_5BranchMax_8 | 8 | 6 | 12 | HeaderMin_6HeaderMax_12 | 6 | INVALID
144 | 144 | 50129-4P-50HP VLSC | VLSC_50129_4P_50HP | 1551.2098 | 1551.2098 | 3102.4196 | 2 | 0 | 2 | A | VLS_Inline | 5 | 5 | 5 | 8 | BranchMin_5BranchMax_8 | 8 | 6 | 12 | HeaderMin_6HeaderMax_12 | 8 | INVALID
144 | 144 | 50129-4P-50HP VLSC | VLSC_50129_4P_50HP | 1551.2098 | 1551.2098 | 3102.4196 | 2 | 0 | 2 | A | VLS_Inline | 5 | 5 | 5 | 8 | BranchMin_5BranchMax_8 | 8 | 6 | 12 | HeaderMin_6HeaderMax_12 | 10
144 | 144 | 50129-4P-50HP VLSC | VLSC_50129_4P_50HP | 1551.2098 | 1551.2098 | 3102.4196 | 2 | 0 | 2 | A | VLS_Inline | 5 | 5 | 5 | 8 | BranchMin_5BranchMax_8 | 8 | 6 | 12 | HeaderMin_6HeaderMax_12 | 12
145 | 145 | 50129-4P-60HP VLSC | VLSC_50129_4P_60HP | 1664.6746 | 1664.6746 | 3329.3491 | 2 | 0 | 2 | A | VLS_Inline | 5 | 5 | 5 | 10 | BranchMin_5BranchMax_10 | 5 | 6 | 12 | HeaderMin_6HeaderMax_12 | 6
145 | 145 | 50129-4P-60HP VLSC | VLSC_50129_4P_60HP | 1664.6746 | 1664.6746 | 3329.3491 | 2 | 0 | 2 | A | VLS_Inline | 5 | 5 | 5 | 10 | BranchMin_5BranchMax_10 | 5 | 6 | 12 | HeaderMin_6HeaderMax_12 | 8
145 | 145 | 50129-4P-60HP VLSC | VLSC_50129_4P_60HP | 1664.6746 | 1664.6746 | 3329.3491 | 2 | 0 | 2 | A | VLS_Inline | 5 | 5 | 5 | 10 | BranchMin_5BranchMax_10 | 5 | 6 | 12 | HeaderMin_6HeaderMax_12 | 10
145 | 145 | 50129-4P-60HP VLSC | VLSC_50129_4P_60HP | 1664.6746 | 1664.6746 | 3329.3491 | 2 | 0 | 2 | A | VLS_Inline | 5 | 5 | 5 | 10 | BranchMin_5BranchMax_10 | 5 | 6 | 12 | HeaderMin_6HeaderMax_12 | 12
145 | 145 | 50129-4P-60HP VLSC | VLSC_50129_4P_60HP | 1664.6746 | 1664.6746 | 3329.3491 | 2 | 0 | 2 | A | VLS_Inline | 5 | 5 | 5 | 10 | BranchMin_5BranchMax_10 | 6 | 6 | 12 | HeaderMin_6HeaderMax_12 | 6 | INVALID
145 | 145 | 50129-4P-60HP VLSC | VLSC_50129_4P_60HP | 1664.6746 | 1664.6746 | 3329.3491 | 2 | 0 | 2 | A | VLS_Inline | 5 | 5 | 5 | 10 | BranchMin_5BranchMax_10 | 6 | 6 | 12 | HeaderMin_6HeaderMax_12 | 8
145 | 145 | 50129-4P-60HP VLSC | VLSC_50129_4P_60HP | 1664.6746 | 1664.6746 | 3329.3491 | 2 | 0 | 2 | A | VLS_Inline | 5 | 5 | 5 | 10 | BranchMin_5BranchMax_10 | 6 | 6 | 12 | HeaderMin_6HeaderMax_12 | 10
145 | 145 | 50129-4P-60HP VLSC | VLSC_50129_4P_60HP | 1664.6746 | 1664.6746 | 3329.3491 | 2 | 0 | 2 | A | VLS_Inline | 5 | 5 | 5 | 10 | BranchMin_5BranchMax_10 | 6 | 6 | 12 | HeaderMin_6HeaderMax_12 | 12
145 | 145 | 50129-4P-60HP VLSC | VLSC_50129_4P_60HP | 1664.6746 | 1664.6746 | 3329.3491 | 2 | 0 | 2 | A | VLS_Inline | 5 | 5 | 5 | 10 | BranchMin_5BranchMax_10 | 8 | 6 | 12 | HeaderMin_6HeaderMax_12 | 6 | INVALID
145 | 145 | 50129-4P-60HP VLSC | VLSC_50129_4P_60HP | 1664.6746 | 1664.6746 | 3329.3491 | 2 | 0 | 2 | A | VLS_Inline | 5 | 5 | 5 | 10 | BranchMin_5BranchMax_10 | 8 | 6 | 12 | HeaderMin_6HeaderMax_12 | 8 | INVALID
145 | 145 | 50129-4P-60HP VLSC | VLSC_50129_4P_60HP | 1664.6746 | 1664.6746 | 3329.3491 | 2 | 0 | 2 | A | VLS_Inline | 5 | 5 | 5 | 10 | BranchMin_5BranchMax_10 | 8 | 6 | 12 | HeaderMin_6HeaderMax_12 | 10
145 | 145 | 50129-4P-60HP VLSC | VLSC_50129_4P_60HP | 1664.6746 | 1664.6746 | 3329.3491 | 2 | 0 | 2 | A | VLS_Inline | 5 | 5 | 5 | 10 | BranchMin_5BranchMax_10 | 8 | 6 | 12 | HeaderMin_6HeaderMax_12 | 12
145 | 145 | 50129-4P-60HP VLSC | VLSC_50129_4P_60HP | 1664.6746 | 1664.6746 | 3329.3491 | 2 | 0 | 2 | A | VLS_Inline | 5 | 5 | 5 | 10 | BranchMin_5BranchMax_10 | 10 | 6 | 12 | HeaderMin_6HeaderMax_12 | 6 | INVALID
145 | 145 | 50129-4P-60HP VLSC | VLSC_50129_4P_60HP | 1664.6746 | 1664.6746 | 3329.3491 | 2 | 0 | 2 | A | VLS_Inline | 5 | 5 | 5 | 10 | BranchMin_5BranchMax_10 | 10 | 6 | 12 | HeaderMin_6HeaderMax_12 | 8 | INVALID
145 | 145 | 50129-4P-60HP VLSC | VLSC_50129_4P_60HP | 1664.6746 | 1664.6746 | 3329.3491 | 2 | 0 | 2 | A | VLS_Inline | 5 | 5 | 5 | 10 | BranchMin_5BranchMax_10 | 10 | 6 | 12 | HeaderMin_6HeaderMax_12 | 10 | INVALID
145 | 145 | 50129-4P-60HP VLSC | VLSC_50129_4P_60HP | 1664.6746 | 1664.6746 | 3329.3491 | 2 | 0 | 2 | A | VLS_Inline | 5 | 5 | 5 | 10 | BranchMin_5BranchMax_10 | 10 | 6 | 12 | HeaderMin_6HeaderMax_12 | 12
146 | 146 | 5012A-4P-10HP VLSC | RC9940-8.37 | 840.7876 | 840.7876 | 1681.5751 | 2 | 0 | 2 | A | VLS_Inline | 5 | 5 | 5 | 6 | BranchMin_5BranchMax_6 | 5 | 6 | 10 | HeaderMin_6HeaderMax_10 | 6
146 | 146 | 5012A-4P-10HP VLSC | RC9940-8.37 | 840.7876 | 840.7876 | 1681.5751 | 2 | 0 | 2 | A | VLS_Inline | 5 | 5 | 5 | 6 | BranchMin_5BranchMax_6 | 5 | 6 | 10 | HeaderMin_6HeaderMax_10 | 8
146 | 146 | 5012A-4P-10HP VLSC | RC9940-8.37 | 840.7876 | 840.7876 | 1681.5751 | 2 | 0 | 2 | A | VLS_Inline | 5 | 5 | 5 | 6 | BranchMin_5BranchMax_6 | 5 | 6 | 10 | HeaderMin_6HeaderMax_10 | 10
146 | 146 | 5012A-4P-10HP VLSC | RC9940-8.37 | 840.7876 | 840.7876 | 1681.5751 | 2 | 0 | 2 | A | VLS_Inline | 5 | 5 | 5 | 6 | BranchMin_5BranchMax_6 | 6 | 6 | 10 | HeaderMin_6HeaderMax_10 | 6 | INVALID
146 | 146 | 5012A-4P-10HP VLSC | RC9940-8.37 | 840.7876 | 840.7876 | 1681.5751 | 2 | 0 | 2 | A | VLS_Inline | 5 | 5 | 5 | 6 | BranchMin_5BranchMax_6 | 6 | 6 | 10 | HeaderMin_6HeaderMax_10 | 8
146 | 146 | 5012A-4P-10HP VLSC | RC9940-8.37 | 840.7876 | 840.7876 | 1681.5751 | 2 | 0 | 2 | A | VLS_Inline | 5 | 5 | 5 | 6 | BranchMin_5BranchMax_6 | 6 | 6 | 10 | HeaderMin_6HeaderMax_10 | 10
147 | 147 | 5012A-4P-15HP VLSC | RC9940-9.62 | 995.4751 | 995.4751 | 1990.9502 | 2 | 0 | 2 | A | VLS_Inline | 5 | 5 | 5 | 8 | BranchMin_5BranchMax_8 | 5 | 6 | 10 | HeaderMin_6HeaderMax_10 | 6
147 | 147 | 5012A-4P-15HP VLSC | RC9940-9.62 | 995.4751 | 995.4751 | 1990.9502 | 2 | 0 | 2 | A | VLS_Inline | 5 | 5 | 5 | 8 | BranchMin_5BranchMax_8 | 5 | 6 | 10 | HeaderMin_6HeaderMax_10 | 8
147 | 147 | 5012A-4P-15HP VLSC | RC9940-9.62 | 995.4751 | 995.4751 | 1990.9502 | 2 | 0 | 2 | A | VLS_Inline | 5 | 5 | 5 | 8 | BranchMin_5BranchMax_8 | 5 | 6 | 10 | HeaderMin_6HeaderMax_10 | 10
147 | 147 | 5012A-4P-15HP VLSC | RC9940-9.62 | 995.4751 | 995.4751 | 1990.9502 | 2 | 0 | 2 | A | VLS_Inline | 5 | 5 | 5 | 8 | BranchMin_5BranchMax_8 | 6 | 6 | 10 | HeaderMin_6HeaderMax_10 | 6 | INVALID
147 | 147 | 5012A-4P-15HP VLSC | RC9940-9.62 | 995.4751 | 995.4751 | 1990.9502 | 2 | 0 | 2 | A | VLS_Inline | 5 | 5 | 5 | 8 | BranchMin_5BranchMax_8 | 6 | 6 | 10 | HeaderMin_6HeaderMax_10 | 8
147 | 147 | 5012A-4P-15HP VLSC | RC9940-9.62 | 995.4751 | 995.4751 | 1990.9502 | 2 | 0 | 2 | A | VLS_Inline | 5 | 5 | 5 | 8 | BranchMin_5BranchMax_8 | 6 | 6 | 10 | HeaderMin_6HeaderMax_10 | 10
147 | 147 | 5012A-4P-15HP VLSC | RC9940-9.62 | 995.4751 | 995.4751 | 1990.9502 | 2 | 0 | 2 | A | VLS_Inline | 5 | 5 | 5 | 8 | BranchMin_5BranchMax_8 | 8 | 6 | 10 | HeaderMin_6HeaderMax_10 | 6 | INVALID
147 | 147 | 5012A-4P-15HP VLSC | RC9940-9.62 | 995.4751 | 995.4751 | 1990.9502 | 2 | 0 | 2 | A | VLS_Inline | 5 | 5 | 5 | 8 | BranchMin_5BranchMax_8 | 8 | 6 | 10 | HeaderMin_6HeaderMax_10 | 8 | INVALID
147 | 147 | 5012A-4P-15HP VLSC | RC9940-9.62 | 995.4751 | 995.4751 | 1990.9502 | 2 | 0 | 2 | A | VLS_Inline | 5 | 5 | 5 | 8 | BranchMin_5BranchMax_8 | 8 | 6 | 10 | HeaderMin_6HeaderMax_10 | 10
148 | 148 | 5012A-4P-20HP VLSC | RC9940-10.48 | 1093.6698 | 1093.6698 | 2187.3397 | 2 | 0 | 2 | A | VLS_Inline | 5 | 5 | 5 | 8 | BranchMin_5BranchMax_8 | 5 | 6 | 10 | HeaderMin_6HeaderMax_10 | 6
148 | 148 | 5012A-4P-20HP VLSC | RC9940-10.48 | 1093.6698 | 1093.6698 | 2187.3397 | 2 | 0 | 2 | A | VLS_Inline | 5 | 5 | 5 | 8 | BranchMin_5BranchMax_8 | 5 | 6 | 10 | HeaderMin_6HeaderMax_10 | 8
148 | 148 | 5012A-4P-20HP VLSC | RC9940-10.48 | 1093.6698 | 1093.6698 | 2187.3397 | 2 | 0 | 2 | A | VLS_Inline | 5 | 5 | 5 | 8 | BranchMin_5BranchMax_8 | 5 | 6 | 10 | HeaderMin_6HeaderMax_10 | 10
148 | 148 | 5012A-4P-20HP VLSC | RC9940-10.48 | 1093.6698 | 1093.6698 | 2187.3397 | 2 | 0 | 2 | A | VLS_Inline | 5 | 5 | 5 | 8 | BranchMin_5BranchMax_8 | 6 | 6 | 10 | HeaderMin_6HeaderMax_10 | 6 | INVALID
148 | 148 | 5012A-4P-20HP VLSC | RC9940-10.48 | 1093.6698 | 1093.6698 | 2187.3397 | 2 | 0 | 2 | A | VLS_Inline | 5 | 5 | 5 | 8 | BranchMin_5BranchMax_8 | 6 | 6 | 10 | HeaderMin_6HeaderMax_10 | 8
148 | 148 | 5012A-4P-20HP VLSC | RC9940-10.48 | 1093.6698 | 1093.6698 | 2187.3397 | 2 | 0 | 2 | A | VLS_Inline | 5 | 5 | 5 | 8 | BranchMin_5BranchMax_8 | 6 | 6 | 10 | HeaderMin_6HeaderMax_10 | 10
148 | 148 | 5012A-4P-20HP VLSC | RC9940-10.48 | 1093.6698 | 1093.6698 | 2187.3397 | 2 | 0 | 2 | A | VLS_Inline | 5 | 5 | 5 | 8 | BranchMin_5BranchMax_8 | 8 | 6 | 10 | HeaderMin_6HeaderMax_10 | 6 | INVALID
148 | 148 | 5012A-4P-20HP VLSC | RC9940-10.48 | 1093.6698 | 1093.6698 | 2187.3397 | 2 | 0 | 2 | A | VLS_Inline | 5 | 5 | 5 | 8 | BranchMin_5BranchMax_8 | 8 | 6 | 10 | HeaderMin_6HeaderMax_10 | 8 | INVALID
148 | 148 | 5012A-4P-20HP VLSC | RC9940-10.48 | 1093.6698 | 1093.6698 | 2187.3397 | 2 | 0 | 2 | A | VLS_Inline | 5 | 5 | 5 | 8 | BranchMin_5BranchMax_8 | 8 | 6 | 10 | HeaderMin_6HeaderMax_10 | 10
149 | 149 | 5012A-4P-25HP VLSC | RC9940-11.02 | 1144.8546 | 1144.8546 | 2289.7092 | 2 | 0 | 2 | A | VLS_Inline | 5 | 5 | 5 | 8 | BranchMin_5BranchMax_8 | 5 | 6 | 10 | HeaderMin_6HeaderMax_10 | 6
149 | 149 | 5012A-4P-25HP VLSC | RC9940-11.02 | 1144.8546 | 1144.8546 | 2289.7092 | 2 | 0 | 2 | A | VLS_Inline | 5 | 5 | 5 | 8 | BranchMin_5BranchMax_8 | 5 | 6 | 10 | HeaderMin_6HeaderMax_10 | 8
149 | 149 | 5012A-4P-25HP VLSC | RC9940-11.02 | 1144.8546 | 1144.8546 | 2289.7092 | 2 | 0 | 2 | A | VLS_Inline | 5 | 5 | 5 | 8 | BranchMin_5BranchMax_8 | 5 | 6 | 10 | HeaderMin_6HeaderMax_10 | 10
149 | 149 | 5012A-4P-25HP VLSC | RC9940-11.02 | 1144.8546 | 1144.8546 | 2289.7092 | 2 | 0 | 2 | A | VLS_Inline | 5 | 5 | 5 | 8 | BranchMin_5BranchMax_8 | 6 | 6 | 10 | HeaderMin_6HeaderMax_10 | 6 | INVALID
149 | 149 | 5012A-4P-25HP VLSC | RC9940-11.02 | 1144.8546 | 1144.8546 | 2289.7092 | 2 | 0 | 2 | A | VLS_Inline | 5 | 5 | 5 | 8 | BranchMin_5BranchMax_8 | 6 | 6 | 10 | HeaderMin_6HeaderMax_10 | 8
149 | 149 | 5012A-4P-25HP VLSC | RC9940-11.02 | 1144.8546 | 1144.8546 | 2289.7092 | 2 | 0 | 2 | A | VLS_Inline | 5 | 5 | 5 | 8 | BranchMin_5BranchMax_8 | 6 | 6 | 10 | HeaderMin_6HeaderMax_10 | 10
149 | 149 | 5012A-4P-25HP VLSC | RC9940-11.02 | 1144.8546 | 1144.8546 | 2289.7092 | 2 | 0 | 2 | A | VLS_Inline | 5 | 5 | 5 | 8 | BranchMin_5BranchMax_8 | 8 | 6 | 10 | HeaderMin_6HeaderMax_10 | 6 | INVALID
149 | 149 | 5012A-4P-25HP VLSC | RC9940-11.02 | 1144.8546 | 1144.8546 | 2289.7092 | 2 | 0 | 2 | A | VLS_Inline | 5 | 5 | 5 | 8 | BranchMin_5BranchMax_8 | 8 | 6 | 10 | HeaderMin_6HeaderMax_10 | 8 | INVALID
149 | 149 | 5012A-4P-25HP VLSC | RC9940-11.02 | 1144.8546 | 1144.8546 | 2289.7092 | 2 | 0 | 2 | A | VLS_Inline | 5 | 5 | 5 | 8 | BranchMin_5BranchMax_8 | 8 | 6 | 10 | HeaderMin_6HeaderMax_10 | 10
150 | 150 | 5012A-4P-30HP VLSC | RC9940-11.62-4P | 1204.5001 | 1204.5001 | 2409.0002 | 2 | 0 | 2 | A | VLS_Inline | 5 | 5 | 5 | 8 | BranchMin_5BranchMax_8 | 5 | 6 | 10 | HeaderMin_6HeaderMax_10 | 6
150 | 150 | 5012A-4P-30HP VLSC | RC9940-11.62-4P | 1204.5001 | 1204.5001 | 2409.0002 | 2 | 0 | 2 | A | VLS_Inline | 5 | 5 | 5 | 8 | BranchMin_5BranchMax_8 | 5 | 6 | 10 | HeaderMin_6HeaderMax_10 | 8
150 | 150 | 5012A-4P-30HP VLSC | RC9940-11.62-4P | 1204.5001 | 1204.5001 | 2409.0002 | 2 | 0 | 2 | A | VLS_Inline | 5 | 5 | 5 | 8 | BranchMin_5BranchMax_8 | 5 | 6 | 10 | HeaderMin_6HeaderMax_10 | 10
150 | 150 | 5012A-4P-30HP VLSC | RC9940-11.62-4P | 1204.5001 | 1204.5001 | 2409.0002 | 2 | 0 | 2 | A | VLS_Inline | 5 | 5 | 5 | 8 | BranchMin_5BranchMax_8 | 6 | 6 | 10 | HeaderMin_6HeaderMax_10 | 6 | INVALID
150 | 150 | 5012A-4P-30HP VLSC | RC9940-11.62-4P | 1204.5001 | 1204.5001 | 2409.0002 | 2 | 0 | 2 | A | VLS_Inline | 5 | 5 | 5 | 8 | BranchMin_5BranchMax_8 | 6 | 6 | 10 | HeaderMin_6HeaderMax_10 | 8
150 | 150 | 5012A-4P-30HP VLSC | RC9940-11.62-4P | 1204.5001 | 1204.5001 | 2409.0002 | 2 | 0 | 2 | A | VLS_Inline | 5 | 5 | 5 | 8 | BranchMin_5BranchMax_8 | 6 | 6 | 10 | HeaderMin_6HeaderMax_10 | 10
150 | 150 | 5012A-4P-30HP VLSC | RC9940-11.62-4P | 1204.5001 | 1204.5001 | 2409.0002 | 2 | 0 | 2 | A | VLS_Inline | 5 | 5 | 5 | 8 | BranchMin_5BranchMax_8 | 8 | 6 | 10 | HeaderMin_6HeaderMax_10 | 6 | INVALID
150 | 150 | 5012A-4P-30HP VLSC | RC9940-11.62-4P | 1204.5001 | 1204.5001 | 2409.0002 | 2 | 0 | 2 | A | VLS_Inline | 5 | 5 | 5 | 8 | BranchMin_5BranchMax_8 | 8 | 6 | 10 | HeaderMin_6HeaderMax_10 | 8 | INVALID
150 | 150 | 5012A-4P-30HP VLSC | RC9940-11.62-4P | 1204.5001 | 1204.5001 | 2409.0002 | 2 | 0 | 2 | A | VLS_Inline | 5 | 5 | 5 | 8 | BranchMin_5BranchMax_8 | 8 | 6 | 10 | HeaderMin_6HeaderMax_10 | 10
151 | 151 | 5012A-4P-40HP VLSC | RC9940-12.1-4P | 1252.5 | 1252.5 | 2505 | 2 | 0 | 2 | A | VLS_Inline | 5 | 5 | 5 | 8 | BranchMin_5BranchMax_8 | 5 | 6 | 12 | HeaderMin_6HeaderMax_12 | 6
151 | 151 | 5012A-4P-40HP VLSC | RC9940-12.1-4P | 1252.5 | 1252.5 | 2505 | 2 | 0 | 2 | A | VLS_Inline | 5 | 5 | 5 | 8 | BranchMin_5BranchMax_8 | 5 | 6 | 12 | HeaderMin_6HeaderMax_12 | 8
151 | 151 | 5012A-4P-40HP VLSC | RC9940-12.1-4P | 1252.5 | 1252.5 | 2505 | 2 | 0 | 2 | A | VLS_Inline | 5 | 5 | 5 | 8 | BranchMin_5BranchMax_8 | 5 | 6 | 12 | HeaderMin_6HeaderMax_12 | 10
151 | 151 | 5012A-4P-40HP VLSC | RC9940-12.1-4P | 1252.5 | 1252.5 | 2505 | 2 | 0 | 2 | A | VLS_Inline | 5 | 5 | 5 | 8 | BranchMin_5BranchMax_8 | 5 | 6 | 12 | HeaderMin_6HeaderMax_12 | 12
151 | 151 | 5012A-4P-40HP VLSC | RC9940-12.1-4P | 1252.5 | 1252.5 | 2505 | 2 | 0 | 2 | A | VLS_Inline | 5 | 5 | 5 | 8 | BranchMin_5BranchMax_8 | 6 | 6 | 12 | HeaderMin_6HeaderMax_12 | 6 | INVALID
151 | 151 | 5012A-4P-40HP VLSC | RC9940-12.1-4P | 1252.5 | 1252.5 | 2505 | 2 | 0 | 2 | A | VLS_Inline | 5 | 5 | 5 | 8 | BranchMin_5BranchMax_8 | 6 | 6 | 12 | HeaderMin_6HeaderMax_12 | 8
151 | 151 | 5012A-4P-40HP VLSC | RC9940-12.1-4P | 1252.5 | 1252.5 | 2505 | 2 | 0 | 2 | A | VLS_Inline | 5 | 5 | 5 | 8 | BranchMin_5BranchMax_8 | 6 | 6 | 12 | HeaderMin_6HeaderMax_12 | 10
151 | 151 | 5012A-4P-40HP VLSC | RC9940-12.1-4P | 1252.5 | 1252.5 | 2505 | 2 | 0 | 2 | A | VLS_Inline | 5 | 5 | 5 | 8 | BranchMin_5BranchMax_8 | 6 | 6 | 12 | HeaderMin_6HeaderMax_12 | 12
151 | 151 | 5012A-4P-40HP VLSC | RC9940-12.1-4P | 1252.5 | 1252.5 | 2505 | 2 | 0 | 2 | A | VLS_Inline | 5 | 5 | 5 | 8 | BranchMin_5BranchMax_8 | 8 | 6 | 12 | HeaderMin_6HeaderMax_12 | 6 | INVALID
151 | 151 | 5012A-4P-40HP VLSC | RC9940-12.1-4P | 1252.5 | 1252.5 | 2505 | 2 | 0 | 2 | A | VLS_Inline | 5 | 5 | 5 | 8 | BranchMin_5BranchMax_8 | 8 | 6 | 12 | HeaderMin_6HeaderMax_12 | 8 | INVALID
151 | 151 | 5012A-4P-40HP VLSC | RC9940-12.1-4P | 1252.5 | 1252.5 | 2505 | 2 | 0 | 2 | A | VLS_Inline | 5 | 5 | 5 | 8 | BranchMin_5BranchMax_8 | 8 | 6 | 12 | HeaderMin_6HeaderMax_12 | 10
151 | 151 | 5012A-4P-40HP VLSC | RC9940-12.1-4P | 1252.5 | 1252.5 | 2505 | 2 | 0 | 2 | A | VLS_Inline | 5 | 5 | 5 | 8 | BranchMin_5BranchMax_8 | 8 | 6 | 12 | HeaderMin_6HeaderMax_12 | 12
152 | 152 | 5012C-4P-10HP VLSC | VLSC_5012C_4P_10HP | 648.3835 | 648.3835 | 1296.767 | 2 | 0 | 2 | A | VLS_Inline | 5 | 5 | 5 | 5 | BranchMin_5BranchMax_5 | 5 | 6 | 8 | HeaderMin_6HeaderMax_8 | 6
152 | 152 | 5012C-4P-10HP VLSC | VLSC_5012C_4P_10HP | 648.3835 | 648.3835 | 1296.767 | 2 | 0 | 2 | A | VLS_Inline | 5 | 5 | 5 | 5 | BranchMin_5BranchMax_5 | 5 | 6 | 8 | HeaderMin_6HeaderMax_8 | 8
153 | 153 | 5012C-4P-15HP VLSC | VLSC_5012C_4P_15HP | 820.3589 | 820.3589 | 1640.7178 | 2 | 0 | 2 | A | VLS_Inline | 5 | 5 | 5 | 6 | BranchMin_5BranchMax_6 | 5 | 6 | 10 | HeaderMin_6HeaderMax_10 | 6
153 | 153 | 5012C-4P-15HP VLSC | VLSC_5012C_4P_15HP | 820.3589 | 820.3589 | 1640.7178 | 2 | 0 | 2 | A | VLS_Inline | 5 | 5 | 5 | 6 | BranchMin_5BranchMax_6 | 5 | 6 | 10 | HeaderMin_6HeaderMax_10 | 8
153 | 153 | 5012C-4P-15HP VLSC | VLSC_5012C_4P_15HP | 820.3589 | 820.3589 | 1640.7178 | 2 | 0 | 2 | A | VLS_Inline | 5 | 5 | 5 | 6 | BranchMin_5BranchMax_6 | 5 | 6 | 10 | HeaderMin_6HeaderMax_10 | 10
153 | 153 | 5012C-4P-15HP VLSC | VLSC_5012C_4P_15HP | 820.3589 | 820.3589 | 1640.7178 | 2 | 0 | 2 | A | VLS_Inline | 5 | 5 | 5 | 6 | BranchMin_5BranchMax_6 | 6 | 6 | 10 | HeaderMin_6HeaderMax_10 | 6 | INVALID
153 | 153 | 5012C-4P-15HP VLSC | VLSC_5012C_4P_15HP | 820.3589 | 820.3589 | 1640.7178 | 2 | 0 | 2 | A | VLS_Inline | 5 | 5 | 5 | 6 | BranchMin_5BranchMax_6 | 6 | 6 | 10 | HeaderMin_6HeaderMax_10 | 8
153 | 153 | 5012C-4P-15HP VLSC | VLSC_5012C_4P_15HP | 820.3589 | 820.3589 | 1640.7178 | 2 | 0 | 2 | A | VLS_Inline | 5 | 5 | 5 | 6 | BranchMin_5BranchMax_6 | 6 | 6 | 10 | HeaderMin_6HeaderMax_10 | 10
154 | 154 | 5012C-4P-20HP VLSC | VLSC_5012C_4P_20HP | 941.0352 | 941.0352 | 1882.0704 | 2 | 0 | 2 | A | VLS_Inline | 5 | 5 | 5 | 6 | BranchMin_5BranchMax_6 | 5 | 6 | 10 | HeaderMin_6HeaderMax_10 | 6
154 | 154 | 5012C-4P-20HP VLSC | VLSC_5012C_4P_20HP | 941.0352 | 941.0352 | 1882.0704 | 2 | 0 | 2 | A | VLS_Inline | 5 | 5 | 5 | 6 | BranchMin_5BranchMax_6 | 5 | 6 | 10 | HeaderMin_6HeaderMax_10 | 8
154 | 154 | 5012C-4P-20HP VLSC | VLSC_5012C_4P_20HP | 941.0352 | 941.0352 | 1882.0704 | 2 | 0 | 2 | A | VLS_Inline | 5 | 5 | 5 | 6 | BranchMin_5BranchMax_6 | 5 | 6 | 10 | HeaderMin_6HeaderMax_10 | 10
154 | 154 | 5012C-4P-20HP VLSC | VLSC_5012C_4P_20HP | 941.0352 | 941.0352 | 1882.0704 | 2 | 0 | 2 | A | VLS_Inline | 5 | 5 | 5 | 6 | BranchMin_5BranchMax_6 | 6 | 6 | 10 | HeaderMin_6HeaderMax_10 | 6 | INVALID
154 | 154 | 5012C-4P-20HP VLSC | VLSC_5012C_4P_20HP | 941.0352 | 941.0352 | 1882.0704 | 2 | 0 | 2 | A | VLS_Inline | 5 | 5 | 5 | 6 | BranchMin_5BranchMax_6 | 6 | 6 | 10 | HeaderMin_6HeaderMax_10 | 8
154 | 154 | 5012C-4P-20HP VLSC | VLSC_5012C_4P_20HP | 941.0352 | 941.0352 | 1882.0704 | 2 | 0 | 2 | A | VLS_Inline | 5 | 5 | 5 | 6 | BranchMin_5BranchMax_6 | 6 | 6 | 10 | HeaderMin_6HeaderMax_10 | 10
155 | 155 | 5012C-4P-25HP VLSC | VLSC_5012C_4P_25HP | 1045.3157 | 1045.3157 | 2090.6314 | 2 | 0 | 2 | A | VLS_Inline | 5 | 5 | 5 | 8 | BranchMin_5BranchMax_8 | 5 | 6 | 10 | HeaderMin_6HeaderMax_10 | 6
155 | 155 | 5012C-4P-25HP VLSC | VLSC_5012C_4P_25HP | 1045.3157 | 1045.3157 | 2090.6314 | 2 | 0 | 2 | A | VLS_Inline | 5 | 5 | 5 | 8 | BranchMin_5BranchMax_8 | 5 | 6 | 10 | HeaderMin_6HeaderMax_10 | 8
155 | 155 | 5012C-4P-25HP VLSC | VLSC_5012C_4P_25HP | 1045.3157 | 1045.3157 | 2090.6314 | 2 | 0 | 2 | A | VLS_Inline | 5 | 5 | 5 | 8 | BranchMin_5BranchMax_8 | 5 | 6 | 10 | HeaderMin_6HeaderMax_10 | 10
155 | 155 | 5012C-4P-25HP VLSC | VLSC_5012C_4P_25HP | 1045.3157 | 1045.3157 | 2090.6314 | 2 | 0 | 2 | A | VLS_Inline | 5 | 5 | 5 | 8 | BranchMin_5BranchMax_8 | 6 | 6 | 10 | HeaderMin_6HeaderMax_10 | 6 | INVALID
155 | 155 | 5012C-4P-25HP VLSC | VLSC_5012C_4P_25HP | 1045.3157 | 1045.3157 | 2090.6314 | 2 | 0 | 2 | A | VLS_Inline | 5 | 5 | 5 | 8 | BranchMin_5BranchMax_8 | 6 | 6 | 10 | HeaderMin_6HeaderMax_10 | 8
155 | 155 | 5012C-4P-25HP VLSC | VLSC_5012C_4P_25HP | 1045.3157 | 1045.3157 | 2090.6314 | 2 | 0 | 2 | A | VLS_Inline | 5 | 5 | 5 | 8 | BranchMin_5BranchMax_8 | 6 | 6 | 10 | HeaderMin_6HeaderMax_10 | 10
155 | 155 | 5012C-4P-25HP VLSC | VLSC_5012C_4P_25HP | 1045.3157 | 1045.3157 | 2090.6314 | 2 | 0 | 2 | A | VLS_Inline | 5 | 5 | 5 | 8 | BranchMin_5BranchMax_8 | 8 | 6 | 10 | HeaderMin_6HeaderMax_10 | 6 | INVALID
155 | 155 | 5012C-4P-25HP VLSC | VLSC_5012C_4P_25HP | 1045.3157 | 1045.3157 | 2090.6314 | 2 | 0 | 2 | A | VLS_Inline | 5 | 5 | 5 | 8 | BranchMin_5BranchMax_8 | 8 | 6 | 10 | HeaderMin_6HeaderMax_10 | 8 | INVALID
155 | 155 | 5012C-4P-25HP VLSC | VLSC_5012C_4P_25HP | 1045.3157 | 1045.3157 | 2090.6314 | 2 | 0 | 2 | A | VLS_Inline | 5 | 5 | 5 | 8 | BranchMin_5BranchMax_8 | 8 | 6 | 10 | HeaderMin_6HeaderMax_10 | 10
156 | 156 | 5012C-4P-30HP VLSC | VLSC_5012C_4P_30HP | 1136.5096 | 1136.5096 | 2273.0192 | 2 | 0 | 2 | A | VLS_Inline | 5 | 5 | 5 | 8 | BranchMin_5BranchMax_8 | 5 | 6 | 10 | HeaderMin_6HeaderMax_10 | 6
156 | 156 | 5012C-4P-30HP VLSC | VLSC_5012C_4P_30HP | 1136.5096 | 1136.5096 | 2273.0192 | 2 | 0 | 2 | A | VLS_Inline | 5 | 5 | 5 | 8 | BranchMin_5BranchMax_8 | 5 | 6 | 10 | HeaderMin_6HeaderMax_10 | 8
156 | 156 | 5012C-4P-30HP VLSC | VLSC_5012C_4P_30HP | 1136.5096 | 1136.5096 | 2273.0192 | 2 | 0 | 2 | A | VLS_Inline | 5 | 5 | 5 | 8 | BranchMin_5BranchMax_8 | 5 | 6 | 10 | HeaderMin_6HeaderMax_10 | 10
156 | 156 | 5012C-4P-30HP VLSC | VLSC_5012C_4P_30HP | 1136.5096 | 1136.5096 | 2273.0192 | 2 | 0 | 2 | A | VLS_Inline | 5 | 5 | 5 | 8 | BranchMin_5BranchMax_8 | 6 | 6 | 10 | HeaderMin_6HeaderMax_10 | 6 | INVALID
156 | 156 | 5012C-4P-30HP VLSC | VLSC_5012C_4P_30HP | 1136.5096 | 1136.5096 | 2273.0192 | 2 | 0 | 2 | A | VLS_Inline | 5 | 5 | 5 | 8 | BranchMin_5BranchMax_8 | 6 | 6 | 10 | HeaderMin_6HeaderMax_10 | 8
156 | 156 | 5012C-4P-30HP VLSC | VLSC_5012C_4P_30HP | 1136.5096 | 1136.5096 | 2273.0192 | 2 | 0 | 2 | A | VLS_Inline | 5 | 5 | 5 | 8 | BranchMin_5BranchMax_8 | 6 | 6 | 10 | HeaderMin_6HeaderMax_10 | 10
156 | 156 | 5012C-4P-30HP VLSC | VLSC_5012C_4P_30HP | 1136.5096 | 1136.5096 | 2273.0192 | 2 | 0 | 2 | A | VLS_Inline | 5 | 5 | 5 | 8 | BranchMin_5BranchMax_8 | 8 | 6 | 10 | HeaderMin_6HeaderMax_10 | 6 | INVALID
156 | 156 | 5012C-4P-30HP VLSC | VLSC_5012C_4P_30HP | 1136.5096 | 1136.5096 | 2273.0192 | 2 | 0 | 2 | A | VLS_Inline | 5 | 5 | 5 | 8 | BranchMin_5BranchMax_8 | 8 | 6 | 10 | HeaderMin_6HeaderMax_10 | 8 | INVALID
156 | 156 | 5012C-4P-30HP VLSC | VLSC_5012C_4P_30HP | 1136.5096 | 1136.5096 | 2273.0192 | 2 | 0 | 2 | A | VLS_Inline | 5 | 5 | 5 | 8 | BranchMin_5BranchMax_8 | 8 | 6 | 10 | HeaderMin_6HeaderMax_10 | 10
157 | 157 | 5012C-4P-40HP VLSC | VLSC_5012C_4P_40HP | 1235.933 | 1235.933 | 2471.866 | 2 | 0 | 2 | A | VLS_Inline | 5 | 5 | 5 | 8 | BranchMin_5BranchMax_8 | 5 | 6 | 10 | HeaderMin_6HeaderMax_10 | 6
157 | 157 | 5012C-4P-40HP VLSC | VLSC_5012C_4P_40HP | 1235.933 | 1235.933 | 2471.866 | 2 | 0 | 2 | A | VLS_Inline | 5 | 5 | 5 | 8 | BranchMin_5BranchMax_8 | 5 | 6 | 10 | HeaderMin_6HeaderMax_10 | 8
157 | 157 | 5012C-4P-40HP VLSC | VLSC_5012C_4P_40HP | 1235.933 | 1235.933 | 2471.866 | 2 | 0 | 2 | A | VLS_Inline | 5 | 5 | 5 | 8 | BranchMin_5BranchMax_8 | 5 | 6 | 10 | HeaderMin_6HeaderMax_10 | 10
157 | 157 | 5012C-4P-40HP VLSC | VLSC_5012C_4P_40HP | 1235.933 | 1235.933 | 2471.866 | 2 | 0 | 2 | A | VLS_Inline | 5 | 5 | 5 | 8 | BranchMin_5BranchMax_8 | 6 | 6 | 10 | HeaderMin_6HeaderMax_10 | 6 | INVALID
157 | 157 | 5012C-4P-40HP VLSC | VLSC_5012C_4P_40HP | 1235.933 | 1235.933 | 2471.866 | 2 | 0 | 2 | A | VLS_Inline | 5 | 5 | 5 | 8 | BranchMin_5BranchMax_8 | 6 | 6 | 10 | HeaderMin_6HeaderMax_10 | 8
157 | 157 | 5012C-4P-40HP VLSC | VLSC_5012C_4P_40HP | 1235.933 | 1235.933 | 2471.866 | 2 | 0 | 2 | A | VLS_Inline | 5 | 5 | 5 | 8 | BranchMin_5BranchMax_8 | 6 | 6 | 10 | HeaderMin_6HeaderMax_10 | 10
157 | 157 | 5012C-4P-40HP VLSC | VLSC_5012C_4P_40HP | 1235.933 | 1235.933 | 2471.866 | 2 | 0 | 2 | A | VLS_Inline | 5 | 5 | 5 | 8 | BranchMin_5BranchMax_8 | 8 | 6 | 10 | HeaderMin_6HeaderMax_10 | 6 | INVALID
157 | 157 | 5012C-4P-40HP VLSC | VLSC_5012C_4P_40HP | 1235.933 | 1235.933 | 2471.866 | 2 | 0 | 2 | A | VLS_Inline | 5 | 5 | 5 | 8 | BranchMin_5BranchMax_8 | 8 | 6 | 10 | HeaderMin_6HeaderMax_10 | 8 | INVALID
157 | 157 | 5012C-4P-40HP VLSC | VLSC_5012C_4P_40HP | 1235.933 | 1235.933 | 2471.866 | 2 | 0 | 2 | A | VLS_Inline | 5 | 5 | 5 | 8 | BranchMin_5BranchMax_8 | 8 | 6 | 10 | HeaderMin_6HeaderMax_10 | 10
158 | 158 | 50157-4P-50HP VLSC | VLSC_50157_4P_50HP | 1229.0007 | 1229.0007 | 2458.0014 | 2 | 0 | 2 | A | VLS_Inline | 5 | 5 | 5 | 8 | BranchMin_5BranchMax_8 | 5 | 6 | 10 | HeaderMin_6HeaderMax_10 | 6
158 | 158 | 50157-4P-50HP VLSC | VLSC_50157_4P_50HP | 1229.0007 | 1229.0007 | 2458.0014 | 2 | 0 | 2 | A | VLS_Inline | 5 | 5 | 5 | 8 | BranchMin_5BranchMax_8 | 5 | 6 | 10 | HeaderMin_6HeaderMax_10 | 8
158 | 158 | 50157-4P-50HP VLSC | VLSC_50157_4P_50HP | 1229.0007 | 1229.0007 | 2458.0014 | 2 | 0 | 2 | A | VLS_Inline | 5 | 5 | 5 | 8 | BranchMin_5BranchMax_8 | 5 | 6 | 10 | HeaderMin_6HeaderMax_10 | 10
158 | 158 | 50157-4P-50HP VLSC | VLSC_50157_4P_50HP | 1229.0007 | 1229.0007 | 2458.0014 | 2 | 0 | 2 | A | VLS_Inline | 5 | 5 | 5 | 8 | BranchMin_5BranchMax_8 | 6 | 6 | 10 | HeaderMin_6HeaderMax_10 | 6 | INVALID
158 | 158 | 50157-4P-50HP VLSC | VLSC_50157_4P_50HP | 1229.0007 | 1229.0007 | 2458.0014 | 2 | 0 | 2 | A | VLS_Inline | 5 | 5 | 5 | 8 | BranchMin_5BranchMax_8 | 6 | 6 | 10 | HeaderMin_6HeaderMax_10 | 8
158 | 158 | 50157-4P-50HP VLSC | VLSC_50157_4P_50HP | 1229.0007 | 1229.0007 | 2458.0014 | 2 | 0 | 2 | A | VLS_Inline | 5 | 5 | 5 | 8 | BranchMin_5BranchMax_8 | 6 | 6 | 10 | HeaderMin_6HeaderMax_10 | 10
158 | 158 | 50157-4P-50HP VLSC | VLSC_50157_4P_50HP | 1229.0007 | 1229.0007 | 2458.0014 | 2 | 0 | 2 | A | VLS_Inline | 5 | 5 | 5 | 8 | BranchMin_5BranchMax_8 | 8 | 6 | 10 | HeaderMin_6HeaderMax_10 | 6 | INVALID
158 | 158 | 50157-4P-50HP VLSC | VLSC_50157_4P_50HP | 1229.0007 | 1229.0007 | 2458.0014 | 2 | 0 | 2 | A | VLS_Inline | 5 | 5 | 5 | 8 | BranchMin_5BranchMax_8 | 8 | 6 | 10 | HeaderMin_6HeaderMax_10 | 8 | INVALID
158 | 158 | 50157-4P-50HP VLSC | VLSC_50157_4P_50HP | 1229.0007 | 1229.0007 | 2458.0014 | 2 | 0 | 2 | A | VLS_Inline | 5 | 5 | 5 | 8 | BranchMin_5BranchMax_8 | 8 | 6 | 10 | HeaderMin_6HeaderMax_10 | 10
159 | 159 | 50157-4P-60HP VLSC | VLSC_50157_4P_60HP | 1303.9328 | 1303.9328 | 2607.8655 | 2 | 0 | 2 | A | VLS_Inline | 5 | 5 | 5 | 8 | BranchMin_5BranchMax_8 | 5 | 6 | 12 | HeaderMin_6HeaderMax_12 | 6
159 | 159 | 50157-4P-60HP VLSC | VLSC_50157_4P_60HP | 1303.9328 | 1303.9328 | 2607.8655 | 2 | 0 | 2 | A | VLS_Inline | 5 | 5 | 5 | 8 | BranchMin_5BranchMax_8 | 5 | 6 | 12 | HeaderMin_6HeaderMax_12 | 8
159 | 159 | 50157-4P-60HP VLSC | VLSC_50157_4P_60HP | 1303.9328 | 1303.9328 | 2607.8655 | 2 | 0 | 2 | A | VLS_Inline | 5 | 5 | 5 | 8 | BranchMin_5BranchMax_8 | 5 | 6 | 12 | HeaderMin_6HeaderMax_12 | 10
159 | 159 | 50157-4P-60HP VLSC | VLSC_50157_4P_60HP | 1303.9328 | 1303.9328 | 2607.8655 | 2 | 0 | 2 | A | VLS_Inline | 5 | 5 | 5 | 8 | BranchMin_5BranchMax_8 | 5 | 6 | 12 | HeaderMin_6HeaderMax_12 | 12
159 | 159 | 50157-4P-60HP VLSC | VLSC_50157_4P_60HP | 1303.9328 | 1303.9328 | 2607.8655 | 2 | 0 | 2 | A | VLS_Inline | 5 | 5 | 5 | 8 | BranchMin_5BranchMax_8 | 6 | 6 | 12 | HeaderMin_6HeaderMax_12 | 6 | INVALID
159 | 159 | 50157-4P-60HP VLSC | VLSC_50157_4P_60HP | 1303.9328 | 1303.9328 | 2607.8655 | 2 | 0 | 2 | A | VLS_Inline | 5 | 5 | 5 | 8 | BranchMin_5BranchMax_8 | 6 | 6 | 12 | HeaderMin_6HeaderMax_12 | 8
159 | 159 | 50157-4P-60HP VLSC | VLSC_50157_4P_60HP | 1303.9328 | 1303.9328 | 2607.8655 | 2 | 0 | 2 | A | VLS_Inline | 5 | 5 | 5 | 8 | BranchMin_5BranchMax_8 | 6 | 6 | 12 | HeaderMin_6HeaderMax_12 | 10
159 | 159 | 50157-4P-60HP VLSC | VLSC_50157_4P_60HP | 1303.9328 | 1303.9328 | 2607.8655 | 2 | 0 | 2 | A | VLS_Inline | 5 | 5 | 5 | 8 | BranchMin_5BranchMax_8 | 6 | 6 | 12 | HeaderMin_6HeaderMax_12 | 12
159 | 159 | 50157-4P-60HP VLSC | VLSC_50157_4P_60HP | 1303.9328 | 1303.9328 | 2607.8655 | 2 | 0 | 2 | A | VLS_Inline | 5 | 5 | 5 | 8 | BranchMin_5BranchMax_8 | 8 | 6 | 12 | HeaderMin_6HeaderMax_12 | 6 | INVALID
159 | 159 | 50157-4P-60HP VLSC | VLSC_50157_4P_60HP | 1303.9328 | 1303.9328 | 2607.8655 | 2 | 0 | 2 | A | VLS_Inline | 5 | 5 | 5 | 8 | BranchMin_5BranchMax_8 | 8 | 6 | 12 | HeaderMin_6HeaderMax_12 | 8 | INVALID
159 | 159 | 50157-4P-60HP VLSC | VLSC_50157_4P_60HP | 1303.9328 | 1303.9328 | 2607.8655 | 2 | 0 | 2 | A | VLS_Inline | 5 | 5 | 5 | 8 | BranchMin_5BranchMax_8 | 8 | 6 | 12 | HeaderMin_6HeaderMax_12 | 10
159 | 159 | 50157-4P-60HP VLSC | VLSC_50157_4P_60HP | 1303.9328 | 1303.9328 | 2607.8655 | 2 | 0 | 2 | A | VLS_Inline | 5 | 5 | 5 | 8 | BranchMin_5BranchMax_8 | 8 | 6 | 12 | HeaderMin_6HeaderMax_12 | 12
160 | 160 | 50157-4P-75HP VLSC | VLSC_50157_4P_75HP | 1403.874 | 1403.874 | 2807.748 | 2 | 0 | 2 | A | VLS_Inline | 5 | 5 | 5 | 8 | BranchMin_5BranchMax_8 | 5 | 6 | 12 | HeaderMin_6HeaderMax_12 | 6
160 | 160 | 50157-4P-75HP VLSC | VLSC_50157_4P_75HP | 1403.874 | 1403.874 | 2807.748 | 2 | 0 | 2 | A | VLS_Inline | 5 | 5 | 5 | 8 | BranchMin_5BranchMax_8 | 5 | 6 | 12 | HeaderMin_6HeaderMax_12 | 8
160 | 160 | 50157-4P-75HP VLSC | VLSC_50157_4P_75HP | 1403.874 | 1403.874 | 2807.748 | 2 | 0 | 2 | A | VLS_Inline | 5 | 5 | 5 | 8 | BranchMin_5BranchMax_8 | 5 | 6 | 12 | HeaderMin_6HeaderMax_12 | 10
160 | 160 | 50157-4P-75HP VLSC | VLSC_50157_4P_75HP | 1403.874 | 1403.874 | 2807.748 | 2 | 0 | 2 | A | VLS_Inline | 5 | 5 | 5 | 8 | BranchMin_5BranchMax_8 | 5 | 6 | 12 | HeaderMin_6HeaderMax_12 | 12
160 | 160 | 50157-4P-75HP VLSC | VLSC_50157_4P_75HP | 1403.874 | 1403.874 | 2807.748 | 2 | 0 | 2 | A | VLS_Inline | 5 | 5 | 5 | 8 | BranchMin_5BranchMax_8 | 6 | 6 | 12 | HeaderMin_6HeaderMax_12 | 6 | INVALID
160 | 160 | 50157-4P-75HP VLSC | VLSC_50157_4P_75HP | 1403.874 | 1403.874 | 2807.748 | 2 | 0 | 2 | A | VLS_Inline | 5 | 5 | 5 | 8 | BranchMin_5BranchMax_8 | 6 | 6 | 12 | HeaderMin_6HeaderMax_12 | 8
160 | 160 | 50157-4P-75HP VLSC | VLSC_50157_4P_75HP | 1403.874 | 1403.874 | 2807.748 | 2 | 0 | 2 | A | VLS_Inline | 5 | 5 | 5 | 8 | BranchMin_5BranchMax_8 | 6 | 6 | 12 | HeaderMin_6HeaderMax_12 | 10
160 | 160 | 50157-4P-75HP VLSC | VLSC_50157_4P_75HP | 1403.874 | 1403.874 | 2807.748 | 2 | 0 | 2 | A | VLS_Inline | 5 | 5 | 5 | 8 | BranchMin_5BranchMax_8 | 6 | 6 | 12 | HeaderMin_6HeaderMax_12 | 12
160 | 160 | 50157-4P-75HP VLSC | VLSC_50157_4P_75HP | 1403.874 | 1403.874 | 2807.748 | 2 | 0 | 2 | A | VLS_Inline | 5 | 5 | 5 | 8 | BranchMin_5BranchMax_8 | 8 | 6 | 12 | HeaderMin_6HeaderMax_12 | 6 | INVALID
160 | 160 | 50157-4P-75HP VLSC | VLSC_50157_4P_75HP | 1403.874 | 1403.874 | 2807.748 | 2 | 0 | 2 | A | VLS_Inline | 5 | 5 | 5 | 8 | BranchMin_5BranchMax_8 | 8 | 6 | 12 | HeaderMin_6HeaderMax_12 | 8 | INVALID
160 | 160 | 50157-4P-75HP VLSC | VLSC_50157_4P_75HP | 1403.874 | 1403.874 | 2807.748 | 2 | 0 | 2 | A | VLS_Inline | 5 | 5 | 5 | 8 | BranchMin_5BranchMax_8 | 8 | 6 | 12 | HeaderMin_6HeaderMax_12 | 10
160 | 160 | 50157-4P-75HP VLSC | VLSC_50157_4P_75HP | 1403.874 | 1403.874 | 2807.748 | 2 | 0 | 2 | A | VLS_Inline | 5 | 5 | 5 | 8 | BranchMin_5BranchMax_8 | 8 | 6 | 12 | HeaderMin_6HeaderMax_12 | 12
161 | 161 | 50157-4P-100HP VLSC | VLSC_50157_4P_100HP | 1484.3188 | 1484.3188 | 2968.6376 | 2 | 0 | 2 | A | VLS_Inline | 5 | 5 | 5 | 8 | BranchMin_5BranchMax_8 | 5 | 6 | 12 | HeaderMin_6HeaderMax_12 | 6
161 | 161 | 50157-4P-100HP VLSC | VLSC_50157_4P_100HP | 1484.3188 | 1484.3188 | 2968.6376 | 2 | 0 | 2 | A | VLS_Inline | 5 | 5 | 5 | 8 | BranchMin_5BranchMax_8 | 5 | 6 | 12 | HeaderMin_6HeaderMax_12 | 8
161 | 161 | 50157-4P-100HP VLSC | VLSC_50157_4P_100HP | 1484.3188 | 1484.3188 | 2968.6376 | 2 | 0 | 2 | A | VLS_Inline | 5 | 5 | 5 | 8 | BranchMin_5BranchMax_8 | 5 | 6 | 12 | HeaderMin_6HeaderMax_12 | 10
161 | 161 | 50157-4P-100HP VLSC | VLSC_50157_4P_100HP | 1484.3188 | 1484.3188 | 2968.6376 | 2 | 0 | 2 | A | VLS_Inline | 5 | 5 | 5 | 8 | BranchMin_5BranchMax_8 | 5 | 6 | 12 | HeaderMin_6HeaderMax_12 | 12
161 | 161 | 50157-4P-100HP VLSC | VLSC_50157_4P_100HP | 1484.3188 | 1484.3188 | 2968.6376 | 2 | 0 | 2 | A | VLS_Inline | 5 | 5 | 5 | 8 | BranchMin_5BranchMax_8 | 6 | 6 | 12 | HeaderMin_6HeaderMax_12 | 6 | INVALID
161 | 161 | 50157-4P-100HP VLSC | VLSC_50157_4P_100HP | 1484.3188 | 1484.3188 | 2968.6376 | 2 | 0 | 2 | A | VLS_Inline | 5 | 5 | 5 | 8 | BranchMin_5BranchMax_8 | 6 | 6 | 12 | HeaderMin_6HeaderMax_12 | 8
161 | 161 | 50157-4P-100HP VLSC | VLSC_50157_4P_100HP | 1484.3188 | 1484.3188 | 2968.6376 | 2 | 0 | 2 | A | VLS_Inline | 5 | 5 | 5 | 8 | BranchMin_5BranchMax_8 | 6 | 6 | 12 | HeaderMin_6HeaderMax_12 | 10
161 | 161 | 50157-4P-100HP VLSC | VLSC_50157_4P_100HP | 1484.3188 | 1484.3188 | 2968.6376 | 2 | 0 | 2 | A | VLS_Inline | 5 | 5 | 5 | 8 | BranchMin_5BranchMax_8 | 6 | 6 | 12 | HeaderMin_6HeaderMax_12 | 12
161 | 161 | 50157-4P-100HP VLSC | VLSC_50157_4P_100HP | 1484.3188 | 1484.3188 | 2968.6376 | 2 | 0 | 2 | A | VLS_Inline | 5 | 5 | 5 | 8 | BranchMin_5BranchMax_8 | 8 | 6 | 12 | HeaderMin_6HeaderMax_12 | 6 | INVALID
161 | 161 | 50157-4P-100HP VLSC | VLSC_50157_4P_100HP | 1484.3188 | 1484.3188 | 2968.6376 | 2 | 0 | 2 | A | VLS_Inline | 5 | 5 | 5 | 8 | BranchMin_5BranchMax_8 | 8 | 6 | 12 | HeaderMin_6HeaderMax_12 | 8 | INVALID
161 | 161 | 50157-4P-100HP VLSC | VLSC_50157_4P_100HP | 1484.3188 | 1484.3188 | 2968.6376 | 2 | 0 | 2 | A | VLS_Inline | 5 | 5 | 5 | 8 | BranchMin_5BranchMax_8 | 8 | 6 | 12 | HeaderMin_6HeaderMax_12 | 10
161 | 161 | 50157-4P-100HP VLSC | VLSC_50157_4P_100HP | 1484.3188 | 1484.3188 | 2968.6376 | 2 | 0 | 2 | A | VLS_Inline | 5 | 5 | 5 | 8 | BranchMin_5BranchMax_8 | 8 | 6 | 12 | HeaderMin_6HeaderMax_12 | 12
162 | 162 | 60957-4P-15HP VLSC | VLSC_60957_4P_15HP | 1171.9065 | 1171.9065 | 2343.8131 | 2 | 0 | 2 | A | VLS_Inline | 6 | 6 | 6 | 8 | BranchMin_6BranchMax_8 | 6 | 8 | 10 | HeaderMin_8HeaderMax_10 | 8
162 | 162 | 60957-4P-15HP VLSC | VLSC_60957_4P_15HP | 1171.9065 | 1171.9065 | 2343.8131 | 2 | 0 | 2 | A | VLS_Inline | 6 | 6 | 6 | 8 | BranchMin_6BranchMax_8 | 6 | 8 | 10 | HeaderMin_8HeaderMax_10 | 10
162 | 162 | 60957-4P-15HP VLSC | VLSC_60957_4P_15HP | 1171.9065 | 1171.9065 | 2343.8131 | 2 | 0 | 2 | A | VLS_Inline | 6 | 6 | 6 | 8 | BranchMin_6BranchMax_8 | 8 | 8 | 10 | HeaderMin_8HeaderMax_10 | 8 | INVALID
162 | 162 | 60957-4P-15HP VLSC | VLSC_60957_4P_15HP | 1171.9065 | 1171.9065 | 2343.8131 | 2 | 0 | 2 | A | VLS_Inline | 6 | 6 | 6 | 8 | BranchMin_6BranchMax_8 | 8 | 8 | 10 | HeaderMin_8HeaderMax_10 | 10
163 | 163 | 60957-4P-20HP VLSC | VLSC_60957_4P_20HP | 1316.9347 | 1316.9347 | 2633.8694 | 2 | 0 | 2 | A | VLS_Inline | 6 | 6 | 6 | 8 | BranchMin_6BranchMax_8 | 6 | 8 | 12 | HeaderMin_8HeaderMax_12 | 8
163 | 163 | 60957-4P-20HP VLSC | VLSC_60957_4P_20HP | 1316.9347 | 1316.9347 | 2633.8694 | 2 | 0 | 2 | A | VLS_Inline | 6 | 6 | 6 | 8 | BranchMin_6BranchMax_8 | 6 | 8 | 12 | HeaderMin_8HeaderMax_12 | 10
163 | 163 | 60957-4P-20HP VLSC | VLSC_60957_4P_20HP | 1316.9347 | 1316.9347 | 2633.8694 | 2 | 0 | 2 | A | VLS_Inline | 6 | 6 | 6 | 8 | BranchMin_6BranchMax_8 | 6 | 8 | 12 | HeaderMin_8HeaderMax_12 | 12
163 | 163 | 60957-4P-20HP VLSC | VLSC_60957_4P_20HP | 1316.9347 | 1316.9347 | 2633.8694 | 2 | 0 | 2 | A | VLS_Inline | 6 | 6 | 6 | 8 | BranchMin_6BranchMax_8 | 8 | 8 | 12 | HeaderMin_8HeaderMax_12 | 8 | INVALID
163 | 163 | 60957-4P-20HP VLSC | VLSC_60957_4P_20HP | 1316.9347 | 1316.9347 | 2633.8694 | 2 | 0 | 2 | A | VLS_Inline | 6 | 6 | 6 | 8 | BranchMin_6BranchMax_8 | 8 | 8 | 12 | HeaderMin_8HeaderMax_12 | 10
163 | 163 | 60957-4P-20HP VLSC | VLSC_60957_4P_20HP | 1316.9347 | 1316.9347 | 2633.8694 | 2 | 0 | 2 | A | VLS_Inline | 6 | 6 | 6 | 8 | BranchMin_6BranchMax_8 | 8 | 8 | 12 | HeaderMin_8HeaderMax_12 | 12
164 | 164 | 60957-4P-25HP VLSC | VLSC_60957_4P_25HP | 1454.2378 | 1454.2378 | 2908.4756 | 2 | 0 | 2 | A | VLS_Inline | 6 | 6 | 6 | 8 | BranchMin_6BranchMax_8 | 6 | 8 | 12 | HeaderMin_8HeaderMax_12 | 8
164 | 164 | 60957-4P-25HP VLSC | VLSC_60957_4P_25HP | 1454.2378 | 1454.2378 | 2908.4756 | 2 | 0 | 2 | A | VLS_Inline | 6 | 6 | 6 | 8 | BranchMin_6BranchMax_8 | 6 | 8 | 12 | HeaderMin_8HeaderMax_12 | 10
164 | 164 | 60957-4P-25HP VLSC | VLSC_60957_4P_25HP | 1454.2378 | 1454.2378 | 2908.4756 | 2 | 0 | 2 | A | VLS_Inline | 6 | 6 | 6 | 8 | BranchMin_6BranchMax_8 | 6 | 8 | 12 | HeaderMin_8HeaderMax_12 | 12
164 | 164 | 60957-4P-25HP VLSC | VLSC_60957_4P_25HP | 1454.2378 | 1454.2378 | 2908.4756 | 2 | 0 | 2 | A | VLS_Inline | 6 | 6 | 6 | 8 | BranchMin_6BranchMax_8 | 8 | 8 | 12 | HeaderMin_8HeaderMax_12 | 8 | INVALID
164 | 164 | 60957-4P-25HP VLSC | VLSC_60957_4P_25HP | 1454.2378 | 1454.2378 | 2908.4756 | 2 | 0 | 2 | A | VLS_Inline | 6 | 6 | 6 | 8 | BranchMin_6BranchMax_8 | 8 | 8 | 12 | HeaderMin_8HeaderMax_12 | 10
164 | 164 | 60957-4P-25HP VLSC | VLSC_60957_4P_25HP | 1454.2378 | 1454.2378 | 2908.4756 | 2 | 0 | 2 | A | VLS_Inline | 6 | 6 | 6 | 8 | BranchMin_6BranchMax_8 | 8 | 8 | 12 | HeaderMin_8HeaderMax_12 | 12
165 | 165 | 60957-4P-30HP VLSC | VLSC_60957_4P_30HP | 1568.7217 | 1568.7217 | 3137.4434 | 2 | 0 | 2 | A | VLS_Inline | 6 | 6 | 6 | 8 | BranchMin_6BranchMax_8 | 6 | 8 | 12 | HeaderMin_8HeaderMax_12 | 8
165 | 165 | 60957-4P-30HP VLSC | VLSC_60957_4P_30HP | 1568.7217 | 1568.7217 | 3137.4434 | 2 | 0 | 2 | A | VLS_Inline | 6 | 6 | 6 | 8 | BranchMin_6BranchMax_8 | 6 | 8 | 12 | HeaderMin_8HeaderMax_12 | 10
165 | 165 | 60957-4P-30HP VLSC | VLSC_60957_4P_30HP | 1568.7217 | 1568.7217 | 3137.4434 | 2 | 0 | 2 | A | VLS_Inline | 6 | 6 | 6 | 8 | BranchMin_6BranchMax_8 | 6 | 8 | 12 | HeaderMin_8HeaderMax_12 | 12
165 | 165 | 60957-4P-30HP VLSC | VLSC_60957_4P_30HP | 1568.7217 | 1568.7217 | 3137.4434 | 2 | 0 | 2 | A | VLS_Inline | 6 | 6 | 6 | 8 | BranchMin_6BranchMax_8 | 8 | 8 | 12 | HeaderMin_8HeaderMax_12 | 8 | INVALID
165 | 165 | 60957-4P-30HP VLSC | VLSC_60957_4P_30HP | 1568.7217 | 1568.7217 | 3137.4434 | 2 | 0 | 2 | A | VLS_Inline | 6 | 6 | 6 | 8 | BranchMin_6BranchMax_8 | 8 | 8 | 12 | HeaderMin_8HeaderMax_12 | 10
165 | 165 | 60957-4P-30HP VLSC | VLSC_60957_4P_30HP | 1568.7217 | 1568.7217 | 3137.4434 | 2 | 0 | 2 | A | VLS_Inline | 6 | 6 | 6 | 8 | BranchMin_6BranchMax_8 | 8 | 8 | 12 | HeaderMin_8HeaderMax_12 | 12
166 | 166 | 60125-4P-20HP VLSC | VLSC_60125_4P_20HP | 1414.8836 | 1414.8836 | 2829.7672 | 2 | 0 | 2 | A | VLS_Inline | 6 | 6 | 6 | 8 | BranchMin_6BranchMax_8 | 6 | 8 | 12 | HeaderMin_8HeaderMax_12 | 8
166 | 166 | 60125-4P-20HP VLSC | VLSC_60125_4P_20HP | 1414.8836 | 1414.8836 | 2829.7672 | 2 | 0 | 2 | A | VLS_Inline | 6 | 6 | 6 | 8 | BranchMin_6BranchMax_8 | 6 | 8 | 12 | HeaderMin_8HeaderMax_12 | 10
166 | 166 | 60125-4P-20HP VLSC | VLSC_60125_4P_20HP | 1414.8836 | 1414.8836 | 2829.7672 | 2 | 0 | 2 | A | VLS_Inline | 6 | 6 | 6 | 8 | BranchMin_6BranchMax_8 | 6 | 8 | 12 | HeaderMin_8HeaderMax_12 | 12
166 | 166 | 60125-4P-20HP VLSC | VLSC_60125_4P_20HP | 1414.8836 | 1414.8836 | 2829.7672 | 2 | 0 | 2 | A | VLS_Inline | 6 | 6 | 6 | 8 | BranchMin_6BranchMax_8 | 8 | 8 | 12 | HeaderMin_8HeaderMax_12 | 8 | INVALID
166 | 166 | 60125-4P-20HP VLSC | VLSC_60125_4P_20HP | 1414.8836 | 1414.8836 | 2829.7672 | 2 | 0 | 2 | A | VLS_Inline | 6 | 6 | 6 | 8 | BranchMin_6BranchMax_8 | 8 | 8 | 12 | HeaderMin_8HeaderMax_12 | 10
166 | 166 | 60125-4P-20HP VLSC | VLSC_60125_4P_20HP | 1414.8836 | 1414.8836 | 2829.7672 | 2 | 0 | 2 | A | VLS_Inline | 6 | 6 | 6 | 8 | BranchMin_6BranchMax_8 | 8 | 8 | 12 | HeaderMin_8HeaderMax_12 | 12
167 | 167 | 60125-4P-25HP VLSC | VLSC_60125_4P_25HP | 1523.3743 | 1523.3743 | 3046.7486 | 2 | 0 | 2 | A | VLS_Inline | 6 | 6 | 6 | 8 | BranchMin_6BranchMax_8 | 6 | 8 | 12 | HeaderMin_8HeaderMax_12 | 8
167 | 167 | 60125-4P-25HP VLSC | VLSC_60125_4P_25HP | 1523.3743 | 1523.3743 | 3046.7486 | 2 | 0 | 2 | A | VLS_Inline | 6 | 6 | 6 | 8 | BranchMin_6BranchMax_8 | 6 | 8 | 12 | HeaderMin_8HeaderMax_12 | 10
167 | 167 | 60125-4P-25HP VLSC | VLSC_60125_4P_25HP | 1523.3743 | 1523.3743 | 3046.7486 | 2 | 0 | 2 | A | VLS_Inline | 6 | 6 | 6 | 8 | BranchMin_6BranchMax_8 | 6 | 8 | 12 | HeaderMin_8HeaderMax_12 | 12
167 | 167 | 60125-4P-25HP VLSC | VLSC_60125_4P_25HP | 1523.3743 | 1523.3743 | 3046.7486 | 2 | 0 | 2 | A | VLS_Inline | 6 | 6 | 6 | 8 | BranchMin_6BranchMax_8 | 8 | 8 | 12 | HeaderMin_8HeaderMax_12 | 8 | INVALID
167 | 167 | 60125-4P-25HP VLSC | VLSC_60125_4P_25HP | 1523.3743 | 1523.3743 | 3046.7486 | 2 | 0 | 2 | A | VLS_Inline | 6 | 6 | 6 | 8 | BranchMin_6BranchMax_8 | 8 | 8 | 12 | HeaderMin_8HeaderMax_12 | 10
167 | 167 | 60125-4P-25HP VLSC | VLSC_60125_4P_25HP | 1523.3743 | 1523.3743 | 3046.7486 | 2 | 0 | 2 | A | VLS_Inline | 6 | 6 | 6 | 8 | BranchMin_6BranchMax_8 | 8 | 8 | 12 | HeaderMin_8HeaderMax_12 | 12
168 | 168 | 60125-4P-30HP VLSC | VLSC_60125_4P_30HP | 1625.1171 | 1625.1171 | 3250.2342 | 2 | 0 | 2 | A | VLS_Inline | 6 | 6 | 6 | 10 | BranchMin_6BranchMax_10 | 6 | 8 | 12 | HeaderMin_8HeaderMax_12 | 8
168 | 168 | 60125-4P-30HP VLSC | VLSC_60125_4P_30HP | 1625.1171 | 1625.1171 | 3250.2342 | 2 | 0 | 2 | A | VLS_Inline | 6 | 6 | 6 | 10 | BranchMin_6BranchMax_10 | 6 | 8 | 12 | HeaderMin_8HeaderMax_12 | 10
168 | 168 | 60125-4P-30HP VLSC | VLSC_60125_4P_30HP | 1625.1171 | 1625.1171 | 3250.2342 | 2 | 0 | 2 | A | VLS_Inline | 6 | 6 | 6 | 10 | BranchMin_6BranchMax_10 | 6 | 8 | 12 | HeaderMin_8HeaderMax_12 | 12
168 | 168 | 60125-4P-30HP VLSC | VLSC_60125_4P_30HP | 1625.1171 | 1625.1171 | 3250.2342 | 2 | 0 | 2 | A | VLS_Inline | 6 | 6 | 6 | 10 | BranchMin_6BranchMax_10 | 8 | 8 | 12 | HeaderMin_8HeaderMax_12 | 8 | INVALID
168 | 168 | 60125-4P-30HP VLSC | VLSC_60125_4P_30HP | 1625.1171 | 1625.1171 | 3250.2342 | 2 | 0 | 2 | A | VLS_Inline | 6 | 6 | 6 | 10 | BranchMin_6BranchMax_10 | 8 | 8 | 12 | HeaderMin_8HeaderMax_12 | 10
168 | 168 | 60125-4P-30HP VLSC | VLSC_60125_4P_30HP | 1625.1171 | 1625.1171 | 3250.2342 | 2 | 0 | 2 | A | VLS_Inline | 6 | 6 | 6 | 10 | BranchMin_6BranchMax_10 | 8 | 8 | 12 | HeaderMin_8HeaderMax_12 | 12
168 | 168 | 60125-4P-30HP VLSC | VLSC_60125_4P_30HP | 1625.1171 | 1625.1171 | 3250.2342 | 2 | 0 | 2 | A | VLS_Inline | 6 | 6 | 6 | 10 | BranchMin_6BranchMax_10 | 10 | 8 | 12 | HeaderMin_8HeaderMax_12 | 8 | INVALID
168 | 168 | 60125-4P-30HP VLSC | VLSC_60125_4P_30HP | 1625.1171 | 1625.1171 | 3250.2342 | 2 | 0 | 2 | A | VLS_Inline | 6 | 6 | 6 | 10 | BranchMin_6BranchMax_10 | 10 | 8 | 12 | HeaderMin_8HeaderMax_12 | 10 | INVALID
168 | 168 | 60125-4P-30HP VLSC | VLSC_60125_4P_30HP | 1625.1171 | 1625.1171 | 3250.2342 | 2 | 0 | 2 | A | VLS_Inline | 6 | 6 | 6 | 10 | BranchMin_6BranchMax_10 | 10 | 8 | 12 | HeaderMin_8HeaderMax_12 | 12
169 | 169 | 60125-4P-40HP VLSC | VLSC_60125_4P_40HP | 1757.2796 | 1757.2796 | 3514.5593 | 2 | 0 | 2 | A | VLS_Inline | 6 | 6 | 6 | 10 | BranchMin_6BranchMax_10 | 6 | 8 | 12 | HeaderMin_8HeaderMax_12 | 8
169 | 169 | 60125-4P-40HP VLSC | VLSC_60125_4P_40HP | 1757.2796 | 1757.2796 | 3514.5593 | 2 | 0 | 2 | A | VLS_Inline | 6 | 6 | 6 | 10 | BranchMin_6BranchMax_10 | 6 | 8 | 12 | HeaderMin_8HeaderMax_12 | 10
169 | 169 | 60125-4P-40HP VLSC | VLSC_60125_4P_40HP | 1757.2796 | 1757.2796 | 3514.5593 | 2 | 0 | 2 | A | VLS_Inline | 6 | 6 | 6 | 10 | BranchMin_6BranchMax_10 | 6 | 8 | 12 | HeaderMin_8HeaderMax_12 | 12
169 | 169 | 60125-4P-40HP VLSC | VLSC_60125_4P_40HP | 1757.2796 | 1757.2796 | 3514.5593 | 2 | 0 | 2 | A | VLS_Inline | 6 | 6 | 6 | 10 | BranchMin_6BranchMax_10 | 8 | 8 | 12 | HeaderMin_8HeaderMax_12 | 8 | INVALID
169 | 169 | 60125-4P-40HP VLSC | VLSC_60125_4P_40HP | 1757.2796 | 1757.2796 | 3514.5593 | 2 | 0 | 2 | A | VLS_Inline | 6 | 6 | 6 | 10 | BranchMin_6BranchMax_10 | 8 | 8 | 12 | HeaderMin_8HeaderMax_12 | 10
169 | 169 | 60125-4P-40HP VLSC | VLSC_60125_4P_40HP | 1757.2796 | 1757.2796 | 3514.5593 | 2 | 0 | 2 | A | VLS_Inline | 6 | 6 | 6 | 10 | BranchMin_6BranchMax_10 | 8 | 8 | 12 | HeaderMin_8HeaderMax_12 | 12
169 | 169 | 60125-4P-40HP VLSC | VLSC_60125_4P_40HP | 1757.2796 | 1757.2796 | 3514.5593 | 2 | 0 | 2 | A | VLS_Inline | 6 | 6 | 6 | 10 | BranchMin_6BranchMax_10 | 10 | 8 | 12 | HeaderMin_8HeaderMax_12 | 8 | INVALID
169 | 169 | 60125-4P-40HP VLSC | VLSC_60125_4P_40HP | 1757.2796 | 1757.2796 | 3514.5593 | 2 | 0 | 2 | A | VLS_Inline | 6 | 6 | 6 | 10 | BranchMin_6BranchMax_10 | 10 | 8 | 12 | HeaderMin_8HeaderMax_12 | 10 | INVALID
169 | 169 | 60125-4P-40HP VLSC | VLSC_60125_4P_40HP | 1757.2796 | 1757.2796 | 3514.5593 | 2 | 0 | 2 | A | VLS_Inline | 6 | 6 | 6 | 10 | BranchMin_6BranchMax_10 | 10 | 8 | 12 | HeaderMin_8HeaderMax_12 | 12
170 | 170 | 60125-4P-50HP VLSC | VLSC_60125_4P_50HP | 1846.8509 | 1846.8509 | 3693.7017 | 2 | 0 | 2 | A | VLS_Inline | 6 | 6 | 6 | 10 | BranchMin_6BranchMax_10 | 6 | 8 | 14 | HeaderMin_8HeaderMax_14 | 8
170 | 170 | 60125-4P-50HP VLSC | VLSC_60125_4P_50HP | 1846.8509 | 1846.8509 | 3693.7017 | 2 | 0 | 2 | A | VLS_Inline | 6 | 6 | 6 | 10 | BranchMin_6BranchMax_10 | 6 | 8 | 14 | HeaderMin_8HeaderMax_14 | 10
170 | 170 | 60125-4P-50HP VLSC | VLSC_60125_4P_50HP | 1846.8509 | 1846.8509 | 3693.7017 | 2 | 0 | 2 | A | VLS_Inline | 6 | 6 | 6 | 10 | BranchMin_6BranchMax_10 | 6 | 8 | 14 | HeaderMin_8HeaderMax_14 | 12
170 | 170 | 60125-4P-50HP VLSC | VLSC_60125_4P_50HP | 1846.8509 | 1846.8509 | 3693.7017 | 2 | 0 | 2 | A | VLS_Inline | 6 | 6 | 6 | 10 | BranchMin_6BranchMax_10 | 6 | 8 | 14 | HeaderMin_8HeaderMax_14 | 14
170 | 170 | 60125-4P-50HP VLSC | VLSC_60125_4P_50HP | 1846.8509 | 1846.8509 | 3693.7017 | 2 | 0 | 2 | A | VLS_Inline | 6 | 6 | 6 | 10 | BranchMin_6BranchMax_10 | 8 | 8 | 14 | HeaderMin_8HeaderMax_14 | 8 | INVALID
170 | 170 | 60125-4P-50HP VLSC | VLSC_60125_4P_50HP | 1846.8509 | 1846.8509 | 3693.7017 | 2 | 0 | 2 | A | VLS_Inline | 6 | 6 | 6 | 10 | BranchMin_6BranchMax_10 | 8 | 8 | 14 | HeaderMin_8HeaderMax_14 | 10
170 | 170 | 60125-4P-50HP VLSC | VLSC_60125_4P_50HP | 1846.8509 | 1846.8509 | 3693.7017 | 2 | 0 | 2 | A | VLS_Inline | 6 | 6 | 6 | 10 | BranchMin_6BranchMax_10 | 8 | 8 | 14 | HeaderMin_8HeaderMax_14 | 12
170 | 170 | 60125-4P-50HP VLSC | VLSC_60125_4P_50HP | 1846.8509 | 1846.8509 | 3693.7017 | 2 | 0 | 2 | A | VLS_Inline | 6 | 6 | 6 | 10 | BranchMin_6BranchMax_10 | 8 | 8 | 14 | HeaderMin_8HeaderMax_14 | 14
170 | 170 | 60125-4P-50HP VLSC | VLSC_60125_4P_50HP | 1846.8509 | 1846.8509 | 3693.7017 | 2 | 0 | 2 | A | VLS_Inline | 6 | 6 | 6 | 10 | BranchMin_6BranchMax_10 | 10 | 8 | 14 | HeaderMin_8HeaderMax_14 | 8 | INVALID
170 | 170 | 60125-4P-50HP VLSC | VLSC_60125_4P_50HP | 1846.8509 | 1846.8509 | 3693.7017 | 2 | 0 | 2 | A | VLS_Inline | 6 | 6 | 6 | 10 | BranchMin_6BranchMax_10 | 10 | 8 | 14 | HeaderMin_8HeaderMax_14 | 10 | INVALID
170 | 170 | 60125-4P-50HP VLSC | VLSC_60125_4P_50HP | 1846.8509 | 1846.8509 | 3693.7017 | 2 | 0 | 2 | A | VLS_Inline | 6 | 6 | 6 | 10 | BranchMin_6BranchMax_10 | 10 | 8 | 14 | HeaderMin_8HeaderMax_14 | 12
170 | 170 | 60125-4P-50HP VLSC | VLSC_60125_4P_50HP | 1846.8509 | 1846.8509 | 3693.7017 | 2 | 0 | 2 | A | VLS_Inline | 6 | 6 | 6 | 10 | BranchMin_6BranchMax_10 | 10 | 8 | 14 | HeaderMin_8HeaderMax_14 | 14
171 | 171 | 60125-4P-60HP VLSC | VLSC_60125_4P_60HP | 1914.581 | 1914.581 | 3829.162 | 2 | 0 | 2 | A | VLS_Inline | 6 | 6 | 6 | 10 | BranchMin_6BranchMax_10 | 6 | 8 | 14 | HeaderMin_8HeaderMax_14 | 8
171 | 171 | 60125-4P-60HP VLSC | VLSC_60125_4P_60HP | 1914.581 | 1914.581 | 3829.162 | 2 | 0 | 2 | A | VLS_Inline | 6 | 6 | 6 | 10 | BranchMin_6BranchMax_10 | 6 | 8 | 14 | HeaderMin_8HeaderMax_14 | 10
171 | 171 | 60125-4P-60HP VLSC | VLSC_60125_4P_60HP | 1914.581 | 1914.581 | 3829.162 | 2 | 0 | 2 | A | VLS_Inline | 6 | 6 | 6 | 10 | BranchMin_6BranchMax_10 | 6 | 8 | 14 | HeaderMin_8HeaderMax_14 | 12
171 | 171 | 60125-4P-60HP VLSC | VLSC_60125_4P_60HP | 1914.581 | 1914.581 | 3829.162 | 2 | 0 | 2 | A | VLS_Inline | 6 | 6 | 6 | 10 | BranchMin_6BranchMax_10 | 6 | 8 | 14 | HeaderMin_8HeaderMax_14 | 14
171 | 171 | 60125-4P-60HP VLSC | VLSC_60125_4P_60HP | 1914.581 | 1914.581 | 3829.162 | 2 | 0 | 2 | A | VLS_Inline | 6 | 6 | 6 | 10 | BranchMin_6BranchMax_10 | 8 | 8 | 14 | HeaderMin_8HeaderMax_14 | 8 | INVALID
171 | 171 | 60125-4P-60HP VLSC | VLSC_60125_4P_60HP | 1914.581 | 1914.581 | 3829.162 | 2 | 0 | 2 | A | VLS_Inline | 6 | 6 | 6 | 10 | BranchMin_6BranchMax_10 | 8 | 8 | 14 | HeaderMin_8HeaderMax_14 | 10
171 | 171 | 60125-4P-60HP VLSC | VLSC_60125_4P_60HP | 1914.581 | 1914.581 | 3829.162 | 2 | 0 | 2 | A | VLS_Inline | 6 | 6 | 6 | 10 | BranchMin_6BranchMax_10 | 8 | 8 | 14 | HeaderMin_8HeaderMax_14 | 12
171 | 171 | 60125-4P-60HP VLSC | VLSC_60125_4P_60HP | 1914.581 | 1914.581 | 3829.162 | 2 | 0 | 2 | A | VLS_Inline | 6 | 6 | 6 | 10 | BranchMin_6BranchMax_10 | 8 | 8 | 14 | HeaderMin_8HeaderMax_14 | 14
171 | 171 | 60125-4P-60HP VLSC | VLSC_60125_4P_60HP | 1914.581 | 1914.581 | 3829.162 | 2 | 0 | 2 | A | VLS_Inline | 6 | 6 | 6 | 10 | BranchMin_6BranchMax_10 | 10 | 8 | 14 | HeaderMin_8HeaderMax_14 | 8 | INVALID
171 | 171 | 60125-4P-60HP VLSC | VLSC_60125_4P_60HP | 1914.581 | 1914.581 | 3829.162 | 2 | 0 | 2 | A | VLS_Inline | 6 | 6 | 6 | 10 | BranchMin_6BranchMax_10 | 10 | 8 | 14 | HeaderMin_8HeaderMax_14 | 10 | INVALID
171 | 171 | 60125-4P-60HP VLSC | VLSC_60125_4P_60HP | 1914.581 | 1914.581 | 3829.162 | 2 | 0 | 2 | A | VLS_Inline | 6 | 6 | 6 | 10 | BranchMin_6BranchMax_10 | 10 | 8 | 14 | HeaderMin_8HeaderMax_14 | 12
171 | 171 | 60125-4P-60HP VLSC | VLSC_60125_4P_60HP | 1914.581 | 1914.581 | 3829.162 | 2 | 0 | 2 | A | VLS_Inline | 6 | 6 | 6 | 10 | BranchMin_6BranchMax_10 | 10 | 8 | 14 | HeaderMin_8HeaderMax_14 | 14
172 | 172 | 60157-4P-75HP VLSC | VLSC_60157_4P_75HP | 1634.3829 | 1634.3829 | 3268.7658 | 2 | 0 | 2 | A | VLS_Inline | 6 | 6 | 6 | 10 | BranchMin_6BranchMax_10 | 6 | 8 | 12 | HeaderMin_8HeaderMax_12 | 8
172 | 172 | 60157-4P-75HP VLSC | VLSC_60157_4P_75HP | 1634.3829 | 1634.3829 | 3268.7658 | 2 | 0 | 2 | A | VLS_Inline | 6 | 6 | 6 | 10 | BranchMin_6BranchMax_10 | 6 | 8 | 12 | HeaderMin_8HeaderMax_12 | 10
172 | 172 | 60157-4P-75HP VLSC | VLSC_60157_4P_75HP | 1634.3829 | 1634.3829 | 3268.7658 | 2 | 0 | 2 | A | VLS_Inline | 6 | 6 | 6 | 10 | BranchMin_6BranchMax_10 | 6 | 8 | 12 | HeaderMin_8HeaderMax_12 | 12
172 | 172 | 60157-4P-75HP VLSC | VLSC_60157_4P_75HP | 1634.3829 | 1634.3829 | 3268.7658 | 2 | 0 | 2 | A | VLS_Inline | 6 | 6 | 6 | 10 | BranchMin_6BranchMax_10 | 8 | 8 | 12 | HeaderMin_8HeaderMax_12 | 8 | INVALID
172 | 172 | 60157-4P-75HP VLSC | VLSC_60157_4P_75HP | 1634.3829 | 1634.3829 | 3268.7658 | 2 | 0 | 2 | A | VLS_Inline | 6 | 6 | 6 | 10 | BranchMin_6BranchMax_10 | 8 | 8 | 12 | HeaderMin_8HeaderMax_12 | 10
172 | 172 | 60157-4P-75HP VLSC | VLSC_60157_4P_75HP | 1634.3829 | 1634.3829 | 3268.7658 | 2 | 0 | 2 | A | VLS_Inline | 6 | 6 | 6 | 10 | BranchMin_6BranchMax_10 | 8 | 8 | 12 | HeaderMin_8HeaderMax_12 | 12
172 | 172 | 60157-4P-75HP VLSC | VLSC_60157_4P_75HP | 1634.3829 | 1634.3829 | 3268.7658 | 2 | 0 | 2 | A | VLS_Inline | 6 | 6 | 6 | 10 | BranchMin_6BranchMax_10 | 10 | 8 | 12 | HeaderMin_8HeaderMax_12 | 8 | INVALID
172 | 172 | 60157-4P-75HP VLSC | VLSC_60157_4P_75HP | 1634.3829 | 1634.3829 | 3268.7658 | 2 | 0 | 2 | A | VLS_Inline | 6 | 6 | 6 | 10 | BranchMin_6BranchMax_10 | 10 | 8 | 12 | HeaderMin_8HeaderMax_12 | 10 | INVALID
172 | 172 | 60157-4P-75HP VLSC | VLSC_60157_4P_75HP | 1634.3829 | 1634.3829 | 3268.7658 | 2 | 0 | 2 | A | VLS_Inline | 6 | 6 | 6 | 10 | BranchMin_6BranchMax_10 | 10 | 8 | 12 | HeaderMin_8HeaderMax_12 | 12
173 | 173 | 60157-4P-100HP VLSC | VLSC_60157_4P_100HP | 1915.2738 | 1915.2738 | 3830.5476 | 2 | 0 | 2 | A | VLS_Inline | 6 | 6 | 6 | 10 | BranchMin_6BranchMax_10 | 6 | 8 | 14 | HeaderMin_8HeaderMax_14 | 8
173 | 173 | 60157-4P-100HP VLSC | VLSC_60157_4P_100HP | 1915.2738 | 1915.2738 | 3830.5476 | 2 | 0 | 2 | A | VLS_Inline | 6 | 6 | 6 | 10 | BranchMin_6BranchMax_10 | 6 | 8 | 14 | HeaderMin_8HeaderMax_14 | 10
173 | 173 | 60157-4P-100HP VLSC | VLSC_60157_4P_100HP | 1915.2738 | 1915.2738 | 3830.5476 | 2 | 0 | 2 | A | VLS_Inline | 6 | 6 | 6 | 10 | BranchMin_6BranchMax_10 | 6 | 8 | 14 | HeaderMin_8HeaderMax_14 | 12
173 | 173 | 60157-4P-100HP VLSC | VLSC_60157_4P_100HP | 1915.2738 | 1915.2738 | 3830.5476 | 2 | 0 | 2 | A | VLS_Inline | 6 | 6 | 6 | 10 | BranchMin_6BranchMax_10 | 6 | 8 | 14 | HeaderMin_8HeaderMax_14 | 14
173 | 173 | 60157-4P-100HP VLSC | VLSC_60157_4P_100HP | 1915.2738 | 1915.2738 | 3830.5476 | 2 | 0 | 2 | A | VLS_Inline | 6 | 6 | 6 | 10 | BranchMin_6BranchMax_10 | 8 | 8 | 14 | HeaderMin_8HeaderMax_14 | 8 | INVALID
173 | 173 | 60157-4P-100HP VLSC | VLSC_60157_4P_100HP | 1915.2738 | 1915.2738 | 3830.5476 | 2 | 0 | 2 | A | VLS_Inline | 6 | 6 | 6 | 10 | BranchMin_6BranchMax_10 | 8 | 8 | 14 | HeaderMin_8HeaderMax_14 | 10
173 | 173 | 60157-4P-100HP VLSC | VLSC_60157_4P_100HP | 1915.2738 | 1915.2738 | 3830.5476 | 2 | 0 | 2 | A | VLS_Inline | 6 | 6 | 6 | 10 | BranchMin_6BranchMax_10 | 8 | 8 | 14 | HeaderMin_8HeaderMax_14 | 12
173 | 173 | 60157-4P-100HP VLSC | VLSC_60157_4P_100HP | 1915.2738 | 1915.2738 | 3830.5476 | 2 | 0 | 2 | A | VLS_Inline | 6 | 6 | 6 | 10 | BranchMin_6BranchMax_10 | 8 | 8 | 14 | HeaderMin_8HeaderMax_14 | 14
173 | 173 | 60157-4P-100HP VLSC | VLSC_60157_4P_100HP | 1915.2738 | 1915.2738 | 3830.5476 | 2 | 0 | 2 | A | VLS_Inline | 6 | 6 | 6 | 10 | BranchMin_6BranchMax_10 | 10 | 8 | 14 | HeaderMin_8HeaderMax_14 | 8 | INVALID
173 | 173 | 60157-4P-100HP VLSC | VLSC_60157_4P_100HP | 1915.2738 | 1915.2738 | 3830.5476 | 2 | 0 | 2 | A | VLS_Inline | 6 | 6 | 6 | 10 | BranchMin_6BranchMax_10 | 10 | 8 | 14 | HeaderMin_8HeaderMax_14 | 10 | INVALID
173 | 173 | 60157-4P-100HP VLSC | VLSC_60157_4P_100HP | 1915.2738 | 1915.2738 | 3830.5476 | 2 | 0 | 2 | A | VLS_Inline | 6 | 6 | 6 | 10 | BranchMin_6BranchMax_10 | 10 | 8 | 14 | HeaderMin_8HeaderMax_14 | 12
173 | 173 | 60157-4P-100HP VLSC | VLSC_60157_4P_100HP | 1915.2738 | 1915.2738 | 3830.5476 | 2 | 0 | 2 | A | VLS_Inline | 6 | 6 | 6 | 10 | BranchMin_6BranchMax_10 | 10 | 8 | 14 | HeaderMin_8HeaderMax_14 | 14
174 | 174 | 60157-4P-125HP VLSC | VLSC_60157_4P_125HP | 2165.2718 | 2165.2718 | 4330.5437 | 2 | 0 | 2 | A | VLS_Inline | 6 | 6 | 6 | 10 | BranchMin_6BranchMax_10 | 6 | 8 | 16 | HeaderMin_8HeaderMax_16 | 8
174 | 174 | 60157-4P-125HP VLSC | VLSC_60157_4P_125HP | 2165.2718 | 2165.2718 | 4330.5437 | 2 | 0 | 2 | A | VLS_Inline | 6 | 6 | 6 | 10 | BranchMin_6BranchMax_10 | 6 | 8 | 16 | HeaderMin_8HeaderMax_16 | 10
174 | 174 | 60157-4P-125HP VLSC | VLSC_60157_4P_125HP | 2165.2718 | 2165.2718 | 4330.5437 | 2 | 0 | 2 | A | VLS_Inline | 6 | 6 | 6 | 10 | BranchMin_6BranchMax_10 | 6 | 8 | 16 | HeaderMin_8HeaderMax_16 | 12
174 | 174 | 60157-4P-125HP VLSC | VLSC_60157_4P_125HP | 2165.2718 | 2165.2718 | 4330.5437 | 2 | 0 | 2 | A | VLS_Inline | 6 | 6 | 6 | 10 | BranchMin_6BranchMax_10 | 6 | 8 | 16 | HeaderMin_8HeaderMax_16 | 14
174 | 174 | 60157-4P-125HP VLSC | VLSC_60157_4P_125HP | 2165.2718 | 2165.2718 | 4330.5437 | 2 | 0 | 2 | A | VLS_Inline | 6 | 6 | 6 | 10 | BranchMin_6BranchMax_10 | 6 | 8 | 16 | HeaderMin_8HeaderMax_16 | 16
174 | 174 | 60157-4P-125HP VLSC | VLSC_60157_4P_125HP | 2165.2718 | 2165.2718 | 4330.5437 | 2 | 0 | 2 | A | VLS_Inline | 6 | 6 | 6 | 10 | BranchMin_6BranchMax_10 | 8 | 8 | 16 | HeaderMin_8HeaderMax_16 | 8 | INVALID
174 | 174 | 60157-4P-125HP VLSC | VLSC_60157_4P_125HP | 2165.2718 | 2165.2718 | 4330.5437 | 2 | 0 | 2 | A | VLS_Inline | 6 | 6 | 6 | 10 | BranchMin_6BranchMax_10 | 8 | 8 | 16 | HeaderMin_8HeaderMax_16 | 10
174 | 174 | 60157-4P-125HP VLSC | VLSC_60157_4P_125HP | 2165.2718 | 2165.2718 | 4330.5437 | 2 | 0 | 2 | A | VLS_Inline | 6 | 6 | 6 | 10 | BranchMin_6BranchMax_10 | 8 | 8 | 16 | HeaderMin_8HeaderMax_16 | 12
174 | 174 | 60157-4P-125HP VLSC | VLSC_60157_4P_125HP | 2165.2718 | 2165.2718 | 4330.5437 | 2 | 0 | 2 | A | VLS_Inline | 6 | 6 | 6 | 10 | BranchMin_6BranchMax_10 | 8 | 8 | 16 | HeaderMin_8HeaderMax_16 | 14
174 | 174 | 60157-4P-125HP VLSC | VLSC_60157_4P_125HP | 2165.2718 | 2165.2718 | 4330.5437 | 2 | 0 | 2 | A | VLS_Inline | 6 | 6 | 6 | 10 | BranchMin_6BranchMax_10 | 8 | 8 | 16 | HeaderMin_8HeaderMax_16 | 16
174 | 174 | 60157-4P-125HP VLSC | VLSC_60157_4P_125HP | 2165.2718 | 2165.2718 | 4330.5437 | 2 | 0 | 2 | A | VLS_Inline | 6 | 6 | 6 | 10 | BranchMin_6BranchMax_10 | 10 | 8 | 16 | HeaderMin_8HeaderMax_16 | 8 | INVALID
174 | 174 | 60157-4P-125HP VLSC | VLSC_60157_4P_125HP | 2165.2718 | 2165.2718 | 4330.5437 | 2 | 0 | 2 | A | VLS_Inline | 6 | 6 | 6 | 10 | BranchMin_6BranchMax_10 | 10 | 8 | 16 | HeaderMin_8HeaderMax_16 | 10 | INVALID
174 | 174 | 60157-4P-125HP VLSC | VLSC_60157_4P_125HP | 2165.2718 | 2165.2718 | 4330.5437 | 2 | 0 | 2 | A | VLS_Inline | 6 | 6 | 6 | 10 | BranchMin_6BranchMax_10 | 10 | 8 | 16 | HeaderMin_8HeaderMax_16 | 12
174 | 174 | 60157-4P-125HP VLSC | VLSC_60157_4P_125HP | 2165.2718 | 2165.2718 | 4330.5437 | 2 | 0 | 2 | A | VLS_Inline | 6 | 6 | 6 | 10 | BranchMin_6BranchMax_10 | 10 | 8 | 16 | HeaderMin_8HeaderMax_16 | 14
174 | 174 | 60157-4P-125HP VLSC | VLSC_60157_4P_125HP | 2165.2718 | 2165.2718 | 4330.5437 | 2 | 0 | 2 | A | VLS_Inline | 6 | 6 | 6 | 10 | BranchMin_6BranchMax_10 | 10 | 8 | 16 | HeaderMin_8HeaderMax_16 | 16
175 | 175 | 80951-4P-20HP VLSC | VLSC_80951_4P_20HP | 1914.1469 | 1914.1469 | 3828.2938 | 2 | 0 | 2 | A | VLS_Inline | 8 | 8 | 8 | 10 | BranchMin_8BranchMax_10 | 8 | 10 | 14 | HeaderMin_10HeaderMax_14 | 10
175 | 175 | 80951-4P-20HP VLSC | VLSC_80951_4P_20HP | 1914.1469 | 1914.1469 | 3828.2938 | 2 | 0 | 2 | A | VLS_Inline | 8 | 8 | 8 | 10 | BranchMin_8BranchMax_10 | 8 | 10 | 14 | HeaderMin_10HeaderMax_14 | 12
175 | 175 | 80951-4P-20HP VLSC | VLSC_80951_4P_20HP | 1914.1469 | 1914.1469 | 3828.2938 | 2 | 0 | 2 | A | VLS_Inline | 8 | 8 | 8 | 10 | BranchMin_8BranchMax_10 | 8 | 10 | 14 | HeaderMin_10HeaderMax_14 | 14
175 | 175 | 80951-4P-20HP VLSC | VLSC_80951_4P_20HP | 1914.1469 | 1914.1469 | 3828.2938 | 2 | 0 | 2 | A | VLS_Inline | 8 | 8 | 8 | 10 | BranchMin_8BranchMax_10 | 10 | 10 | 14 | HeaderMin_10HeaderMax_14 | 10 | INVALID
175 | 175 | 80951-4P-20HP VLSC | VLSC_80951_4P_20HP | 1914.1469 | 1914.1469 | 3828.2938 | 2 | 0 | 2 | A | VLS_Inline | 8 | 8 | 8 | 10 | BranchMin_8BranchMax_10 | 10 | 10 | 14 | HeaderMin_10HeaderMax_14 | 12
175 | 175 | 80951-4P-20HP VLSC | VLSC_80951_4P_20HP | 1914.1469 | 1914.1469 | 3828.2938 | 2 | 0 | 2 | A | VLS_Inline | 8 | 8 | 8 | 10 | BranchMin_8BranchMax_10 | 10 | 10 | 14 | HeaderMin_10HeaderMax_14 | 14
176 | 176 | 80951-4P-25HP VLSC | VLSC_80951_4P_25HP | 2017.9874 | 2017.9874 | 4035.9748 | 2 | 0 | 2 | A | VLS_Inline | 8 | 8 | 8 | 10 | BranchMin_8BranchMax_10 | 8 | 10 | 14 | HeaderMin_10HeaderMax_14 | 10
176 | 176 | 80951-4P-25HP VLSC | VLSC_80951_4P_25HP | 2017.9874 | 2017.9874 | 4035.9748 | 2 | 0 | 2 | A | VLS_Inline | 8 | 8 | 8 | 10 | BranchMin_8BranchMax_10 | 8 | 10 | 14 | HeaderMin_10HeaderMax_14 | 12
176 | 176 | 80951-4P-25HP VLSC | VLSC_80951_4P_25HP | 2017.9874 | 2017.9874 | 4035.9748 | 2 | 0 | 2 | A | VLS_Inline | 8 | 8 | 8 | 10 | BranchMin_8BranchMax_10 | 8 | 10 | 14 | HeaderMin_10HeaderMax_14 | 14
176 | 176 | 80951-4P-25HP VLSC | VLSC_80951_4P_25HP | 2017.9874 | 2017.9874 | 4035.9748 | 2 | 0 | 2 | A | VLS_Inline | 8 | 8 | 8 | 10 | BranchMin_8BranchMax_10 | 10 | 10 | 14 | HeaderMin_10HeaderMax_14 | 10 | INVALID
176 | 176 | 80951-4P-25HP VLSC | VLSC_80951_4P_25HP | 2017.9874 | 2017.9874 | 4035.9748 | 2 | 0 | 2 | A | VLS_Inline | 8 | 8 | 8 | 10 | BranchMin_8BranchMax_10 | 10 | 10 | 14 | HeaderMin_10HeaderMax_14 | 12
176 | 176 | 80951-4P-25HP VLSC | VLSC_80951_4P_25HP | 2017.9874 | 2017.9874 | 4035.9748 | 2 | 0 | 2 | A | VLS_Inline | 8 | 8 | 8 | 10 | BranchMin_8BranchMax_10 | 10 | 10 | 14 | HeaderMin_10HeaderMax_14 | 14
177 | 177 | 80951-4P-30HP VLSC | VLSC_80951_4P_30HP | 2141.5995 | 2141.5995 | 4283.199 | 2 | 0 | 2 | A | VLS_Inline | 8 | 8 | 8 | 10 | BranchMin_8BranchMax_10 | 8 | 10 | 16 | HeaderMin_10HeaderMax_16 | 10
177 | 177 | 80951-4P-30HP VLSC | VLSC_80951_4P_30HP | 2141.5995 | 2141.5995 | 4283.199 | 2 | 0 | 2 | A | VLS_Inline | 8 | 8 | 8 | 10 | BranchMin_8BranchMax_10 | 8 | 10 | 16 | HeaderMin_10HeaderMax_16 | 12
177 | 177 | 80951-4P-30HP VLSC | VLSC_80951_4P_30HP | 2141.5995 | 2141.5995 | 4283.199 | 2 | 0 | 2 | A | VLS_Inline | 8 | 8 | 8 | 10 | BranchMin_8BranchMax_10 | 8 | 10 | 16 | HeaderMin_10HeaderMax_16 | 14
177 | 177 | 80951-4P-30HP VLSC | VLSC_80951_4P_30HP | 2141.5995 | 2141.5995 | 4283.199 | 2 | 0 | 2 | A | VLS_Inline | 8 | 8 | 8 | 10 | BranchMin_8BranchMax_10 | 8 | 10 | 16 | HeaderMin_10HeaderMax_16 | 16
177 | 177 | 80951-4P-30HP VLSC | VLSC_80951_4P_30HP | 2141.5995 | 2141.5995 | 4283.199 | 2 | 0 | 2 | A | VLS_Inline | 8 | 8 | 8 | 10 | BranchMin_8BranchMax_10 | 10 | 10 | 16 | HeaderMin_10HeaderMax_16 | 10 | INVALID
177 | 177 | 80951-4P-30HP VLSC | VLSC_80951_4P_30HP | 2141.5995 | 2141.5995 | 4283.199 | 2 | 0 | 2 | A | VLS_Inline | 8 | 8 | 8 | 10 | BranchMin_8BranchMax_10 | 10 | 10 | 16 | HeaderMin_10HeaderMax_16 | 12
177 | 177 | 80951-4P-30HP VLSC | VLSC_80951_4P_30HP | 2141.5995 | 2141.5995 | 4283.199 | 2 | 0 | 2 | A | VLS_Inline | 8 | 8 | 8 | 10 | BranchMin_8BranchMax_10 | 10 | 10 | 16 | HeaderMin_10HeaderMax_16 | 14
177 | 177 | 80951-4P-30HP VLSC | VLSC_80951_4P_30HP | 2141.5995 | 2141.5995 | 4283.199 | 2 | 0 | 2 | A | VLS_Inline | 8 | 8 | 8 | 10 | BranchMin_8BranchMax_10 | 10 | 10 | 16 | HeaderMin_10HeaderMax_16 | 16
178 | 178 | 80951-4P-40HP VLSC | VLSC_80951_4P_40HP | 2290.5785 | 2290.5785 | 4581.157 | 2 | 0 | 2 | A | VLS_Inline | 8 | 8 | 8 | 10 | BranchMin_8BranchMax_10 | 8 | 10 | 16 | HeaderMin_10HeaderMax_16 | 10
178 | 178 | 80951-4P-40HP VLSC | VLSC_80951_4P_40HP | 2290.5785 | 2290.5785 | 4581.157 | 2 | 0 | 2 | A | VLS_Inline | 8 | 8 | 8 | 10 | BranchMin_8BranchMax_10 | 8 | 10 | 16 | HeaderMin_10HeaderMax_16 | 12
178 | 178 | 80951-4P-40HP VLSC | VLSC_80951_4P_40HP | 2290.5785 | 2290.5785 | 4581.157 | 2 | 0 | 2 | A | VLS_Inline | 8 | 8 | 8 | 10 | BranchMin_8BranchMax_10 | 8 | 10 | 16 | HeaderMin_10HeaderMax_16 | 14
178 | 178 | 80951-4P-40HP VLSC | VLSC_80951_4P_40HP | 2290.5785 | 2290.5785 | 4581.157 | 2 | 0 | 2 | A | VLS_Inline | 8 | 8 | 8 | 10 | BranchMin_8BranchMax_10 | 8 | 10 | 16 | HeaderMin_10HeaderMax_16 | 16
178 | 178 | 80951-4P-40HP VLSC | VLSC_80951_4P_40HP | 2290.5785 | 2290.5785 | 4581.157 | 2 | 0 | 2 | A | VLS_Inline | 8 | 8 | 8 | 10 | BranchMin_8BranchMax_10 | 10 | 10 | 16 | HeaderMin_10HeaderMax_16 | 10 | INVALID
178 | 178 | 80951-4P-40HP VLSC | VLSC_80951_4P_40HP | 2290.5785 | 2290.5785 | 4581.157 | 2 | 0 | 2 | A | VLS_Inline | 8 | 8 | 8 | 10 | BranchMin_8BranchMax_10 | 10 | 10 | 16 | HeaderMin_10HeaderMax_16 | 12
178 | 178 | 80951-4P-40HP VLSC | VLSC_80951_4P_40HP | 2290.5785 | 2290.5785 | 4581.157 | 2 | 0 | 2 | A | VLS_Inline | 8 | 8 | 8 | 10 | BranchMin_8BranchMax_10 | 10 | 10 | 16 | HeaderMin_10HeaderMax_16 | 14
178 | 178 | 80951-4P-40HP VLSC | VLSC_80951_4P_40HP | 2290.5785 | 2290.5785 | 4581.157 | 2 | 0 | 2 | A | VLS_Inline | 8 | 8 | 8 | 10 | BranchMin_8BranchMax_10 | 10 | 10 | 16 | HeaderMin_10HeaderMax_16 | 16
179 | 179 | 80123-4P-25HP VLSC | VLSC_80123_4P_25HP | 1727.4951 | 1727.4951 | 3454.9903 | 2 | 0 | 2 | A | VLS_Inline | 8 | 8 | 8 | 10 | BranchMin_8BranchMax_10 | 8 | 10 | 12 | HeaderMin_10HeaderMax_12 | 10
179 | 179 | 80123-4P-25HP VLSC | VLSC_80123_4P_25HP | 1727.4951 | 1727.4951 | 3454.9903 | 2 | 0 | 2 | A | VLS_Inline | 8 | 8 | 8 | 10 | BranchMin_8BranchMax_10 | 8 | 10 | 12 | HeaderMin_10HeaderMax_12 | 12
179 | 179 | 80123-4P-25HP VLSC | VLSC_80123_4P_25HP | 1727.4951 | 1727.4951 | 3454.9903 | 2 | 0 | 2 | A | VLS_Inline | 8 | 8 | 8 | 10 | BranchMin_8BranchMax_10 | 10 | 10 | 12 | HeaderMin_10HeaderMax_12 | 10 | INVALID
179 | 179 | 80123-4P-25HP VLSC | VLSC_80123_4P_25HP | 1727.4951 | 1727.4951 | 3454.9903 | 2 | 0 | 2 | A | VLS_Inline | 8 | 8 | 8 | 10 | BranchMin_8BranchMax_10 | 10 | 10 | 12 | HeaderMin_10HeaderMax_12 | 12
180 | 180 | 80123-4P-30HP VLSC | VLSC_80123_4P_30HP | 1826.6982 | 1826.6982 | 3653.3965 | 2 | 0 | 2 | A | VLS_Inline | 8 | 8 | 8 | 10 | BranchMin_8BranchMax_10 | 8 | 10 | 14 | HeaderMin_10HeaderMax_14 | 10
180 | 180 | 80123-4P-30HP VLSC | VLSC_80123_4P_30HP | 1826.6982 | 1826.6982 | 3653.3965 | 2 | 0 | 2 | A | VLS_Inline | 8 | 8 | 8 | 10 | BranchMin_8BranchMax_10 | 8 | 10 | 14 | HeaderMin_10HeaderMax_14 | 12
180 | 180 | 80123-4P-30HP VLSC | VLSC_80123_4P_30HP | 1826.6982 | 1826.6982 | 3653.3965 | 2 | 0 | 2 | A | VLS_Inline | 8 | 8 | 8 | 10 | BranchMin_8BranchMax_10 | 8 | 10 | 14 | HeaderMin_10HeaderMax_14 | 14
180 | 180 | 80123-4P-30HP VLSC | VLSC_80123_4P_30HP | 1826.6982 | 1826.6982 | 3653.3965 | 2 | 0 | 2 | A | VLS_Inline | 8 | 8 | 8 | 10 | BranchMin_8BranchMax_10 | 10 | 10 | 14 | HeaderMin_10HeaderMax_14 | 10 | INVALID
180 | 180 | 80123-4P-30HP VLSC | VLSC_80123_4P_30HP | 1826.6982 | 1826.6982 | 3653.3965 | 2 | 0 | 2 | A | VLS_Inline | 8 | 8 | 8 | 10 | BranchMin_8BranchMax_10 | 10 | 10 | 14 | HeaderMin_10HeaderMax_14 | 12
180 | 180 | 80123-4P-30HP VLSC | VLSC_80123_4P_30HP | 1826.6982 | 1826.6982 | 3653.3965 | 2 | 0 | 2 | A | VLS_Inline | 8 | 8 | 8 | 10 | BranchMin_8BranchMax_10 | 10 | 10 | 14 | HeaderMin_10HeaderMax_14 | 14
181 | 181 | 80123-4P-40HP VLSC | VLSC_80123_4P_40HP | 2003.3556 | 2003.3556 | 4006.7112 | 2 | 0 | 2 | A | VLS_Inline | 8 | 8 | 8 | 10 | BranchMin_8BranchMax_10 | 8 | 10 | 14 | HeaderMin_10HeaderMax_14 | 10
181 | 181 | 80123-4P-40HP VLSC | VLSC_80123_4P_40HP | 2003.3556 | 2003.3556 | 4006.7112 | 2 | 0 | 2 | A | VLS_Inline | 8 | 8 | 8 | 10 | BranchMin_8BranchMax_10 | 8 | 10 | 14 | HeaderMin_10HeaderMax_14 | 12
181 | 181 | 80123-4P-40HP VLSC | VLSC_80123_4P_40HP | 2003.3556 | 2003.3556 | 4006.7112 | 2 | 0 | 2 | A | VLS_Inline | 8 | 8 | 8 | 10 | BranchMin_8BranchMax_10 | 8 | 10 | 14 | HeaderMin_10HeaderMax_14 | 14
181 | 181 | 80123-4P-40HP VLSC | VLSC_80123_4P_40HP | 2003.3556 | 2003.3556 | 4006.7112 | 2 | 0 | 2 | A | VLS_Inline | 8 | 8 | 8 | 10 | BranchMin_8BranchMax_10 | 10 | 10 | 14 | HeaderMin_10HeaderMax_14 | 10 | INVALID
181 | 181 | 80123-4P-40HP VLSC | VLSC_80123_4P_40HP | 2003.3556 | 2003.3556 | 4006.7112 | 2 | 0 | 2 | A | VLS_Inline | 8 | 8 | 8 | 10 | BranchMin_8BranchMax_10 | 10 | 10 | 14 | HeaderMin_10HeaderMax_14 | 12
181 | 181 | 80123-4P-40HP VLSC | VLSC_80123_4P_40HP | 2003.3556 | 2003.3556 | 4006.7112 | 2 | 0 | 2 | A | VLS_Inline | 8 | 8 | 8 | 10 | BranchMin_8BranchMax_10 | 10 | 10 | 14 | HeaderMin_10HeaderMax_14 | 14
182 | 182 | 80123-4P-50HP VLSC | VLSC_80123_4P_50HP | 2187.1986 | 2187.1986 | 4374.3972 | 2 | 0 | 2 | A | VLS_Inline | 8 | 8 | 8 | 10 | BranchMin_8BranchMax_10 | 8 | 10 | 16 | HeaderMin_10HeaderMax_16 | 10
182 | 182 | 80123-4P-50HP VLSC | VLSC_80123_4P_50HP | 2187.1986 | 2187.1986 | 4374.3972 | 2 | 0 | 2 | A | VLS_Inline | 8 | 8 | 8 | 10 | BranchMin_8BranchMax_10 | 8 | 10 | 16 | HeaderMin_10HeaderMax_16 | 12
182 | 182 | 80123-4P-50HP VLSC | VLSC_80123_4P_50HP | 2187.1986 | 2187.1986 | 4374.3972 | 2 | 0 | 2 | A | VLS_Inline | 8 | 8 | 8 | 10 | BranchMin_8BranchMax_10 | 8 | 10 | 16 | HeaderMin_10HeaderMax_16 | 14
182 | 182 | 80123-4P-50HP VLSC | VLSC_80123_4P_50HP | 2187.1986 | 2187.1986 | 4374.3972 | 2 | 0 | 2 | A | VLS_Inline | 8 | 8 | 8 | 10 | BranchMin_8BranchMax_10 | 8 | 10 | 16 | HeaderMin_10HeaderMax_16 | 16
182 | 182 | 80123-4P-50HP VLSC | VLSC_80123_4P_50HP | 2187.1986 | 2187.1986 | 4374.3972 | 2 | 0 | 2 | A | VLS_Inline | 8 | 8 | 8 | 10 | BranchMin_8BranchMax_10 | 10 | 10 | 16 | HeaderMin_10HeaderMax_16 | 10 | INVALID
182 | 182 | 80123-4P-50HP VLSC | VLSC_80123_4P_50HP | 2187.1986 | 2187.1986 | 4374.3972 | 2 | 0 | 2 | A | VLS_Inline | 8 | 8 | 8 | 10 | BranchMin_8BranchMax_10 | 10 | 10 | 16 | HeaderMin_10HeaderMax_16 | 12
182 | 182 | 80123-4P-50HP VLSC | VLSC_80123_4P_50HP | 2187.1986 | 2187.1986 | 4374.3972 | 2 | 0 | 2 | A | VLS_Inline | 8 | 8 | 8 | 10 | BranchMin_8BranchMax_10 | 10 | 10 | 16 | HeaderMin_10HeaderMax_16 | 14
182 | 182 | 80123-4P-50HP VLSC | VLSC_80123_4P_50HP | 2187.1986 | 2187.1986 | 4374.3972 | 2 | 0 | 2 | A | VLS_Inline | 8 | 8 | 8 | 10 | BranchMin_8BranchMax_10 | 10 | 10 | 16 | HeaderMin_10HeaderMax_16 | 16
183 | 183 | 80123-4P-60HP VLSC | VLSC_80123_4P_60HP | 2293.6739 | 2293.6739 | 4587.3477 | 2 | 0 | 2 | A | VLS_Inline | 8 | 8 | 8 | 10 | BranchMin_8BranchMax_10 | 8 | 10 | 16 | HeaderMin_10HeaderMax_16 | 10
183 | 183 | 80123-4P-60HP VLSC | VLSC_80123_4P_60HP | 2293.6739 | 2293.6739 | 4587.3477 | 2 | 0 | 2 | A | VLS_Inline | 8 | 8 | 8 | 10 | BranchMin_8BranchMax_10 | 8 | 10 | 16 | HeaderMin_10HeaderMax_16 | 12
183 | 183 | 80123-4P-60HP VLSC | VLSC_80123_4P_60HP | 2293.6739 | 2293.6739 | 4587.3477 | 2 | 0 | 2 | A | VLS_Inline | 8 | 8 | 8 | 10 | BranchMin_8BranchMax_10 | 8 | 10 | 16 | HeaderMin_10HeaderMax_16 | 14
183 | 183 | 80123-4P-60HP VLSC | VLSC_80123_4P_60HP | 2293.6739 | 2293.6739 | 4587.3477 | 2 | 0 | 2 | A | VLS_Inline | 8 | 8 | 8 | 10 | BranchMin_8BranchMax_10 | 8 | 10 | 16 | HeaderMin_10HeaderMax_16 | 16
183 | 183 | 80123-4P-60HP VLSC | VLSC_80123_4P_60HP | 2293.6739 | 2293.6739 | 4587.3477 | 2 | 0 | 2 | A | VLS_Inline | 8 | 8 | 8 | 10 | BranchMin_8BranchMax_10 | 10 | 10 | 16 | HeaderMin_10HeaderMax_16 | 10 | INVALID
183 | 183 | 80123-4P-60HP VLSC | VLSC_80123_4P_60HP | 2293.6739 | 2293.6739 | 4587.3477 | 2 | 0 | 2 | A | VLS_Inline | 8 | 8 | 8 | 10 | BranchMin_8BranchMax_10 | 10 | 10 | 16 | HeaderMin_10HeaderMax_16 | 12
183 | 183 | 80123-4P-60HP VLSC | VLSC_80123_4P_60HP | 2293.6739 | 2293.6739 | 4587.3477 | 2 | 0 | 2 | A | VLS_Inline | 8 | 8 | 8 | 10 | BranchMin_8BranchMax_10 | 10 | 10 | 16 | HeaderMin_10HeaderMax_16 | 14
183 | 183 | 80123-4P-60HP VLSC | VLSC_80123_4P_60HP | 2293.6739 | 2293.6739 | 4587.3477 | 2 | 0 | 2 | A | VLS_Inline | 8 | 8 | 8 | 10 | BranchMin_8BranchMax_10 | 10 | 10 | 16 | HeaderMin_10HeaderMax_16 | 16
184 | 184 | 80123-4P-75HP VLSC | VLSC_80123_4P_75HP | 2422.2984 | 2422.2984 | 4844.5968 | 2 | 0 | 2 | A | VLS_Inline | 8 | 8 | 8 | 10 | BranchMin_8BranchMax_10 | 8 | 10 | 16 | HeaderMin_10HeaderMax_16 | 10
184 | 184 | 80123-4P-75HP VLSC | VLSC_80123_4P_75HP | 2422.2984 | 2422.2984 | 4844.5968 | 2 | 0 | 2 | A | VLS_Inline | 8 | 8 | 8 | 10 | BranchMin_8BranchMax_10 | 8 | 10 | 16 | HeaderMin_10HeaderMax_16 | 12
184 | 184 | 80123-4P-75HP VLSC | VLSC_80123_4P_75HP | 2422.2984 | 2422.2984 | 4844.5968 | 2 | 0 | 2 | A | VLS_Inline | 8 | 8 | 8 | 10 | BranchMin_8BranchMax_10 | 8 | 10 | 16 | HeaderMin_10HeaderMax_16 | 14
184 | 184 | 80123-4P-75HP VLSC | VLSC_80123_4P_75HP | 2422.2984 | 2422.2984 | 4844.5968 | 2 | 0 | 2 | A | VLS_Inline | 8 | 8 | 8 | 10 | BranchMin_8BranchMax_10 | 8 | 10 | 16 | HeaderMin_10HeaderMax_16 | 16
184 | 184 | 80123-4P-75HP VLSC | VLSC_80123_4P_75HP | 2422.2984 | 2422.2984 | 4844.5968 | 2 | 0 | 2 | A | VLS_Inline | 8 | 8 | 8 | 10 | BranchMin_8BranchMax_10 | 10 | 10 | 16 | HeaderMin_10HeaderMax_16 | 10 | INVALID
184 | 184 | 80123-4P-75HP VLSC | VLSC_80123_4P_75HP | 2422.2984 | 2422.2984 | 4844.5968 | 2 | 0 | 2 | A | VLS_Inline | 8 | 8 | 8 | 10 | BranchMin_8BranchMax_10 | 10 | 10 | 16 | HeaderMin_10HeaderMax_16 | 12
184 | 184 | 80123-4P-75HP VLSC | VLSC_80123_4P_75HP | 2422.2984 | 2422.2984 | 4844.5968 | 2 | 0 | 2 | A | VLS_Inline | 8 | 8 | 8 | 10 | BranchMin_8BranchMax_10 | 10 | 10 | 16 | HeaderMin_10HeaderMax_16 | 14
184 | 184 | 80123-4P-75HP VLSC | VLSC_80123_4P_75HP | 2422.2984 | 2422.2984 | 4844.5968 | 2 | 0 | 2 | A | VLS_Inline | 8 | 8 | 8 | 10 | BranchMin_8BranchMax_10 | 10 | 10 | 16 | HeaderMin_10HeaderMax_16 | 16
185 | 185 | 80123-4P-100HP VLSC | VLSC_80123_4P_100HP | 2547.3614 | 2547.3614 | 5094.7228 | 2 | 0 | 2 | A | VLS_Inline | 8 | 8 | 8 | 12 | BranchMin_8BranchMax_12 | 8 | 10 | 16 | HeaderMin_10HeaderMax_16 | 10
185 | 185 | 80123-4P-100HP VLSC | VLSC_80123_4P_100HP | 2547.3614 | 2547.3614 | 5094.7228 | 2 | 0 | 2 | A | VLS_Inline | 8 | 8 | 8 | 12 | BranchMin_8BranchMax_12 | 8 | 10 | 16 | HeaderMin_10HeaderMax_16 | 12
185 | 185 | 80123-4P-100HP VLSC | VLSC_80123_4P_100HP | 2547.3614 | 2547.3614 | 5094.7228 | 2 | 0 | 2 | A | VLS_Inline | 8 | 8 | 8 | 12 | BranchMin_8BranchMax_12 | 8 | 10 | 16 | HeaderMin_10HeaderMax_16 | 14
185 | 185 | 80123-4P-100HP VLSC | VLSC_80123_4P_100HP | 2547.3614 | 2547.3614 | 5094.7228 | 2 | 0 | 2 | A | VLS_Inline | 8 | 8 | 8 | 12 | BranchMin_8BranchMax_12 | 8 | 10 | 16 | HeaderMin_10HeaderMax_16 | 16
185 | 185 | 80123-4P-100HP VLSC | VLSC_80123_4P_100HP | 2547.3614 | 2547.3614 | 5094.7228 | 2 | 0 | 2 | A | VLS_Inline | 8 | 8 | 8 | 12 | BranchMin_8BranchMax_12 | 10 | 10 | 16 | HeaderMin_10HeaderMax_16 | 10 | INVALID
185 | 185 | 80123-4P-100HP VLSC | VLSC_80123_4P_100HP | 2547.3614 | 2547.3614 | 5094.7228 | 2 | 0 | 2 | A | VLS_Inline | 8 | 8 | 8 | 12 | BranchMin_8BranchMax_12 | 10 | 10 | 16 | HeaderMin_10HeaderMax_16 | 12
185 | 185 | 80123-4P-100HP VLSC | VLSC_80123_4P_100HP | 2547.3614 | 2547.3614 | 5094.7228 | 2 | 0 | 2 | A | VLS_Inline | 8 | 8 | 8 | 12 | BranchMin_8BranchMax_12 | 10 | 10 | 16 | HeaderMin_10HeaderMax_16 | 14
185 | 185 | 80123-4P-100HP VLSC | VLSC_80123_4P_100HP | 2547.3614 | 2547.3614 | 5094.7228 | 2 | 0 | 2 | A | VLS_Inline | 8 | 8 | 8 | 12 | BranchMin_8BranchMax_12 | 10 | 10 | 16 | HeaderMin_10HeaderMax_16 | 16
185 | 185 | 80123-4P-100HP VLSC | VLSC_80123_4P_100HP | 2547.3614 | 2547.3614 | 5094.7228 | 2 | 0 | 2 | A | VLS_Inline | 8 | 8 | 8 | 12 | BranchMin_8BranchMax_12 | 12 | 10 | 16 | HeaderMin_10HeaderMax_16 | 10 | INVALID
185 | 185 | 80123-4P-100HP VLSC | VLSC_80123_4P_100HP | 2547.3614 | 2547.3614 | 5094.7228 | 2 | 0 | 2 | A | VLS_Inline | 8 | 8 | 8 | 12 | BranchMin_8BranchMax_12 | 12 | 10 | 16 | HeaderMin_10HeaderMax_16 | 12 | INVALID
185 | 185 | 80123-4P-100HP VLSC | VLSC_80123_4P_100HP | 2547.3614 | 2547.3614 | 5094.7228 | 2 | 0 | 2 | A | VLS_Inline | 8 | 8 | 8 | 12 | BranchMin_8BranchMax_12 | 12 | 10 | 16 | HeaderMin_10HeaderMax_16 | 14
185 | 185 | 80123-4P-100HP VLSC | VLSC_80123_4P_100HP | 2547.3614 | 2547.3614 | 5094.7228 | 2 | 0 | 2 | A | VLS_Inline | 8 | 8 | 8 | 12 | BranchMin_8BranchMax_12 | 12 | 10 | 16 | HeaderMin_10HeaderMax_16 | 16
186 | 186 | 80157-4P-100HP VLSC | VLSC_80157_4P_100HP | 2953.0528 | 2953.0528 | 5906.1056 | 2 | 0 | 2 | A | VLS_Inline | 8 | 8 | 8 | 12 | BranchMin_8BranchMax_12 | 8 | 10 | 18 | HeaderMin_10HeaderMax_18 | 10
186 | 186 | 80157-4P-100HP VLSC | VLSC_80157_4P_100HP | 2953.0528 | 2953.0528 | 5906.1056 | 2 | 0 | 2 | A | VLS_Inline | 8 | 8 | 8 | 12 | BranchMin_8BranchMax_12 | 8 | 10 | 18 | HeaderMin_10HeaderMax_18 | 12
186 | 186 | 80157-4P-100HP VLSC | VLSC_80157_4P_100HP | 2953.0528 | 2953.0528 | 5906.1056 | 2 | 0 | 2 | A | VLS_Inline | 8 | 8 | 8 | 12 | BranchMin_8BranchMax_12 | 8 | 10 | 18 | HeaderMin_10HeaderMax_18 | 14
186 | 186 | 80157-4P-100HP VLSC | VLSC_80157_4P_100HP | 2953.0528 | 2953.0528 | 5906.1056 | 2 | 0 | 2 | A | VLS_Inline | 8 | 8 | 8 | 12 | BranchMin_8BranchMax_12 | 8 | 10 | 18 | HeaderMin_10HeaderMax_18 | 16
186 | 186 | 80157-4P-100HP VLSC | VLSC_80157_4P_100HP | 2953.0528 | 2953.0528 | 5906.1056 | 2 | 0 | 2 | A | VLS_Inline | 8 | 8 | 8 | 12 | BranchMin_8BranchMax_12 | 8 | 10 | 18 | HeaderMin_10HeaderMax_18 | 18
186 | 186 | 80157-4P-100HP VLSC | VLSC_80157_4P_100HP | 2953.0528 | 2953.0528 | 5906.1056 | 2 | 0 | 2 | A | VLS_Inline | 8 | 8 | 8 | 12 | BranchMin_8BranchMax_12 | 10 | 10 | 18 | HeaderMin_10HeaderMax_18 | 10 | INVALID
186 | 186 | 80157-4P-100HP VLSC | VLSC_80157_4P_100HP | 2953.0528 | 2953.0528 | 5906.1056 | 2 | 0 | 2 | A | VLS_Inline | 8 | 8 | 8 | 12 | BranchMin_8BranchMax_12 | 10 | 10 | 18 | HeaderMin_10HeaderMax_18 | 12
186 | 186 | 80157-4P-100HP VLSC | VLSC_80157_4P_100HP | 2953.0528 | 2953.0528 | 5906.1056 | 2 | 0 | 2 | A | VLS_Inline | 8 | 8 | 8 | 12 | BranchMin_8BranchMax_12 | 10 | 10 | 18 | HeaderMin_10HeaderMax_18 | 14
186 | 186 | 80157-4P-100HP VLSC | VLSC_80157_4P_100HP | 2953.0528 | 2953.0528 | 5906.1056 | 2 | 0 | 2 | A | VLS_Inline | 8 | 8 | 8 | 12 | BranchMin_8BranchMax_12 | 10 | 10 | 18 | HeaderMin_10HeaderMax_18 | 16
186 | 186 | 80157-4P-100HP VLSC | VLSC_80157_4P_100HP | 2953.0528 | 2953.0528 | 5906.1056 | 2 | 0 | 2 | A | VLS_Inline | 8 | 8 | 8 | 12 | BranchMin_8BranchMax_12 | 10 | 10 | 18 | HeaderMin_10HeaderMax_18 | 18
186 | 186 | 80157-4P-100HP VLSC | VLSC_80157_4P_100HP | 2953.0528 | 2953.0528 | 5906.1056 | 2 | 0 | 2 | A | VLS_Inline | 8 | 8 | 8 | 12 | BranchMin_8BranchMax_12 | 12 | 10 | 18 | HeaderMin_10HeaderMax_18 | 10 | INVALID
186 | 186 | 80157-4P-100HP VLSC | VLSC_80157_4P_100HP | 2953.0528 | 2953.0528 | 5906.1056 | 2 | 0 | 2 | A | VLS_Inline | 8 | 8 | 8 | 12 | BranchMin_8BranchMax_12 | 12 | 10 | 18 | HeaderMin_10HeaderMax_18 | 12 | INVALID
186 | 186 | 80157-4P-100HP VLSC | VLSC_80157_4P_100HP | 2953.0528 | 2953.0528 | 5906.1056 | 2 | 0 | 2 | A | VLS_Inline | 8 | 8 | 8 | 12 | BranchMin_8BranchMax_12 | 12 | 10 | 18 | HeaderMin_10HeaderMax_18 | 14
186 | 186 | 80157-4P-100HP VLSC | VLSC_80157_4P_100HP | 2953.0528 | 2953.0528 | 5906.1056 | 2 | 0 | 2 | A | VLS_Inline | 8 | 8 | 8 | 12 | BranchMin_8BranchMax_12 | 12 | 10 | 18 | HeaderMin_10HeaderMax_18 | 16
186 | 186 | 80157-4P-100HP VLSC | VLSC_80157_4P_100HP | 2953.0528 | 2953.0528 | 5906.1056 | 2 | 0 | 2 | A | VLS_Inline | 8 | 8 | 8 | 12 | BranchMin_8BranchMax_12 | 12 | 10 | 18 | HeaderMin_10HeaderMax_18 | 18
187 | 187 | 80157-4P-125HP VLSC | VLSC_80157_4P_125HP | 3220.9607 | 3220.9607 | 6441.9215 | 2 | 0 | 2 | A | VLS_Inline | 8 | 8 | 8 | 12 | BranchMin_8BranchMax_12 | 8 | 10 | 18 | HeaderMin_10HeaderMax_18 | 10
187 | 187 | 80157-4P-125HP VLSC | VLSC_80157_4P_125HP | 3220.9607 | 3220.9607 | 6441.9215 | 2 | 0 | 2 | A | VLS_Inline | 8 | 8 | 8 | 12 | BranchMin_8BranchMax_12 | 8 | 10 | 18 | HeaderMin_10HeaderMax_18 | 12
187 | 187 | 80157-4P-125HP VLSC | VLSC_80157_4P_125HP | 3220.9607 | 3220.9607 | 6441.9215 | 2 | 0 | 2 | A | VLS_Inline | 8 | 8 | 8 | 12 | BranchMin_8BranchMax_12 | 8 | 10 | 18 | HeaderMin_10HeaderMax_18 | 14
187 | 187 | 80157-4P-125HP VLSC | VLSC_80157_4P_125HP | 3220.9607 | 3220.9607 | 6441.9215 | 2 | 0 | 2 | A | VLS_Inline | 8 | 8 | 8 | 12 | BranchMin_8BranchMax_12 | 8 | 10 | 18 | HeaderMin_10HeaderMax_18 | 16
187 | 187 | 80157-4P-125HP VLSC | VLSC_80157_4P_125HP | 3220.9607 | 3220.9607 | 6441.9215 | 2 | 0 | 2 | A | VLS_Inline | 8 | 8 | 8 | 12 | BranchMin_8BranchMax_12 | 8 | 10 | 18 | HeaderMin_10HeaderMax_18 | 18
187 | 187 | 80157-4P-125HP VLSC | VLSC_80157_4P_125HP | 3220.9607 | 3220.9607 | 6441.9215 | 2 | 0 | 2 | A | VLS_Inline | 8 | 8 | 8 | 12 | BranchMin_8BranchMax_12 | 10 | 10 | 18 | HeaderMin_10HeaderMax_18 | 10 | INVALID
187 | 187 | 80157-4P-125HP VLSC | VLSC_80157_4P_125HP | 3220.9607 | 3220.9607 | 6441.9215 | 2 | 0 | 2 | A | VLS_Inline | 8 | 8 | 8 | 12 | BranchMin_8BranchMax_12 | 10 | 10 | 18 | HeaderMin_10HeaderMax_18 | 12
187 | 187 | 80157-4P-125HP VLSC | VLSC_80157_4P_125HP | 3220.9607 | 3220.9607 | 6441.9215 | 2 | 0 | 2 | A | VLS_Inline | 8 | 8 | 8 | 12 | BranchMin_8BranchMax_12 | 10 | 10 | 18 | HeaderMin_10HeaderMax_18 | 14
187 | 187 | 80157-4P-125HP VLSC | VLSC_80157_4P_125HP | 3220.9607 | 3220.9607 | 6441.9215 | 2 | 0 | 2 | A | VLS_Inline | 8 | 8 | 8 | 12 | BranchMin_8BranchMax_12 | 10 | 10 | 18 | HeaderMin_10HeaderMax_18 | 16
187 | 187 | 80157-4P-125HP VLSC | VLSC_80157_4P_125HP | 3220.9607 | 3220.9607 | 6441.9215 | 2 | 0 | 2 | A | VLS_Inline | 8 | 8 | 8 | 12 | BranchMin_8BranchMax_12 | 10 | 10 | 18 | HeaderMin_10HeaderMax_18 | 18
187 | 187 | 80157-4P-125HP VLSC | VLSC_80157_4P_125HP | 3220.9607 | 3220.9607 | 6441.9215 | 2 | 0 | 2 | A | VLS_Inline | 8 | 8 | 8 | 12 | BranchMin_8BranchMax_12 | 12 | 10 | 18 | HeaderMin_10HeaderMax_18 | 10 | INVALID
187 | 187 | 80157-4P-125HP VLSC | VLSC_80157_4P_125HP | 3220.9607 | 3220.9607 | 6441.9215 | 2 | 0 | 2 | A | VLS_Inline | 8 | 8 | 8 | 12 | BranchMin_8BranchMax_12 | 12 | 10 | 18 | HeaderMin_10HeaderMax_18 | 12 | INVALID
187 | 187 | 80157-4P-125HP VLSC | VLSC_80157_4P_125HP | 3220.9607 | 3220.9607 | 6441.9215 | 2 | 0 | 2 | A | VLS_Inline | 8 | 8 | 8 | 12 | BranchMin_8BranchMax_12 | 12 | 10 | 18 | HeaderMin_10HeaderMax_18 | 14
187 | 187 | 80157-4P-125HP VLSC | VLSC_80157_4P_125HP | 3220.9607 | 3220.9607 | 6441.9215 | 2 | 0 | 2 | A | VLS_Inline | 8 | 8 | 8 | 12 | BranchMin_8BranchMax_12 | 12 | 10 | 18 | HeaderMin_10HeaderMax_18 | 16
187 | 187 | 80157-4P-125HP VLSC | VLSC_80157_4P_125HP | 3220.9607 | 3220.9607 | 6441.9215 | 2 | 0 | 2 | A | VLS_Inline | 8 | 8 | 8 | 12 | BranchMin_8BranchMax_12 | 12 | 10 | 18 | HeaderMin_10HeaderMax_18 | 18
188 | 188 | 10123-4P-75HP VLSC | VLSC_10123_4P_75HP | 3579.8797 | 3579.8797 | 7159.7593 | 2 | 0 | 2 | A | VLS_Inline | 10 | 10 | 10 | 14 | BranchMin_10BranchMax_14 | 10 | 12 | 20 | HeaderMin_12HeaderMax_20 | 12
188 | 188 | 10123-4P-75HP VLSC | VLSC_10123_4P_75HP | 3579.8797 | 3579.8797 | 7159.7593 | 2 | 0 | 2 | A | VLS_Inline | 10 | 10 | 10 | 14 | BranchMin_10BranchMax_14 | 10 | 12 | 20 | HeaderMin_12HeaderMax_20 | 14
188 | 188 | 10123-4P-75HP VLSC | VLSC_10123_4P_75HP | 3579.8797 | 3579.8797 | 7159.7593 | 2 | 0 | 2 | A | VLS_Inline | 10 | 10 | 10 | 14 | BranchMin_10BranchMax_14 | 10 | 12 | 20 | HeaderMin_12HeaderMax_20 | 16
188 | 188 | 10123-4P-75HP VLSC | VLSC_10123_4P_75HP | 3579.8797 | 3579.8797 | 7159.7593 | 2 | 0 | 2 | A | VLS_Inline | 10 | 10 | 10 | 14 | BranchMin_10BranchMax_14 | 10 | 12 | 20 | HeaderMin_12HeaderMax_20 | 18
188 | 188 | 10123-4P-75HP VLSC | VLSC_10123_4P_75HP | 3579.8797 | 3579.8797 | 7159.7593 | 2 | 0 | 2 | A | VLS_Inline | 10 | 10 | 10 | 14 | BranchMin_10BranchMax_14 | 10 | 12 | 20 | HeaderMin_12HeaderMax_20 | 20
188 | 188 | 10123-4P-75HP VLSC | VLSC_10123_4P_75HP | 3579.8797 | 3579.8797 | 7159.7593 | 2 | 0 | 2 | A | VLS_Inline | 10 | 10 | 10 | 14 | BranchMin_10BranchMax_14 | 12 | 12 | 20 | HeaderMin_12HeaderMax_20 | 12 | INVALID
188 | 188 | 10123-4P-75HP VLSC | VLSC_10123_4P_75HP | 3579.8797 | 3579.8797 | 7159.7593 | 2 | 0 | 2 | A | VLS_Inline | 10 | 10 | 10 | 14 | BranchMin_10BranchMax_14 | 12 | 12 | 20 | HeaderMin_12HeaderMax_20 | 14
188 | 188 | 10123-4P-75HP VLSC | VLSC_10123_4P_75HP | 3579.8797 | 3579.8797 | 7159.7593 | 2 | 0 | 2 | A | VLS_Inline | 10 | 10 | 10 | 14 | BranchMin_10BranchMax_14 | 12 | 12 | 20 | HeaderMin_12HeaderMax_20 | 16
188 | 188 | 10123-4P-75HP VLSC | VLSC_10123_4P_75HP | 3579.8797 | 3579.8797 | 7159.7593 | 2 | 0 | 2 | A | VLS_Inline | 10 | 10 | 10 | 14 | BranchMin_10BranchMax_14 | 12 | 12 | 20 | HeaderMin_12HeaderMax_20 | 18
188 | 188 | 10123-4P-75HP VLSC | VLSC_10123_4P_75HP | 3579.8797 | 3579.8797 | 7159.7593 | 2 | 0 | 2 | A | VLS_Inline | 10 | 10 | 10 | 14 | BranchMin_10BranchMax_14 | 12 | 12 | 20 | HeaderMin_12HeaderMax_20 | 20
188 | 188 | 10123-4P-75HP VLSC | VLSC_10123_4P_75HP | 3579.8797 | 3579.8797 | 7159.7593 | 2 | 0 | 2 | A | VLS_Inline | 10 | 10 | 10 | 14 | BranchMin_10BranchMax_14 | 14 | 12 | 20 | HeaderMin_12HeaderMax_20 | 12 | INVALID
188 | 188 | 10123-4P-75HP VLSC | VLSC_10123_4P_75HP | 3579.8797 | 3579.8797 | 7159.7593 | 2 | 0 | 2 | A | VLS_Inline | 10 | 10 | 10 | 14 | BranchMin_10BranchMax_14 | 14 | 12 | 20 | HeaderMin_12HeaderMax_20 | 14 | INVALID
188 | 188 | 10123-4P-75HP VLSC | VLSC_10123_4P_75HP | 3579.8797 | 3579.8797 | 7159.7593 | 2 | 0 | 2 | A | VLS_Inline | 10 | 10 | 10 | 14 | BranchMin_10BranchMax_14 | 14 | 12 | 20 | HeaderMin_12HeaderMax_20 | 16
188 | 188 | 10123-4P-75HP VLSC | VLSC_10123_4P_75HP | 3579.8797 | 3579.8797 | 7159.7593 | 2 | 0 | 2 | A | VLS_Inline | 10 | 10 | 10 | 14 | BranchMin_10BranchMax_14 | 14 | 12 | 20 | HeaderMin_12HeaderMax_20 | 18
188 | 188 | 10123-4P-75HP VLSC | VLSC_10123_4P_75HP | 3579.8797 | 3579.8797 | 7159.7593 | 2 | 0 | 2 | A | VLS_Inline | 10 | 10 | 10 | 14 | BranchMin_10BranchMax_14 | 14 | 12 | 20 | HeaderMin_12HeaderMax_20 | 20
189 | 189 | 10123-4P-100HP VLSC | VLSC_10123_4P_100HP | 3926.8748 | 3926.8748 | 7853.7497 | 2 | 0 | 2 | A | VLS_Inline | 10 | 10 | 10 | 14 | BranchMin_10BranchMax_14 | 10 | 12 | 20 | HeaderMin_12HeaderMax_20 | 12
189 | 189 | 10123-4P-100HP VLSC | VLSC_10123_4P_100HP | 3926.8748 | 3926.8748 | 7853.7497 | 2 | 0 | 2 | A | VLS_Inline | 10 | 10 | 10 | 14 | BranchMin_10BranchMax_14 | 10 | 12 | 20 | HeaderMin_12HeaderMax_20 | 14
189 | 189 | 10123-4P-100HP VLSC | VLSC_10123_4P_100HP | 3926.8748 | 3926.8748 | 7853.7497 | 2 | 0 | 2 | A | VLS_Inline | 10 | 10 | 10 | 14 | BranchMin_10BranchMax_14 | 10 | 12 | 20 | HeaderMin_12HeaderMax_20 | 16
189 | 189 | 10123-4P-100HP VLSC | VLSC_10123_4P_100HP | 3926.8748 | 3926.8748 | 7853.7497 | 2 | 0 | 2 | A | VLS_Inline | 10 | 10 | 10 | 14 | BranchMin_10BranchMax_14 | 10 | 12 | 20 | HeaderMin_12HeaderMax_20 | 18
189 | 189 | 10123-4P-100HP VLSC | VLSC_10123_4P_100HP | 3926.8748 | 3926.8748 | 7853.7497 | 2 | 0 | 2 | A | VLS_Inline | 10 | 10 | 10 | 14 | BranchMin_10BranchMax_14 | 10 | 12 | 20 | HeaderMin_12HeaderMax_20 | 20
189 | 189 | 10123-4P-100HP VLSC | VLSC_10123_4P_100HP | 3926.8748 | 3926.8748 | 7853.7497 | 2 | 0 | 2 | A | VLS_Inline | 10 | 10 | 10 | 14 | BranchMin_10BranchMax_14 | 12 | 12 | 20 | HeaderMin_12HeaderMax_20 | 12 | INVALID
189 | 189 | 10123-4P-100HP VLSC | VLSC_10123_4P_100HP | 3926.8748 | 3926.8748 | 7853.7497 | 2 | 0 | 2 | A | VLS_Inline | 10 | 10 | 10 | 14 | BranchMin_10BranchMax_14 | 12 | 12 | 20 | HeaderMin_12HeaderMax_20 | 14
189 | 189 | 10123-4P-100HP VLSC | VLSC_10123_4P_100HP | 3926.8748 | 3926.8748 | 7853.7497 | 2 | 0 | 2 | A | VLS_Inline | 10 | 10 | 10 | 14 | BranchMin_10BranchMax_14 | 12 | 12 | 20 | HeaderMin_12HeaderMax_20 | 16
189 | 189 | 10123-4P-100HP VLSC | VLSC_10123_4P_100HP | 3926.8748 | 3926.8748 | 7853.7497 | 2 | 0 | 2 | A | VLS_Inline | 10 | 10 | 10 | 14 | BranchMin_10BranchMax_14 | 12 | 12 | 20 | HeaderMin_12HeaderMax_20 | 18
189 | 189 | 10123-4P-100HP VLSC | VLSC_10123_4P_100HP | 3926.8748 | 3926.8748 | 7853.7497 | 2 | 0 | 2 | A | VLS_Inline | 10 | 10 | 10 | 14 | BranchMin_10BranchMax_14 | 12 | 12 | 20 | HeaderMin_12HeaderMax_20 | 20
189 | 189 | 10123-4P-100HP VLSC | VLSC_10123_4P_100HP | 3926.8748 | 3926.8748 | 7853.7497 | 2 | 0 | 2 | A | VLS_Inline | 10 | 10 | 10 | 14 | BranchMin_10BranchMax_14 | 14 | 12 | 20 | HeaderMin_12HeaderMax_20 | 12 | INVALID
189 | 189 | 10123-4P-100HP VLSC | VLSC_10123_4P_100HP | 3926.8748 | 3926.8748 | 7853.7497 | 2 | 0 | 2 | A | VLS_Inline | 10 | 10 | 10 | 14 | BranchMin_10BranchMax_14 | 14 | 12 | 20 | HeaderMin_12HeaderMax_20 | 14 | INVALID
189 | 189 | 10123-4P-100HP VLSC | VLSC_10123_4P_100HP | 3926.8748 | 3926.8748 | 7853.7497 | 2 | 0 | 2 | A | VLS_Inline | 10 | 10 | 10 | 14 | BranchMin_10BranchMax_14 | 14 | 12 | 20 | HeaderMin_12HeaderMax_20 | 16
189 | 189 | 10123-4P-100HP VLSC | VLSC_10123_4P_100HP | 3926.8748 | 3926.8748 | 7853.7497 | 2 | 0 | 2 | A | VLS_Inline | 10 | 10 | 10 | 14 | BranchMin_10BranchMax_14 | 14 | 12 | 20 | HeaderMin_12HeaderMax_20 | 18
189 | 189 | 10123-4P-100HP VLSC | VLSC_10123_4P_100HP | 3926.8748 | 3926.8748 | 7853.7497 | 2 | 0 | 2 | A | VLS_Inline | 10 | 10 | 10 | 14 | BranchMin_10BranchMax_14 | 14 | 12 | 20 | HeaderMin_12HeaderMax_20 | 20
190 | 190 | 10123-4P-125HP VLSC | VLSC_10123_4P_125HP | 4128.2784 | 4128.2784 | 8256.5567 | 2 | 0 | 2 | A | VLS_Inline | 10 | 10 | 10 | 14 | BranchMin_10BranchMax_14 | 10 | 12 | 20 | HeaderMin_12HeaderMax_20 | 12
190 | 190 | 10123-4P-125HP VLSC | VLSC_10123_4P_125HP | 4128.2784 | 4128.2784 | 8256.5567 | 2 | 0 | 2 | A | VLS_Inline | 10 | 10 | 10 | 14 | BranchMin_10BranchMax_14 | 10 | 12 | 20 | HeaderMin_12HeaderMax_20 | 14
190 | 190 | 10123-4P-125HP VLSC | VLSC_10123_4P_125HP | 4128.2784 | 4128.2784 | 8256.5567 | 2 | 0 | 2 | A | VLS_Inline | 10 | 10 | 10 | 14 | BranchMin_10BranchMax_14 | 10 | 12 | 20 | HeaderMin_12HeaderMax_20 | 16
190 | 190 | 10123-4P-125HP VLSC | VLSC_10123_4P_125HP | 4128.2784 | 4128.2784 | 8256.5567 | 2 | 0 | 2 | A | VLS_Inline | 10 | 10 | 10 | 14 | BranchMin_10BranchMax_14 | 10 | 12 | 20 | HeaderMin_12HeaderMax_20 | 18
190 | 190 | 10123-4P-125HP VLSC | VLSC_10123_4P_125HP | 4128.2784 | 4128.2784 | 8256.5567 | 2 | 0 | 2 | A | VLS_Inline | 10 | 10 | 10 | 14 | BranchMin_10BranchMax_14 | 10 | 12 | 20 | HeaderMin_12HeaderMax_20 | 20
190 | 190 | 10123-4P-125HP VLSC | VLSC_10123_4P_125HP | 4128.2784 | 4128.2784 | 8256.5567 | 2 | 0 | 2 | A | VLS_Inline | 10 | 10 | 10 | 14 | BranchMin_10BranchMax_14 | 12 | 12 | 20 | HeaderMin_12HeaderMax_20 | 12 | INVALID
190 | 190 | 10123-4P-125HP VLSC | VLSC_10123_4P_125HP | 4128.2784 | 4128.2784 | 8256.5567 | 2 | 0 | 2 | A | VLS_Inline | 10 | 10 | 10 | 14 | BranchMin_10BranchMax_14 | 12 | 12 | 20 | HeaderMin_12HeaderMax_20 | 14
190 | 190 | 10123-4P-125HP VLSC | VLSC_10123_4P_125HP | 4128.2784 | 4128.2784 | 8256.5567 | 2 | 0 | 2 | A | VLS_Inline | 10 | 10 | 10 | 14 | BranchMin_10BranchMax_14 | 12 | 12 | 20 | HeaderMin_12HeaderMax_20 | 16
190 | 190 | 10123-4P-125HP VLSC | VLSC_10123_4P_125HP | 4128.2784 | 4128.2784 | 8256.5567 | 2 | 0 | 2 | A | VLS_Inline | 10 | 10 | 10 | 14 | BranchMin_10BranchMax_14 | 12 | 12 | 20 | HeaderMin_12HeaderMax_20 | 18
190 | 190 | 10123-4P-125HP VLSC | VLSC_10123_4P_125HP | 4128.2784 | 4128.2784 | 8256.5567 | 2 | 0 | 2 | A | VLS_Inline | 10 | 10 | 10 | 14 | BranchMin_10BranchMax_14 | 12 | 12 | 20 | HeaderMin_12HeaderMax_20 | 20
190 | 190 | 10123-4P-125HP VLSC | VLSC_10123_4P_125HP | 4128.2784 | 4128.2784 | 8256.5567 | 2 | 0 | 2 | A | VLS_Inline | 10 | 10 | 10 | 14 | BranchMin_10BranchMax_14 | 14 | 12 | 20 | HeaderMin_12HeaderMax_20 | 12 | INVALID
190 | 190 | 10123-4P-125HP VLSC | VLSC_10123_4P_125HP | 4128.2784 | 4128.2784 | 8256.5567 | 2 | 0 | 2 | A | VLS_Inline | 10 | 10 | 10 | 14 | BranchMin_10BranchMax_14 | 14 | 12 | 20 | HeaderMin_12HeaderMax_20 | 14 | INVALID
190 | 190 | 10123-4P-125HP VLSC | VLSC_10123_4P_125HP | 4128.2784 | 4128.2784 | 8256.5567 | 2 | 0 | 2 | A | VLS_Inline | 10 | 10 | 10 | 14 | BranchMin_10BranchMax_14 | 14 | 12 | 20 | HeaderMin_12HeaderMax_20 | 16
190 | 190 | 10123-4P-125HP VLSC | VLSC_10123_4P_125HP | 4128.2784 | 4128.2784 | 8256.5567 | 2 | 0 | 2 | A | VLS_Inline | 10 | 10 | 10 | 14 | BranchMin_10BranchMax_14 | 14 | 12 | 20 | HeaderMin_12HeaderMax_20 | 18
190 | 190 | 10123-4P-125HP VLSC | VLSC_10123_4P_125HP | 4128.2784 | 4128.2784 | 8256.5567 | 2 | 0 | 2 | A | VLS_Inline | 10 | 10 | 10 | 14 | BranchMin_10BranchMax_14 | 14 | 12 | 20 | HeaderMin_12HeaderMax_20 | 20
191 | 1 | 12707-2P-5HP VLSC | VLSC_12707_2P_5HP | 120.9035 | 120.9035 | 362.7105 | 3 | 0 | 3 | B | VLS_Inline | 1.25 | 1.25 | 2 | 2.5 | BranchMin_2BranchMax_2.5 | 2 | 2.5 | 4 | HeaderMin_2.5HeaderMax_4 | 2.5
191 | 1 | 12707-2P-5HP VLSC | VLSC_12707_2P_5HP | 120.9035 | 120.9035 | 362.7105 | 3 | 0 | 3 | B | VLS_Inline | 1.25 | 1.25 | 2 | 2.5 | BranchMin_2BranchMax_2.5 | 2 | 2.5 | 4 | HeaderMin_2.5HeaderMax_4 | 3
191 | 1 | 12707-2P-5HP VLSC | VLSC_12707_2P_5HP | 120.9035 | 120.9035 | 362.7105 | 3 | 0 | 3 | B | VLS_Inline | 1.25 | 1.25 | 2 | 2.5 | BranchMin_2BranchMax_2.5 | 2 | 2.5 | 4 | HeaderMin_2.5HeaderMax_4 | 4
191 | 1 | 12707-2P-5HP VLSC | VLSC_12707_2P_5HP | 120.9035 | 120.9035 | 362.7105 | 3 | 0 | 3 | B | VLS_Inline | 1.25 | 1.25 | 2 | 2.5 | BranchMin_2BranchMax_2.5 | 2.5 | 2.5 | 4 | HeaderMin_2.5HeaderMax_4 | 2.5 | INVALID
191 | 1 | 12707-2P-5HP VLSC | VLSC_12707_2P_5HP | 120.9035 | 120.9035 | 362.7105 | 3 | 0 | 3 | B | VLS_Inline | 1.25 | 1.25 | 2 | 2.5 | BranchMin_2BranchMax_2.5 | 2.5 | 2.5 | 4 | HeaderMin_2.5HeaderMax_4 | 3
191 | 1 | 12707-2P-5HP VLSC | VLSC_12707_2P_5HP | 120.9035 | 120.9035 | 362.7105 | 3 | 0 | 3 | B | VLS_Inline | 1.25 | 1.25 | 2 | 2.5 | BranchMin_2BranchMax_2.5 | 2.5 | 2.5 | 4 | HeaderMin_2.5HeaderMax_4 | 4
192 | 2 | 12707-2P-7.5HP VLSC | VLSC_12707_2P_7.5HP | 134.1949 | 134.1949 | 402.5848 | 3 | 0 | 3 | B | VLS_Inline | 1.25 | 1.25 | 2 | 3 | BranchMin_2BranchMax_3 | 2 | 2.5 | 5 | HeaderMin_2.5HeaderMax_5 | 2.5
192 | 2 | 12707-2P-7.5HP VLSC | VLSC_12707_2P_7.5HP | 134.1949 | 134.1949 | 402.5848 | 3 | 0 | 3 | B | VLS_Inline | 1.25 | 1.25 | 2 | 3 | BranchMin_2BranchMax_3 | 2 | 2.5 | 5 | HeaderMin_2.5HeaderMax_5 | 3
192 | 2 | 12707-2P-7.5HP VLSC | VLSC_12707_2P_7.5HP | 134.1949 | 134.1949 | 402.5848 | 3 | 0 | 3 | B | VLS_Inline | 1.25 | 1.25 | 2 | 3 | BranchMin_2BranchMax_3 | 2 | 2.5 | 5 | HeaderMin_2.5HeaderMax_5 | 4
192 | 2 | 12707-2P-7.5HP VLSC | VLSC_12707_2P_7.5HP | 134.1949 | 134.1949 | 402.5848 | 3 | 0 | 3 | B | VLS_Inline | 1.25 | 1.25 | 2 | 3 | BranchMin_2BranchMax_3 | 2 | 2.5 | 5 | HeaderMin_2.5HeaderMax_5 | 5
192 | 2 | 12707-2P-7.5HP VLSC | VLSC_12707_2P_7.5HP | 134.1949 | 134.1949 | 402.5848 | 3 | 0 | 3 | B | VLS_Inline | 1.25 | 1.25 | 2 | 3 | BranchMin_2BranchMax_3 | 2.5 | 2.5 | 5 | HeaderMin_2.5HeaderMax_5 | 2.5 | INVALID
192 | 2 | 12707-2P-7.5HP VLSC | VLSC_12707_2P_7.5HP | 134.1949 | 134.1949 | 402.5848 | 3 | 0 | 3 | B | VLS_Inline | 1.25 | 1.25 | 2 | 3 | BranchMin_2BranchMax_3 | 2.5 | 2.5 | 5 | HeaderMin_2.5HeaderMax_5 | 3
192 | 2 | 12707-2P-7.5HP VLSC | VLSC_12707_2P_7.5HP | 134.1949 | 134.1949 | 402.5848 | 3 | 0 | 3 | B | VLS_Inline | 1.25 | 1.25 | 2 | 3 | BranchMin_2BranchMax_3 | 2.5 | 2.5 | 5 | HeaderMin_2.5HeaderMax_5 | 4
192 | 2 | 12707-2P-7.5HP VLSC | VLSC_12707_2P_7.5HP | 134.1949 | 134.1949 | 402.5848 | 3 | 0 | 3 | B | VLS_Inline | 1.25 | 1.25 | 2 | 3 | BranchMin_2BranchMax_3 | 2.5 | 2.5 | 5 | HeaderMin_2.5HeaderMax_5 | 5
192 | 2 | 12707-2P-7.5HP VLSC | VLSC_12707_2P_7.5HP | 134.1949 | 134.1949 | 402.5848 | 3 | 0 | 3 | B | VLS_Inline | 1.25 | 1.25 | 2 | 3 | BranchMin_2BranchMax_3 | 3 | 2.5 | 5 | HeaderMin_2.5HeaderMax_5 | 2.5 | INVALID
192 | 2 | 12707-2P-7.5HP VLSC | VLSC_12707_2P_7.5HP | 134.1949 | 134.1949 | 402.5848 | 3 | 0 | 3 | B | VLS_Inline | 1.25 | 1.25 | 2 | 3 | BranchMin_2BranchMax_3 | 3 | 2.5 | 5 | HeaderMin_2.5HeaderMax_5 | 3 | INVALID
192 | 2 | 12707-2P-7.5HP VLSC | VLSC_12707_2P_7.5HP | 134.1949 | 134.1949 | 402.5848 | 3 | 0 | 3 | B | VLS_Inline | 1.25 | 1.25 | 2 | 3 | BranchMin_2BranchMax_3 | 3 | 2.5 | 5 | HeaderMin_2.5HeaderMax_5 | 4
192 | 2 | 12707-2P-7.5HP VLSC | VLSC_12707_2P_7.5HP | 134.1949 | 134.1949 | 402.5848 | 3 | 0 | 3 | B | VLS_Inline | 1.25 | 1.25 | 2 | 3 | BranchMin_2BranchMax_3 | 3 | 2.5 | 5 | HeaderMin_2.5HeaderMax_5 | 5
193 | 3 | 12707-2P-10HP VLSC | VLSC_12707_2P_10HP | 146.7341 | 146.7341 | 440.2024 | 3 | 0 | 3 | B | VLS_Inline | 1.25 | 1.25 | 2 | 3 | BranchMin_2BranchMax_3 | 2 | 2.5 | 5 | HeaderMin_2.5HeaderMax_5 | 2.5
193 | 3 | 12707-2P-10HP VLSC | VLSC_12707_2P_10HP | 146.7341 | 146.7341 | 440.2024 | 3 | 0 | 3 | B | VLS_Inline | 1.25 | 1.25 | 2 | 3 | BranchMin_2BranchMax_3 | 2 | 2.5 | 5 | HeaderMin_2.5HeaderMax_5 | 3
193 | 3 | 12707-2P-10HP VLSC | VLSC_12707_2P_10HP | 146.7341 | 146.7341 | 440.2024 | 3 | 0 | 3 | B | VLS_Inline | 1.25 | 1.25 | 2 | 3 | BranchMin_2BranchMax_3 | 2 | 2.5 | 5 | HeaderMin_2.5HeaderMax_5 | 4
193 | 3 | 12707-2P-10HP VLSC | VLSC_12707_2P_10HP | 146.7341 | 146.7341 | 440.2024 | 3 | 0 | 3 | B | VLS_Inline | 1.25 | 1.25 | 2 | 3 | BranchMin_2BranchMax_3 | 2 | 2.5 | 5 | HeaderMin_2.5HeaderMax_5 | 5
193 | 3 | 12707-2P-10HP VLSC | VLSC_12707_2P_10HP | 146.7341 | 146.7341 | 440.2024 | 3 | 0 | 3 | B | VLS_Inline | 1.25 | 1.25 | 2 | 3 | BranchMin_2BranchMax_3 | 2.5 | 2.5 | 5 | HeaderMin_2.5HeaderMax_5 | 2.5 | INVALID
193 | 3 | 12707-2P-10HP VLSC | VLSC_12707_2P_10HP | 146.7341 | 146.7341 | 440.2024 | 3 | 0 | 3 | B | VLS_Inline | 1.25 | 1.25 | 2 | 3 | BranchMin_2BranchMax_3 | 2.5 | 2.5 | 5 | HeaderMin_2.5HeaderMax_5 | 3
193 | 3 | 12707-2P-10HP VLSC | VLSC_12707_2P_10HP | 146.7341 | 146.7341 | 440.2024 | 3 | 0 | 3 | B | VLS_Inline | 1.25 | 1.25 | 2 | 3 | BranchMin_2BranchMax_3 | 2.5 | 2.5 | 5 | HeaderMin_2.5HeaderMax_5 | 4
193 | 3 | 12707-2P-10HP VLSC | VLSC_12707_2P_10HP | 146.7341 | 146.7341 | 440.2024 | 3 | 0 | 3 | B | VLS_Inline | 1.25 | 1.25 | 2 | 3 | BranchMin_2BranchMax_3 | 2.5 | 2.5 | 5 | HeaderMin_2.5HeaderMax_5 | 5
193 | 3 | 12707-2P-10HP VLSC | VLSC_12707_2P_10HP | 146.7341 | 146.7341 | 440.2024 | 3 | 0 | 3 | B | VLS_Inline | 1.25 | 1.25 | 2 | 3 | BranchMin_2BranchMax_3 | 3 | 2.5 | 5 | HeaderMin_2.5HeaderMax_5 | 2.5 | INVALID
193 | 3 | 12707-2P-10HP VLSC | VLSC_12707_2P_10HP | 146.7341 | 146.7341 | 440.2024 | 3 | 0 | 3 | B | VLS_Inline | 1.25 | 1.25 | 2 | 3 | BranchMin_2BranchMax_3 | 3 | 2.5 | 5 | HeaderMin_2.5HeaderMax_5 | 3 | INVALID
193 | 3 | 12707-2P-10HP VLSC | VLSC_12707_2P_10HP | 146.7341 | 146.7341 | 440.2024 | 3 | 0 | 3 | B | VLS_Inline | 1.25 | 1.25 | 2 | 3 | BranchMin_2BranchMax_3 | 3 | 2.5 | 5 | HeaderMin_2.5HeaderMax_5 | 4
193 | 3 | 12707-2P-10HP VLSC | VLSC_12707_2P_10HP | 146.7341 | 146.7341 | 440.2024 | 3 | 0 | 3 | B | VLS_Inline | 1.25 | 1.25 | 2 | 3 | BranchMin_2BranchMax_3 | 3 | 2.5 | 5 | HeaderMin_2.5HeaderMax_5 | 5
194 | 4 | 12707-2P-15HP VLSC | VLSC_12707_2P_15HP | 154 | 154 | 462 | 3 | 0 | 3 | B | VLS_Inline | 1.25 | 1.25 | 2 | 3 | BranchMin_2BranchMax_3 | 2 | 2.5 | 5 | HeaderMin_2.5HeaderMax_5 | 2.5
194 | 4 | 12707-2P-15HP VLSC | VLSC_12707_2P_15HP | 154 | 154 | 462 | 3 | 0 | 3 | B | VLS_Inline | 1.25 | 1.25 | 2 | 3 | BranchMin_2BranchMax_3 | 2 | 2.5 | 5 | HeaderMin_2.5HeaderMax_5 | 3
194 | 4 | 12707-2P-15HP VLSC | VLSC_12707_2P_15HP | 154 | 154 | 462 | 3 | 0 | 3 | B | VLS_Inline | 1.25 | 1.25 | 2 | 3 | BranchMin_2BranchMax_3 | 2 | 2.5 | 5 | HeaderMin_2.5HeaderMax_5 | 4
194 | 4 | 12707-2P-15HP VLSC | VLSC_12707_2P_15HP | 154 | 154 | 462 | 3 | 0 | 3 | B | VLS_Inline | 1.25 | 1.25 | 2 | 3 | BranchMin_2BranchMax_3 | 2 | 2.5 | 5 | HeaderMin_2.5HeaderMax_5 | 5
194 | 4 | 12707-2P-15HP VLSC | VLSC_12707_2P_15HP | 154 | 154 | 462 | 3 | 0 | 3 | B | VLS_Inline | 1.25 | 1.25 | 2 | 3 | BranchMin_2BranchMax_3 | 2.5 | 2.5 | 5 | HeaderMin_2.5HeaderMax_5 | 2.5 | INVALID
194 | 4 | 12707-2P-15HP VLSC | VLSC_12707_2P_15HP | 154 | 154 | 462 | 3 | 0 | 3 | B | VLS_Inline | 1.25 | 1.25 | 2 | 3 | BranchMin_2BranchMax_3 | 2.5 | 2.5 | 5 | HeaderMin_2.5HeaderMax_5 | 3
194 | 4 | 12707-2P-15HP VLSC | VLSC_12707_2P_15HP | 154 | 154 | 462 | 3 | 0 | 3 | B | VLS_Inline | 1.25 | 1.25 | 2 | 3 | BranchMin_2BranchMax_3 | 2.5 | 2.5 | 5 | HeaderMin_2.5HeaderMax_5 | 4
194 | 4 | 12707-2P-15HP VLSC | VLSC_12707_2P_15HP | 154 | 154 | 462 | 3 | 0 | 3 | B | VLS_Inline | 1.25 | 1.25 | 2 | 3 | BranchMin_2BranchMax_3 | 2.5 | 2.5 | 5 | HeaderMin_2.5HeaderMax_5 | 5
194 | 4 | 12707-2P-15HP VLSC | VLSC_12707_2P_15HP | 154 | 154 | 462 | 3 | 0 | 3 | B | VLS_Inline | 1.25 | 1.25 | 2 | 3 | BranchMin_2BranchMax_3 | 3 | 2.5 | 5 | HeaderMin_2.5HeaderMax_5 | 2.5 | INVALID
194 | 4 | 12707-2P-15HP VLSC | VLSC_12707_2P_15HP | 154 | 154 | 462 | 3 | 0 | 3 | B | VLS_Inline | 1.25 | 1.25 | 2 | 3 | BranchMin_2BranchMax_3 | 3 | 2.5 | 5 | HeaderMin_2.5HeaderMax_5 | 3 | INVALID
194 | 4 | 12707-2P-15HP VLSC | VLSC_12707_2P_15HP | 154 | 154 | 462 | 3 | 0 | 3 | B | VLS_Inline | 1.25 | 1.25 | 2 | 3 | BranchMin_2BranchMax_3 | 3 | 2.5 | 5 | HeaderMin_2.5HeaderMax_5 | 4
194 | 4 | 12707-2P-15HP VLSC | VLSC_12707_2P_15HP | 154 | 154 | 462 | 3 | 0 | 3 | B | VLS_Inline | 1.25 | 1.25 | 2 | 3 | BranchMin_2BranchMax_3 | 3 | 2.5 | 5 | HeaderMin_2.5HeaderMax_5 | 5
195 | 5 | 12707-4P-3HP VLSC | VLSC_12707_4P_3HP | 79 | 79 | 237 | 3 | 0 | 3 | B | VLS_Inline | 1.25 | 1.25 | 2 | 2 | BranchMin_2BranchMax_2 | 2 | 2.5 | 4 | HeaderMin_2.5HeaderMax_4 | 2.5
195 | 5 | 12707-4P-3HP VLSC | VLSC_12707_4P_3HP | 79 | 79 | 237 | 3 | 0 | 3 | B | VLS_Inline | 1.25 | 1.25 | 2 | 2 | BranchMin_2BranchMax_2 | 2 | 2.5 | 4 | HeaderMin_2.5HeaderMax_4 | 3
195 | 5 | 12707-4P-3HP VLSC | VLSC_12707_4P_3HP | 79 | 79 | 237 | 3 | 0 | 3 | B | VLS_Inline | 1.25 | 1.25 | 2 | 2 | BranchMin_2BranchMax_2 | 2 | 2.5 | 4 | HeaderMin_2.5HeaderMax_4 | 4
196 | 6 | 15709-2P-7.5HP VLSC | VLSC_15709_2P_7.5HP | 169.9715 | 169.9715 | 509.9146 | 3 | 0 | 3 | B | VLS_Inline | 1.5 | 1.5 | 2 | 3 | BranchMin_2BranchMax_3 | 2 | 2.5 | 5 | HeaderMin_2.5HeaderMax_5 | 2.5
196 | 6 | 15709-2P-7.5HP VLSC | VLSC_15709_2P_7.5HP | 169.9715 | 169.9715 | 509.9146 | 3 | 0 | 3 | B | VLS_Inline | 1.5 | 1.5 | 2 | 3 | BranchMin_2BranchMax_3 | 2 | 2.5 | 5 | HeaderMin_2.5HeaderMax_5 | 3
196 | 6 | 15709-2P-7.5HP VLSC | VLSC_15709_2P_7.5HP | 169.9715 | 169.9715 | 509.9146 | 3 | 0 | 3 | B | VLS_Inline | 1.5 | 1.5 | 2 | 3 | BranchMin_2BranchMax_3 | 2 | 2.5 | 5 | HeaderMin_2.5HeaderMax_5 | 4
196 | 6 | 15709-2P-7.5HP VLSC | VLSC_15709_2P_7.5HP | 169.9715 | 169.9715 | 509.9146 | 3 | 0 | 3 | B | VLS_Inline | 1.5 | 1.5 | 2 | 3 | BranchMin_2BranchMax_3 | 2 | 2.5 | 5 | HeaderMin_2.5HeaderMax_5 | 5
196 | 6 | 15709-2P-7.5HP VLSC | VLSC_15709_2P_7.5HP | 169.9715 | 169.9715 | 509.9146 | 3 | 0 | 3 | B | VLS_Inline | 1.5 | 1.5 | 2 | 3 | BranchMin_2BranchMax_3 | 2.5 | 2.5 | 5 | HeaderMin_2.5HeaderMax_5 | 2.5 | INVALID
196 | 6 | 15709-2P-7.5HP VLSC | VLSC_15709_2P_7.5HP | 169.9715 | 169.9715 | 509.9146 | 3 | 0 | 3 | B | VLS_Inline | 1.5 | 1.5 | 2 | 3 | BranchMin_2BranchMax_3 | 2.5 | 2.5 | 5 | HeaderMin_2.5HeaderMax_5 | 3
196 | 6 | 15709-2P-7.5HP VLSC | VLSC_15709_2P_7.5HP | 169.9715 | 169.9715 | 509.9146 | 3 | 0 | 3 | B | VLS_Inline | 1.5 | 1.5 | 2 | 3 | BranchMin_2BranchMax_3 | 2.5 | 2.5 | 5 | HeaderMin_2.5HeaderMax_5 | 4
196 | 6 | 15709-2P-7.5HP VLSC | VLSC_15709_2P_7.5HP | 169.9715 | 169.9715 | 509.9146 | 3 | 0 | 3 | B | VLS_Inline | 1.5 | 1.5 | 2 | 3 | BranchMin_2BranchMax_3 | 2.5 | 2.5 | 5 | HeaderMin_2.5HeaderMax_5 | 5
196 | 6 | 15709-2P-7.5HP VLSC | VLSC_15709_2P_7.5HP | 169.9715 | 169.9715 | 509.9146 | 3 | 0 | 3 | B | VLS_Inline | 1.5 | 1.5 | 2 | 3 | BranchMin_2BranchMax_3 | 3 | 2.5 | 5 | HeaderMin_2.5HeaderMax_5 | 2.5 | INVALID
196 | 6 | 15709-2P-7.5HP VLSC | VLSC_15709_2P_7.5HP | 169.9715 | 169.9715 | 509.9146 | 3 | 0 | 3 | B | VLS_Inline | 1.5 | 1.5 | 2 | 3 | BranchMin_2BranchMax_3 | 3 | 2.5 | 5 | HeaderMin_2.5HeaderMax_5 | 3 | INVALID
196 | 6 | 15709-2P-7.5HP VLSC | VLSC_15709_2P_7.5HP | 169.9715 | 169.9715 | 509.9146 | 3 | 0 | 3 | B | VLS_Inline | 1.5 | 1.5 | 2 | 3 | BranchMin_2BranchMax_3 | 3 | 2.5 | 5 | HeaderMin_2.5HeaderMax_5 | 4
196 | 6 | 15709-2P-7.5HP VLSC | VLSC_15709_2P_7.5HP | 169.9715 | 169.9715 | 509.9146 | 3 | 0 | 3 | B | VLS_Inline | 1.5 | 1.5 | 2 | 3 | BranchMin_2BranchMax_3 | 3 | 2.5 | 5 | HeaderMin_2.5HeaderMax_5 | 5
197 | 7 | 15709-2P-10HP VLSC | VLSC_15709_2P_10HP | 191.939 | 191.939 | 575.8169 | 3 | 0 | 3 | B | VLS_Inline | 1.5 | 1.5 | 2 | 3 | BranchMin_2BranchMax_3 | 2 | 2.5 | 5 | HeaderMin_2.5HeaderMax_5 | 2.5
197 | 7 | 15709-2P-10HP VLSC | VLSC_15709_2P_10HP | 191.939 | 191.939 | 575.8169 | 3 | 0 | 3 | B | VLS_Inline | 1.5 | 1.5 | 2 | 3 | BranchMin_2BranchMax_3 | 2 | 2.5 | 5 | HeaderMin_2.5HeaderMax_5 | 3
197 | 7 | 15709-2P-10HP VLSC | VLSC_15709_2P_10HP | 191.939 | 191.939 | 575.8169 | 3 | 0 | 3 | B | VLS_Inline | 1.5 | 1.5 | 2 | 3 | BranchMin_2BranchMax_3 | 2 | 2.5 | 5 | HeaderMin_2.5HeaderMax_5 | 4
197 | 7 | 15709-2P-10HP VLSC | VLSC_15709_2P_10HP | 191.939 | 191.939 | 575.8169 | 3 | 0 | 3 | B | VLS_Inline | 1.5 | 1.5 | 2 | 3 | BranchMin_2BranchMax_3 | 2 | 2.5 | 5 | HeaderMin_2.5HeaderMax_5 | 5
197 | 7 | 15709-2P-10HP VLSC | VLSC_15709_2P_10HP | 191.939 | 191.939 | 575.8169 | 3 | 0 | 3 | B | VLS_Inline | 1.5 | 1.5 | 2 | 3 | BranchMin_2BranchMax_3 | 2.5 | 2.5 | 5 | HeaderMin_2.5HeaderMax_5 | 2.5 | INVALID
197 | 7 | 15709-2P-10HP VLSC | VLSC_15709_2P_10HP | 191.939 | 191.939 | 575.8169 | 3 | 0 | 3 | B | VLS_Inline | 1.5 | 1.5 | 2 | 3 | BranchMin_2BranchMax_3 | 2.5 | 2.5 | 5 | HeaderMin_2.5HeaderMax_5 | 3
197 | 7 | 15709-2P-10HP VLSC | VLSC_15709_2P_10HP | 191.939 | 191.939 | 575.8169 | 3 | 0 | 3 | B | VLS_Inline | 1.5 | 1.5 | 2 | 3 | BranchMin_2BranchMax_3 | 2.5 | 2.5 | 5 | HeaderMin_2.5HeaderMax_5 | 4
197 | 7 | 15709-2P-10HP VLSC | VLSC_15709_2P_10HP | 191.939 | 191.939 | 575.8169 | 3 | 0 | 3 | B | VLS_Inline | 1.5 | 1.5 | 2 | 3 | BranchMin_2BranchMax_3 | 2.5 | 2.5 | 5 | HeaderMin_2.5HeaderMax_5 | 5
197 | 7 | 15709-2P-10HP VLSC | VLSC_15709_2P_10HP | 191.939 | 191.939 | 575.8169 | 3 | 0 | 3 | B | VLS_Inline | 1.5 | 1.5 | 2 | 3 | BranchMin_2BranchMax_3 | 3 | 2.5 | 5 | HeaderMin_2.5HeaderMax_5 | 2.5 | INVALID
197 | 7 | 15709-2P-10HP VLSC | VLSC_15709_2P_10HP | 191.939 | 191.939 | 575.8169 | 3 | 0 | 3 | B | VLS_Inline | 1.5 | 1.5 | 2 | 3 | BranchMin_2BranchMax_3 | 3 | 2.5 | 5 | HeaderMin_2.5HeaderMax_5 | 3 | INVALID
197 | 7 | 15709-2P-10HP VLSC | VLSC_15709_2P_10HP | 191.939 | 191.939 | 575.8169 | 3 | 0 | 3 | B | VLS_Inline | 1.5 | 1.5 | 2 | 3 | BranchMin_2BranchMax_3 | 3 | 2.5 | 5 | HeaderMin_2.5HeaderMax_5 | 4
197 | 7 | 15709-2P-10HP VLSC | VLSC_15709_2P_10HP | 191.939 | 191.939 | 575.8169 | 3 | 0 | 3 | B | VLS_Inline | 1.5 | 1.5 | 2 | 3 | BranchMin_2BranchMax_3 | 3 | 2.5 | 5 | HeaderMin_2.5HeaderMax_5 | 5
198 | 8 | 15709-2P-15HP VLSC | VLSC_15709_2P_15HP | 226.3257 | 226.3257 | 678.977 | 3 | 0 | 3 | B | VLS_Inline | 1.5 | 1.5 | 2 | 4 | BranchMin_2BranchMax_4 | 2 | 2.5 | 6 | HeaderMin_2.5HeaderMax_6 | 2.5
198 | 8 | 15709-2P-15HP VLSC | VLSC_15709_2P_15HP | 226.3257 | 226.3257 | 678.977 | 3 | 0 | 3 | B | VLS_Inline | 1.5 | 1.5 | 2 | 4 | BranchMin_2BranchMax_4 | 2 | 2.5 | 6 | HeaderMin_2.5HeaderMax_6 | 3
198 | 8 | 15709-2P-15HP VLSC | VLSC_15709_2P_15HP | 226.3257 | 226.3257 | 678.977 | 3 | 0 | 3 | B | VLS_Inline | 1.5 | 1.5 | 2 | 4 | BranchMin_2BranchMax_4 | 2 | 2.5 | 6 | HeaderMin_2.5HeaderMax_6 | 4
198 | 8 | 15709-2P-15HP VLSC | VLSC_15709_2P_15HP | 226.3257 | 226.3257 | 678.977 | 3 | 0 | 3 | B | VLS_Inline | 1.5 | 1.5 | 2 | 4 | BranchMin_2BranchMax_4 | 2 | 2.5 | 6 | HeaderMin_2.5HeaderMax_6 | 5
198 | 8 | 15709-2P-15HP VLSC | VLSC_15709_2P_15HP | 226.3257 | 226.3257 | 678.977 | 3 | 0 | 3 | B | VLS_Inline | 1.5 | 1.5 | 2 | 4 | BranchMin_2BranchMax_4 | 2 | 2.5 | 6 | HeaderMin_2.5HeaderMax_6 | 6
198 | 8 | 15709-2P-15HP VLSC | VLSC_15709_2P_15HP | 226.3257 | 226.3257 | 678.977 | 3 | 0 | 3 | B | VLS_Inline | 1.5 | 1.5 | 2 | 4 | BranchMin_2BranchMax_4 | 2.5 | 2.5 | 6 | HeaderMin_2.5HeaderMax_6 | 2.5 | INVALID
198 | 8 | 15709-2P-15HP VLSC | VLSC_15709_2P_15HP | 226.3257 | 226.3257 | 678.977 | 3 | 0 | 3 | B | VLS_Inline | 1.5 | 1.5 | 2 | 4 | BranchMin_2BranchMax_4 | 2.5 | 2.5 | 6 | HeaderMin_2.5HeaderMax_6 | 3
198 | 8 | 15709-2P-15HP VLSC | VLSC_15709_2P_15HP | 226.3257 | 226.3257 | 678.977 | 3 | 0 | 3 | B | VLS_Inline | 1.5 | 1.5 | 2 | 4 | BranchMin_2BranchMax_4 | 2.5 | 2.5 | 6 | HeaderMin_2.5HeaderMax_6 | 4
198 | 8 | 15709-2P-15HP VLSC | VLSC_15709_2P_15HP | 226.3257 | 226.3257 | 678.977 | 3 | 0 | 3 | B | VLS_Inline | 1.5 | 1.5 | 2 | 4 | BranchMin_2BranchMax_4 | 2.5 | 2.5 | 6 | HeaderMin_2.5HeaderMax_6 | 5
198 | 8 | 15709-2P-15HP VLSC | VLSC_15709_2P_15HP | 226.3257 | 226.3257 | 678.977 | 3 | 0 | 3 | B | VLS_Inline | 1.5 | 1.5 | 2 | 4 | BranchMin_2BranchMax_4 | 2.5 | 2.5 | 6 | HeaderMin_2.5HeaderMax_6 | 6
198 | 8 | 15709-2P-15HP VLSC | VLSC_15709_2P_15HP | 226.3257 | 226.3257 | 678.977 | 3 | 0 | 3 | B | VLS_Inline | 1.5 | 1.5 | 2 | 4 | BranchMin_2BranchMax_4 | 3 | 2.5 | 6 | HeaderMin_2.5HeaderMax_6 | 2.5 | INVALID
198 | 8 | 15709-2P-15HP VLSC | VLSC_15709_2P_15HP | 226.3257 | 226.3257 | 678.977 | 3 | 0 | 3 | B | VLS_Inline | 1.5 | 1.5 | 2 | 4 | BranchMin_2BranchMax_4 | 3 | 2.5 | 6 | HeaderMin_2.5HeaderMax_6 | 3 | INVALID
198 | 8 | 15709-2P-15HP VLSC | VLSC_15709_2P_15HP | 226.3257 | 226.3257 | 678.977 | 3 | 0 | 3 | B | VLS_Inline | 1.5 | 1.5 | 2 | 4 | BranchMin_2BranchMax_4 | 3 | 2.5 | 6 | HeaderMin_2.5HeaderMax_6 | 4
198 | 8 | 15709-2P-15HP VLSC | VLSC_15709_2P_15HP | 226.3257 | 226.3257 | 678.977 | 3 | 0 | 3 | B | VLS_Inline | 1.5 | 1.5 | 2 | 4 | BranchMin_2BranchMax_4 | 3 | 2.5 | 6 | HeaderMin_2.5HeaderMax_6 | 5
198 | 8 | 15709-2P-15HP VLSC | VLSC_15709_2P_15HP | 226.3257 | 226.3257 | 678.977 | 3 | 0 | 3 | B | VLS_Inline | 1.5 | 1.5 | 2 | 4 | BranchMin_2BranchMax_4 | 3 | 2.5 | 6 | HeaderMin_2.5HeaderMax_6 | 6
198 | 8 | 15709-2P-15HP VLSC | VLSC_15709_2P_15HP | 226.3257 | 226.3257 | 678.977 | 3 | 0 | 3 | B | VLS_Inline | 1.5 | 1.5 | 2 | 4 | BranchMin_2BranchMax_4 | 4 | 2.5 | 6 | HeaderMin_2.5HeaderMax_6 | 2.5 | INVALID
198 | 8 | 15709-2P-15HP VLSC | VLSC_15709_2P_15HP | 226.3257 | 226.3257 | 678.977 | 3 | 0 | 3 | B | VLS_Inline | 1.5 | 1.5 | 2 | 4 | BranchMin_2BranchMax_4 | 4 | 2.5 | 6 | HeaderMin_2.5HeaderMax_6 | 3 | INVALID
198 | 8 | 15709-2P-15HP VLSC | VLSC_15709_2P_15HP | 226.3257 | 226.3257 | 678.977 | 3 | 0 | 3 | B | VLS_Inline | 1.5 | 1.5 | 2 | 4 | BranchMin_2BranchMax_4 | 4 | 2.5 | 6 | HeaderMin_2.5HeaderMax_6 | 4 | INVALID
198 | 8 | 15709-2P-15HP VLSC | VLSC_15709_2P_15HP | 226.3257 | 226.3257 | 678.977 | 3 | 0 | 3 | B | VLS_Inline | 1.5 | 1.5 | 2 | 4 | BranchMin_2BranchMax_4 | 4 | 2.5 | 6 | HeaderMin_2.5HeaderMax_6 | 5
198 | 8 | 15709-2P-15HP VLSC | VLSC_15709_2P_15HP | 226.3257 | 226.3257 | 678.977 | 3 | 0 | 3 | B | VLS_Inline | 1.5 | 1.5 | 2 | 4 | BranchMin_2BranchMax_4 | 4 | 2.5 | 6 | HeaderMin_2.5HeaderMax_6 | 6
199 | 9 | 15709-4P-3HP VLSC | VLSC_15709_4P_3HP | 124.0691 | 124.0691 | 372.2073 | 3 | 0 | 3 | B | VLS_Inline | 1.5 | 1.5 | 2 | 2.5 | BranchMin_2BranchMax_2.5 | 2 | 2.5 | 4 | HeaderMin_2.5HeaderMax_4 | 2.5
199 | 9 | 15709-4P-3HP VLSC | VLSC_15709_4P_3HP | 124.0691 | 124.0691 | 372.2073 | 3 | 0 | 3 | B | VLS_Inline | 1.5 | 1.5 | 2 | 2.5 | BranchMin_2BranchMax_2.5 | 2 | 2.5 | 4 | HeaderMin_2.5HeaderMax_4 | 3
199 | 9 | 15709-4P-3HP VLSC | VLSC_15709_4P_3HP | 124.0691 | 124.0691 | 372.2073 | 3 | 0 | 3 | B | VLS_Inline | 1.5 | 1.5 | 2 | 2.5 | BranchMin_2BranchMax_2.5 | 2 | 2.5 | 4 | HeaderMin_2.5HeaderMax_4 | 4
199 | 9 | 15709-4P-3HP VLSC | VLSC_15709_4P_3HP | 124.0691 | 124.0691 | 372.2073 | 3 | 0 | 3 | B | VLS_Inline | 1.5 | 1.5 | 2 | 2.5 | BranchMin_2BranchMax_2.5 | 2.5 | 2.5 | 4 | HeaderMin_2.5HeaderMax_4 | 2.5 | INVALID
199 | 9 | 15709-4P-3HP VLSC | VLSC_15709_4P_3HP | 124.0691 | 124.0691 | 372.2073 | 3 | 0 | 3 | B | VLS_Inline | 1.5 | 1.5 | 2 | 2.5 | BranchMin_2BranchMax_2.5 | 2.5 | 2.5 | 4 | HeaderMin_2.5HeaderMax_4 | 3
199 | 9 | 15709-4P-3HP VLSC | VLSC_15709_4P_3HP | 124.0691 | 124.0691 | 372.2073 | 3 | 0 | 3 | B | VLS_Inline | 1.5 | 1.5 | 2 | 2.5 | BranchMin_2BranchMax_2.5 | 2.5 | 2.5 | 4 | HeaderMin_2.5HeaderMax_4 | 4
200 | 10 | 20705-2P-7.5HP VLSC | VLSC_20705_2P_7.5HP | 190.191 | 190.191 | 570.5729 | 3 | 0 | 3 | B | VLS_Inline | 2 | 2 | 2 | 3 | BranchMin_2BranchMax_3 | 2 | 2.5 | 5 | HeaderMin_2.5HeaderMax_5 | 2.5
200 | 10 | 20705-2P-7.5HP VLSC | VLSC_20705_2P_7.5HP | 190.191 | 190.191 | 570.5729 | 3 | 0 | 3 | B | VLS_Inline | 2 | 2 | 2 | 3 | BranchMin_2BranchMax_3 | 2 | 2.5 | 5 | HeaderMin_2.5HeaderMax_5 | 3
200 | 10 | 20705-2P-7.5HP VLSC | VLSC_20705_2P_7.5HP | 190.191 | 190.191 | 570.5729 | 3 | 0 | 3 | B | VLS_Inline | 2 | 2 | 2 | 3 | BranchMin_2BranchMax_3 | 2 | 2.5 | 5 | HeaderMin_2.5HeaderMax_5 | 4
200 | 10 | 20705-2P-7.5HP VLSC | VLSC_20705_2P_7.5HP | 190.191 | 190.191 | 570.5729 | 3 | 0 | 3 | B | VLS_Inline | 2 | 2 | 2 | 3 | BranchMin_2BranchMax_3 | 2 | 2.5 | 5 | HeaderMin_2.5HeaderMax_5 | 5
200 | 10 | 20705-2P-7.5HP VLSC | VLSC_20705_2P_7.5HP | 190.191 | 190.191 | 570.5729 | 3 | 0 | 3 | B | VLS_Inline | 2 | 2 | 2 | 3 | BranchMin_2BranchMax_3 | 2.5 | 2.5 | 5 | HeaderMin_2.5HeaderMax_5 | 2.5 | INVALID
200 | 10 | 20705-2P-7.5HP VLSC | VLSC_20705_2P_7.5HP | 190.191 | 190.191 | 570.5729 | 3 | 0 | 3 | B | VLS_Inline | 2 | 2 | 2 | 3 | BranchMin_2BranchMax_3 | 2.5 | 2.5 | 5 | HeaderMin_2.5HeaderMax_5 | 3
200 | 10 | 20705-2P-7.5HP VLSC | VLSC_20705_2P_7.5HP | 190.191 | 190.191 | 570.5729 | 3 | 0 | 3 | B | VLS_Inline | 2 | 2 | 2 | 3 | BranchMin_2BranchMax_3 | 2.5 | 2.5 | 5 | HeaderMin_2.5HeaderMax_5 | 4
200 | 10 | 20705-2P-7.5HP VLSC | VLSC_20705_2P_7.5HP | 190.191 | 190.191 | 570.5729 | 3 | 0 | 3 | B | VLS_Inline | 2 | 2 | 2 | 3 | BranchMin_2BranchMax_3 | 2.5 | 2.5 | 5 | HeaderMin_2.5HeaderMax_5 | 5
200 | 10 | 20705-2P-7.5HP VLSC | VLSC_20705_2P_7.5HP | 190.191 | 190.191 | 570.5729 | 3 | 0 | 3 | B | VLS_Inline | 2 | 2 | 2 | 3 | BranchMin_2BranchMax_3 | 3 | 2.5 | 5 | HeaderMin_2.5HeaderMax_5 | 2.5 | INVALID
200 | 10 | 20705-2P-7.5HP VLSC | VLSC_20705_2P_7.5HP | 190.191 | 190.191 | 570.5729 | 3 | 0 | 3 | B | VLS_Inline | 2 | 2 | 2 | 3 | BranchMin_2BranchMax_3 | 3 | 2.5 | 5 | HeaderMin_2.5HeaderMax_5 | 3 | INVALID
200 | 10 | 20705-2P-7.5HP VLSC | VLSC_20705_2P_7.5HP | 190.191 | 190.191 | 570.5729 | 3 | 0 | 3 | B | VLS_Inline | 2 | 2 | 2 | 3 | BranchMin_2BranchMax_3 | 3 | 2.5 | 5 | HeaderMin_2.5HeaderMax_5 | 4
200 | 10 | 20705-2P-7.5HP VLSC | VLSC_20705_2P_7.5HP | 190.191 | 190.191 | 570.5729 | 3 | 0 | 3 | B | VLS_Inline | 2 | 2 | 2 | 3 | BranchMin_2BranchMax_3 | 3 | 2.5 | 5 | HeaderMin_2.5HeaderMax_5 | 5
201 | 11 | 20705-2P-10HP VLSC | VLSC_20705_2P_10HP | 214.0515 | 214.0515 | 642.1546 | 3 | 0 | 3 | B | VLS_Inline | 2 | 2 | 2 | 3 | BranchMin_2BranchMax_3 | 2 | 2.5 | 5 | HeaderMin_2.5HeaderMax_5 | 2.5
201 | 11 | 20705-2P-10HP VLSC | VLSC_20705_2P_10HP | 214.0515 | 214.0515 | 642.1546 | 3 | 0 | 3 | B | VLS_Inline | 2 | 2 | 2 | 3 | BranchMin_2BranchMax_3 | 2 | 2.5 | 5 | HeaderMin_2.5HeaderMax_5 | 3
201 | 11 | 20705-2P-10HP VLSC | VLSC_20705_2P_10HP | 214.0515 | 214.0515 | 642.1546 | 3 | 0 | 3 | B | VLS_Inline | 2 | 2 | 2 | 3 | BranchMin_2BranchMax_3 | 2 | 2.5 | 5 | HeaderMin_2.5HeaderMax_5 | 4
201 | 11 | 20705-2P-10HP VLSC | VLSC_20705_2P_10HP | 214.0515 | 214.0515 | 642.1546 | 3 | 0 | 3 | B | VLS_Inline | 2 | 2 | 2 | 3 | BranchMin_2BranchMax_3 | 2 | 2.5 | 5 | HeaderMin_2.5HeaderMax_5 | 5
201 | 11 | 20705-2P-10HP VLSC | VLSC_20705_2P_10HP | 214.0515 | 214.0515 | 642.1546 | 3 | 0 | 3 | B | VLS_Inline | 2 | 2 | 2 | 3 | BranchMin_2BranchMax_3 | 2.5 | 2.5 | 5 | HeaderMin_2.5HeaderMax_5 | 2.5 | INVALID
201 | 11 | 20705-2P-10HP VLSC | VLSC_20705_2P_10HP | 214.0515 | 214.0515 | 642.1546 | 3 | 0 | 3 | B | VLS_Inline | 2 | 2 | 2 | 3 | BranchMin_2BranchMax_3 | 2.5 | 2.5 | 5 | HeaderMin_2.5HeaderMax_5 | 3
201 | 11 | 20705-2P-10HP VLSC | VLSC_20705_2P_10HP | 214.0515 | 214.0515 | 642.1546 | 3 | 0 | 3 | B | VLS_Inline | 2 | 2 | 2 | 3 | BranchMin_2BranchMax_3 | 2.5 | 2.5 | 5 | HeaderMin_2.5HeaderMax_5 | 4
201 | 11 | 20705-2P-10HP VLSC | VLSC_20705_2P_10HP | 214.0515 | 214.0515 | 642.1546 | 3 | 0 | 3 | B | VLS_Inline | 2 | 2 | 2 | 3 | BranchMin_2BranchMax_3 | 2.5 | 2.5 | 5 | HeaderMin_2.5HeaderMax_5 | 5
201 | 11 | 20705-2P-10HP VLSC | VLSC_20705_2P_10HP | 214.0515 | 214.0515 | 642.1546 | 3 | 0 | 3 | B | VLS_Inline | 2 | 2 | 2 | 3 | BranchMin_2BranchMax_3 | 3 | 2.5 | 5 | HeaderMin_2.5HeaderMax_5 | 2.5 | INVALID
201 | 11 | 20705-2P-10HP VLSC | VLSC_20705_2P_10HP | 214.0515 | 214.0515 | 642.1546 | 3 | 0 | 3 | B | VLS_Inline | 2 | 2 | 2 | 3 | BranchMin_2BranchMax_3 | 3 | 2.5 | 5 | HeaderMin_2.5HeaderMax_5 | 3 | INVALID
201 | 11 | 20705-2P-10HP VLSC | VLSC_20705_2P_10HP | 214.0515 | 214.0515 | 642.1546 | 3 | 0 | 3 | B | VLS_Inline | 2 | 2 | 2 | 3 | BranchMin_2BranchMax_3 | 3 | 2.5 | 5 | HeaderMin_2.5HeaderMax_5 | 4
201 | 11 | 20705-2P-10HP VLSC | VLSC_20705_2P_10HP | 214.0515 | 214.0515 | 642.1546 | 3 | 0 | 3 | B | VLS_Inline | 2 | 2 | 2 | 3 | BranchMin_2BranchMax_3 | 3 | 2.5 | 5 | HeaderMin_2.5HeaderMax_5 | 5
202 | 12 | 20705-2P-15HP VLSC | VLSC_20705_2P_15HP | 249.8523 | 249.8523 | 749.5569 | 3 | 0 | 3 | B | VLS_Inline | 2 | 2 | 2 | 4 | BranchMin_2BranchMax_4 | 2 | 2.5 | 6 | HeaderMin_2.5HeaderMax_6 | 2.5
202 | 12 | 20705-2P-15HP VLSC | VLSC_20705_2P_15HP | 249.8523 | 249.8523 | 749.5569 | 3 | 0 | 3 | B | VLS_Inline | 2 | 2 | 2 | 4 | BranchMin_2BranchMax_4 | 2 | 2.5 | 6 | HeaderMin_2.5HeaderMax_6 | 3
202 | 12 | 20705-2P-15HP VLSC | VLSC_20705_2P_15HP | 249.8523 | 249.8523 | 749.5569 | 3 | 0 | 3 | B | VLS_Inline | 2 | 2 | 2 | 4 | BranchMin_2BranchMax_4 | 2 | 2.5 | 6 | HeaderMin_2.5HeaderMax_6 | 4
202 | 12 | 20705-2P-15HP VLSC | VLSC_20705_2P_15HP | 249.8523 | 249.8523 | 749.5569 | 3 | 0 | 3 | B | VLS_Inline | 2 | 2 | 2 | 4 | BranchMin_2BranchMax_4 | 2 | 2.5 | 6 | HeaderMin_2.5HeaderMax_6 | 5
202 | 12 | 20705-2P-15HP VLSC | VLSC_20705_2P_15HP | 249.8523 | 249.8523 | 749.5569 | 3 | 0 | 3 | B | VLS_Inline | 2 | 2 | 2 | 4 | BranchMin_2BranchMax_4 | 2 | 2.5 | 6 | HeaderMin_2.5HeaderMax_6 | 6
202 | 12 | 20705-2P-15HP VLSC | VLSC_20705_2P_15HP | 249.8523 | 249.8523 | 749.5569 | 3 | 0 | 3 | B | VLS_Inline | 2 | 2 | 2 | 4 | BranchMin_2BranchMax_4 | 2.5 | 2.5 | 6 | HeaderMin_2.5HeaderMax_6 | 2.5 | INVALID
202 | 12 | 20705-2P-15HP VLSC | VLSC_20705_2P_15HP | 249.8523 | 249.8523 | 749.5569 | 3 | 0 | 3 | B | VLS_Inline | 2 | 2 | 2 | 4 | BranchMin_2BranchMax_4 | 2.5 | 2.5 | 6 | HeaderMin_2.5HeaderMax_6 | 3
202 | 12 | 20705-2P-15HP VLSC | VLSC_20705_2P_15HP | 249.8523 | 249.8523 | 749.5569 | 3 | 0 | 3 | B | VLS_Inline | 2 | 2 | 2 | 4 | BranchMin_2BranchMax_4 | 2.5 | 2.5 | 6 | HeaderMin_2.5HeaderMax_6 | 4
202 | 12 | 20705-2P-15HP VLSC | VLSC_20705_2P_15HP | 249.8523 | 249.8523 | 749.5569 | 3 | 0 | 3 | B | VLS_Inline | 2 | 2 | 2 | 4 | BranchMin_2BranchMax_4 | 2.5 | 2.5 | 6 | HeaderMin_2.5HeaderMax_6 | 5
202 | 12 | 20705-2P-15HP VLSC | VLSC_20705_2P_15HP | 249.8523 | 249.8523 | 749.5569 | 3 | 0 | 3 | B | VLS_Inline | 2 | 2 | 2 | 4 | BranchMin_2BranchMax_4 | 2.5 | 2.5 | 6 | HeaderMin_2.5HeaderMax_6 | 6
202 | 12 | 20705-2P-15HP VLSC | VLSC_20705_2P_15HP | 249.8523 | 249.8523 | 749.5569 | 3 | 0 | 3 | B | VLS_Inline | 2 | 2 | 2 | 4 | BranchMin_2BranchMax_4 | 3 | 2.5 | 6 | HeaderMin_2.5HeaderMax_6 | 2.5 | INVALID
202 | 12 | 20705-2P-15HP VLSC | VLSC_20705_2P_15HP | 249.8523 | 249.8523 | 749.5569 | 3 | 0 | 3 | B | VLS_Inline | 2 | 2 | 2 | 4 | BranchMin_2BranchMax_4 | 3 | 2.5 | 6 | HeaderMin_2.5HeaderMax_6 | 3 | INVALID
202 | 12 | 20705-2P-15HP VLSC | VLSC_20705_2P_15HP | 249.8523 | 249.8523 | 749.5569 | 3 | 0 | 3 | B | VLS_Inline | 2 | 2 | 2 | 4 | BranchMin_2BranchMax_4 | 3 | 2.5 | 6 | HeaderMin_2.5HeaderMax_6 | 4
202 | 12 | 20705-2P-15HP VLSC | VLSC_20705_2P_15HP | 249.8523 | 249.8523 | 749.5569 | 3 | 0 | 3 | B | VLS_Inline | 2 | 2 | 2 | 4 | BranchMin_2BranchMax_4 | 3 | 2.5 | 6 | HeaderMin_2.5HeaderMax_6 | 5
202 | 12 | 20705-2P-15HP VLSC | VLSC_20705_2P_15HP | 249.8523 | 249.8523 | 749.5569 | 3 | 0 | 3 | B | VLS_Inline | 2 | 2 | 2 | 4 | BranchMin_2BranchMax_4 | 3 | 2.5 | 6 | HeaderMin_2.5HeaderMax_6 | 6
202 | 12 | 20705-2P-15HP VLSC | VLSC_20705_2P_15HP | 249.8523 | 249.8523 | 749.5569 | 3 | 0 | 3 | B | VLS_Inline | 2 | 2 | 2 | 4 | BranchMin_2BranchMax_4 | 4 | 2.5 | 6 | HeaderMin_2.5HeaderMax_6 | 2.5 | INVALID
202 | 12 | 20705-2P-15HP VLSC | VLSC_20705_2P_15HP | 249.8523 | 249.8523 | 749.5569 | 3 | 0 | 3 | B | VLS_Inline | 2 | 2 | 2 | 4 | BranchMin_2BranchMax_4 | 4 | 2.5 | 6 | HeaderMin_2.5HeaderMax_6 | 3 | INVALID
202 | 12 | 20705-2P-15HP VLSC | VLSC_20705_2P_15HP | 249.8523 | 249.8523 | 749.5569 | 3 | 0 | 3 | B | VLS_Inline | 2 | 2 | 2 | 4 | BranchMin_2BranchMax_4 | 4 | 2.5 | 6 | HeaderMin_2.5HeaderMax_6 | 4 | INVALID
202 | 12 | 20705-2P-15HP VLSC | VLSC_20705_2P_15HP | 249.8523 | 249.8523 | 749.5569 | 3 | 0 | 3 | B | VLS_Inline | 2 | 2 | 2 | 4 | BranchMin_2BranchMax_4 | 4 | 2.5 | 6 | HeaderMin_2.5HeaderMax_6 | 5
202 | 12 | 20705-2P-15HP VLSC | VLSC_20705_2P_15HP | 249.8523 | 249.8523 | 749.5569 | 3 | 0 | 3 | B | VLS_Inline | 2 | 2 | 2 | 4 | BranchMin_2BranchMax_4 | 4 | 2.5 | 6 | HeaderMin_2.5HeaderMax_6 | 6
203 | 13 | 20705-2P-20HP VLSC | VLSC_20705_2P_20HP | 243.9916 | 243.9916 | 731.9747 | 3 | 0 | 3 | B | VLS_Inline | 2 | 2 | 2 | 4 | BranchMin_2BranchMax_4 | 2 | 2.5 | 6 | HeaderMin_2.5HeaderMax_6 | 2.5
203 | 13 | 20705-2P-20HP VLSC | VLSC_20705_2P_20HP | 243.9916 | 243.9916 | 731.9747 | 3 | 0 | 3 | B | VLS_Inline | 2 | 2 | 2 | 4 | BranchMin_2BranchMax_4 | 2 | 2.5 | 6 | HeaderMin_2.5HeaderMax_6 | 3
203 | 13 | 20705-2P-20HP VLSC | VLSC_20705_2P_20HP | 243.9916 | 243.9916 | 731.9747 | 3 | 0 | 3 | B | VLS_Inline | 2 | 2 | 2 | 4 | BranchMin_2BranchMax_4 | 2 | 2.5 | 6 | HeaderMin_2.5HeaderMax_6 | 4
203 | 13 | 20705-2P-20HP VLSC | VLSC_20705_2P_20HP | 243.9916 | 243.9916 | 731.9747 | 3 | 0 | 3 | B | VLS_Inline | 2 | 2 | 2 | 4 | BranchMin_2BranchMax_4 | 2 | 2.5 | 6 | HeaderMin_2.5HeaderMax_6 | 5
203 | 13 | 20705-2P-20HP VLSC | VLSC_20705_2P_20HP | 243.9916 | 243.9916 | 731.9747 | 3 | 0 | 3 | B | VLS_Inline | 2 | 2 | 2 | 4 | BranchMin_2BranchMax_4 | 2 | 2.5 | 6 | HeaderMin_2.5HeaderMax_6 | 6
203 | 13 | 20705-2P-20HP VLSC | VLSC_20705_2P_20HP | 243.9916 | 243.9916 | 731.9747 | 3 | 0 | 3 | B | VLS_Inline | 2 | 2 | 2 | 4 | BranchMin_2BranchMax_4 | 2.5 | 2.5 | 6 | HeaderMin_2.5HeaderMax_6 | 2.5 | INVALID
203 | 13 | 20705-2P-20HP VLSC | VLSC_20705_2P_20HP | 243.9916 | 243.9916 | 731.9747 | 3 | 0 | 3 | B | VLS_Inline | 2 | 2 | 2 | 4 | BranchMin_2BranchMax_4 | 2.5 | 2.5 | 6 | HeaderMin_2.5HeaderMax_6 | 3
203 | 13 | 20705-2P-20HP VLSC | VLSC_20705_2P_20HP | 243.9916 | 243.9916 | 731.9747 | 3 | 0 | 3 | B | VLS_Inline | 2 | 2 | 2 | 4 | BranchMin_2BranchMax_4 | 2.5 | 2.5 | 6 | HeaderMin_2.5HeaderMax_6 | 4
203 | 13 | 20705-2P-20HP VLSC | VLSC_20705_2P_20HP | 243.9916 | 243.9916 | 731.9747 | 3 | 0 | 3 | B | VLS_Inline | 2 | 2 | 2 | 4 | BranchMin_2BranchMax_4 | 2.5 | 2.5 | 6 | HeaderMin_2.5HeaderMax_6 | 5
203 | 13 | 20705-2P-20HP VLSC | VLSC_20705_2P_20HP | 243.9916 | 243.9916 | 731.9747 | 3 | 0 | 3 | B | VLS_Inline | 2 | 2 | 2 | 4 | BranchMin_2BranchMax_4 | 2.5 | 2.5 | 6 | HeaderMin_2.5HeaderMax_6 | 6
203 | 13 | 20705-2P-20HP VLSC | VLSC_20705_2P_20HP | 243.9916 | 243.9916 | 731.9747 | 3 | 0 | 3 | B | VLS_Inline | 2 | 2 | 2 | 4 | BranchMin_2BranchMax_4 | 3 | 2.5 | 6 | HeaderMin_2.5HeaderMax_6 | 2.5 | INVALID
203 | 13 | 20705-2P-20HP VLSC | VLSC_20705_2P_20HP | 243.9916 | 243.9916 | 731.9747 | 3 | 0 | 3 | B | VLS_Inline | 2 | 2 | 2 | 4 | BranchMin_2BranchMax_4 | 3 | 2.5 | 6 | HeaderMin_2.5HeaderMax_6 | 3 | INVALID
203 | 13 | 20705-2P-20HP VLSC | VLSC_20705_2P_20HP | 243.9916 | 243.9916 | 731.9747 | 3 | 0 | 3 | B | VLS_Inline | 2 | 2 | 2 | 4 | BranchMin_2BranchMax_4 | 3 | 2.5 | 6 | HeaderMin_2.5HeaderMax_6 | 4
203 | 13 | 20705-2P-20HP VLSC | VLSC_20705_2P_20HP | 243.9916 | 243.9916 | 731.9747 | 3 | 0 | 3 | B | VLS_Inline | 2 | 2 | 2 | 4 | BranchMin_2BranchMax_4 | 3 | 2.5 | 6 | HeaderMin_2.5HeaderMax_6 | 5
203 | 13 | 20705-2P-20HP VLSC | VLSC_20705_2P_20HP | 243.9916 | 243.9916 | 731.9747 | 3 | 0 | 3 | B | VLS_Inline | 2 | 2 | 2 | 4 | BranchMin_2BranchMax_4 | 3 | 2.5 | 6 | HeaderMin_2.5HeaderMax_6 | 6
203 | 13 | 20705-2P-20HP VLSC | VLSC_20705_2P_20HP | 243.9916 | 243.9916 | 731.9747 | 3 | 0 | 3 | B | VLS_Inline | 2 | 2 | 2 | 4 | BranchMin_2BranchMax_4 | 4 | 2.5 | 6 | HeaderMin_2.5HeaderMax_6 | 2.5 | INVALID
203 | 13 | 20705-2P-20HP VLSC | VLSC_20705_2P_20HP | 243.9916 | 243.9916 | 731.9747 | 3 | 0 | 3 | B | VLS_Inline | 2 | 2 | 2 | 4 | BranchMin_2BranchMax_4 | 4 | 2.5 | 6 | HeaderMin_2.5HeaderMax_6 | 3 | INVALID
203 | 13 | 20705-2P-20HP VLSC | VLSC_20705_2P_20HP | 243.9916 | 243.9916 | 731.9747 | 3 | 0 | 3 | B | VLS_Inline | 2 | 2 | 2 | 4 | BranchMin_2BranchMax_4 | 4 | 2.5 | 6 | HeaderMin_2.5HeaderMax_6 | 4 | INVALID
203 | 13 | 20705-2P-20HP VLSC | VLSC_20705_2P_20HP | 243.9916 | 243.9916 | 731.9747 | 3 | 0 | 3 | B | VLS_Inline | 2 | 2 | 2 | 4 | BranchMin_2BranchMax_4 | 4 | 2.5 | 6 | HeaderMin_2.5HeaderMax_6 | 5
203 | 13 | 20705-2P-20HP VLSC | VLSC_20705_2P_20HP | 243.9916 | 243.9916 | 731.9747 | 3 | 0 | 3 | B | VLS_Inline | 2 | 2 | 2 | 4 | BranchMin_2BranchMax_4 | 4 | 2.5 | 6 | HeaderMin_2.5HeaderMax_6 | 6
204 | 14 | 20705-4P-3HP VLSC | VLSC_20705_4P_3HP | 128.156 | 128.156 | 384.4681 | 3 | 0 | 3 | B | VLS_Inline | 2 | 2 | 2 | 3 | BranchMin_2BranchMax_3 | 2 | 2.5 | 4 | HeaderMin_2.5HeaderMax_4 | 2.5
204 | 14 | 20705-4P-3HP VLSC | VLSC_20705_4P_3HP | 128.156 | 128.156 | 384.4681 | 3 | 0 | 3 | B | VLS_Inline | 2 | 2 | 2 | 3 | BranchMin_2BranchMax_3 | 2 | 2.5 | 4 | HeaderMin_2.5HeaderMax_4 | 3
204 | 14 | 20705-4P-3HP VLSC | VLSC_20705_4P_3HP | 128.156 | 128.156 | 384.4681 | 3 | 0 | 3 | B | VLS_Inline | 2 | 2 | 2 | 3 | BranchMin_2BranchMax_3 | 2 | 2.5 | 4 | HeaderMin_2.5HeaderMax_4 | 4
204 | 14 | 20705-4P-3HP VLSC | VLSC_20705_4P_3HP | 128.156 | 128.156 | 384.4681 | 3 | 0 | 3 | B | VLS_Inline | 2 | 2 | 2 | 3 | BranchMin_2BranchMax_3 | 2.5 | 2.5 | 4 | HeaderMin_2.5HeaderMax_4 | 2.5 | INVALID
204 | 14 | 20705-4P-3HP VLSC | VLSC_20705_4P_3HP | 128.156 | 128.156 | 384.4681 | 3 | 0 | 3 | B | VLS_Inline | 2 | 2 | 2 | 3 | BranchMin_2BranchMax_3 | 2.5 | 2.5 | 4 | HeaderMin_2.5HeaderMax_4 | 3
204 | 14 | 20705-4P-3HP VLSC | VLSC_20705_4P_3HP | 128.156 | 128.156 | 384.4681 | 3 | 0 | 3 | B | VLS_Inline | 2 | 2 | 2 | 3 | BranchMin_2BranchMax_3 | 2.5 | 2.5 | 4 | HeaderMin_2.5HeaderMax_4 | 4
204 | 14 | 20705-4P-3HP VLSC | VLSC_20705_4P_3HP | 128.156 | 128.156 | 384.4681 | 3 | 0 | 3 | B | VLS_Inline | 2 | 2 | 2 | 3 | BranchMin_2BranchMax_3 | 3 | 2.5 | 4 | HeaderMin_2.5HeaderMax_4 | 2.5 | INVALID
204 | 14 | 20705-4P-3HP VLSC | VLSC_20705_4P_3HP | 128.156 | 128.156 | 384.4681 | 3 | 0 | 3 | B | VLS_Inline | 2 | 2 | 2 | 3 | BranchMin_2BranchMax_3 | 3 | 2.5 | 4 | HeaderMin_2.5HeaderMax_4 | 3 | INVALID
204 | 14 | 20705-4P-3HP VLSC | VLSC_20705_4P_3HP | 128.156 | 128.156 | 384.4681 | 3 | 0 | 3 | B | VLS_Inline | 2 | 2 | 2 | 3 | BranchMin_2BranchMax_3 | 3 | 2.5 | 4 | HeaderMin_2.5HeaderMax_4 | 4
205 | 15 | 20951-2P-15HP VLSC | RC2511-7.70 | 152.95 | 152.95 | 458.85 | 3 | 0 | 3 | B | VLS_Inline | 2 | 2 | 2 | 3 | BranchMin_2BranchMax_3 | 2 | 2.5 | 5 | HeaderMin_2.5HeaderMax_5 | 2.5
205 | 15 | 20951-2P-15HP VLSC | RC2511-7.70 | 152.95 | 152.95 | 458.85 | 3 | 0 | 3 | B | VLS_Inline | 2 | 2 | 2 | 3 | BranchMin_2BranchMax_3 | 2 | 2.5 | 5 | HeaderMin_2.5HeaderMax_5 | 3
205 | 15 | 20951-2P-15HP VLSC | RC2511-7.70 | 152.95 | 152.95 | 458.85 | 3 | 0 | 3 | B | VLS_Inline | 2 | 2 | 2 | 3 | BranchMin_2BranchMax_3 | 2 | 2.5 | 5 | HeaderMin_2.5HeaderMax_5 | 4
205 | 15 | 20951-2P-15HP VLSC | RC2511-7.70 | 152.95 | 152.95 | 458.85 | 3 | 0 | 3 | B | VLS_Inline | 2 | 2 | 2 | 3 | BranchMin_2BranchMax_3 | 2 | 2.5 | 5 | HeaderMin_2.5HeaderMax_5 | 5
205 | 15 | 20951-2P-15HP VLSC | RC2511-7.70 | 152.95 | 152.95 | 458.85 | 3 | 0 | 3 | B | VLS_Inline | 2 | 2 | 2 | 3 | BranchMin_2BranchMax_3 | 2.5 | 2.5 | 5 | HeaderMin_2.5HeaderMax_5 | 2.5 | INVALID
205 | 15 | 20951-2P-15HP VLSC | RC2511-7.70 | 152.95 | 152.95 | 458.85 | 3 | 0 | 3 | B | VLS_Inline | 2 | 2 | 2 | 3 | BranchMin_2BranchMax_3 | 2.5 | 2.5 | 5 | HeaderMin_2.5HeaderMax_5 | 3
205 | 15 | 20951-2P-15HP VLSC | RC2511-7.70 | 152.95 | 152.95 | 458.85 | 3 | 0 | 3 | B | VLS_Inline | 2 | 2 | 2 | 3 | BranchMin_2BranchMax_3 | 2.5 | 2.5 | 5 | HeaderMin_2.5HeaderMax_5 | 4
205 | 15 | 20951-2P-15HP VLSC | RC2511-7.70 | 152.95 | 152.95 | 458.85 | 3 | 0 | 3 | B | VLS_Inline | 2 | 2 | 2 | 3 | BranchMin_2BranchMax_3 | 2.5 | 2.5 | 5 | HeaderMin_2.5HeaderMax_5 | 5
205 | 15 | 20951-2P-15HP VLSC | RC2511-7.70 | 152.95 | 152.95 | 458.85 | 3 | 0 | 3 | B | VLS_Inline | 2 | 2 | 2 | 3 | BranchMin_2BranchMax_3 | 3 | 2.5 | 5 | HeaderMin_2.5HeaderMax_5 | 2.5 | INVALID
205 | 15 | 20951-2P-15HP VLSC | RC2511-7.70 | 152.95 | 152.95 | 458.85 | 3 | 0 | 3 | B | VLS_Inline | 2 | 2 | 2 | 3 | BranchMin_2BranchMax_3 | 3 | 2.5 | 5 | HeaderMin_2.5HeaderMax_5 | 3 | INVALID
205 | 15 | 20951-2P-15HP VLSC | RC2511-7.70 | 152.95 | 152.95 | 458.85 | 3 | 0 | 3 | B | VLS_Inline | 2 | 2 | 2 | 3 | BranchMin_2BranchMax_3 | 3 | 2.5 | 5 | HeaderMin_2.5HeaderMax_5 | 4
205 | 15 | 20951-2P-15HP VLSC | RC2511-7.70 | 152.95 | 152.95 | 458.85 | 3 | 0 | 3 | B | VLS_Inline | 2 | 2 | 2 | 3 | BranchMin_2BranchMax_3 | 3 | 2.5 | 5 | HeaderMin_2.5HeaderMax_5 | 5
206 | 16 | 20951-2P-20HP VLSC | RC2511-8.31 | 168.2305 | 168.2305 | 504.6915 | 3 | 0 | 3 | B | VLS_Inline | 2 | 2 | 2 | 3 | BranchMin_2BranchMax_3 | 2 | 2.5 | 5 | HeaderMin_2.5HeaderMax_5 | 2.5
206 | 16 | 20951-2P-20HP VLSC | RC2511-8.31 | 168.2305 | 168.2305 | 504.6915 | 3 | 0 | 3 | B | VLS_Inline | 2 | 2 | 2 | 3 | BranchMin_2BranchMax_3 | 2 | 2.5 | 5 | HeaderMin_2.5HeaderMax_5 | 3
206 | 16 | 20951-2P-20HP VLSC | RC2511-8.31 | 168.2305 | 168.2305 | 504.6915 | 3 | 0 | 3 | B | VLS_Inline | 2 | 2 | 2 | 3 | BranchMin_2BranchMax_3 | 2 | 2.5 | 5 | HeaderMin_2.5HeaderMax_5 | 4
206 | 16 | 20951-2P-20HP VLSC | RC2511-8.31 | 168.2305 | 168.2305 | 504.6915 | 3 | 0 | 3 | B | VLS_Inline | 2 | 2 | 2 | 3 | BranchMin_2BranchMax_3 | 2 | 2.5 | 5 | HeaderMin_2.5HeaderMax_5 | 5
206 | 16 | 20951-2P-20HP VLSC | RC2511-8.31 | 168.2305 | 168.2305 | 504.6915 | 3 | 0 | 3 | B | VLS_Inline | 2 | 2 | 2 | 3 | BranchMin_2BranchMax_3 | 2.5 | 2.5 | 5 | HeaderMin_2.5HeaderMax_5 | 2.5 | INVALID
206 | 16 | 20951-2P-20HP VLSC | RC2511-8.31 | 168.2305 | 168.2305 | 504.6915 | 3 | 0 | 3 | B | VLS_Inline | 2 | 2 | 2 | 3 | BranchMin_2BranchMax_3 | 2.5 | 2.5 | 5 | HeaderMin_2.5HeaderMax_5 | 3
206 | 16 | 20951-2P-20HP VLSC | RC2511-8.31 | 168.2305 | 168.2305 | 504.6915 | 3 | 0 | 3 | B | VLS_Inline | 2 | 2 | 2 | 3 | BranchMin_2BranchMax_3 | 2.5 | 2.5 | 5 | HeaderMin_2.5HeaderMax_5 | 4
206 | 16 | 20951-2P-20HP VLSC | RC2511-8.31 | 168.2305 | 168.2305 | 504.6915 | 3 | 0 | 3 | B | VLS_Inline | 2 | 2 | 2 | 3 | BranchMin_2BranchMax_3 | 2.5 | 2.5 | 5 | HeaderMin_2.5HeaderMax_5 | 5
206 | 16 | 20951-2P-20HP VLSC | RC2511-8.31 | 168.2305 | 168.2305 | 504.6915 | 3 | 0 | 3 | B | VLS_Inline | 2 | 2 | 2 | 3 | BranchMin_2BranchMax_3 | 3 | 2.5 | 5 | HeaderMin_2.5HeaderMax_5 | 2.5 | INVALID
206 | 16 | 20951-2P-20HP VLSC | RC2511-8.31 | 168.2305 | 168.2305 | 504.6915 | 3 | 0 | 3 | B | VLS_Inline | 2 | 2 | 2 | 3 | BranchMin_2BranchMax_3 | 3 | 2.5 | 5 | HeaderMin_2.5HeaderMax_5 | 3 | INVALID
206 | 16 | 20951-2P-20HP VLSC | RC2511-8.31 | 168.2305 | 168.2305 | 504.6915 | 3 | 0 | 3 | B | VLS_Inline | 2 | 2 | 2 | 3 | BranchMin_2BranchMax_3 | 3 | 2.5 | 5 | HeaderMin_2.5HeaderMax_5 | 4
206 | 16 | 20951-2P-20HP VLSC | RC2511-8.31 | 168.2305 | 168.2305 | 504.6915 | 3 | 0 | 3 | B | VLS_Inline | 2 | 2 | 2 | 3 | BranchMin_2BranchMax_3 | 3 | 2.5 | 5 | HeaderMin_2.5HeaderMax_5 | 5
207 | 17 | 20951-2P-25HP VLSC | RC2511-8.84 | 184.528 | 184.528 | 553.584 | 3 | 0 | 3 | B | VLS_Inline | 2 | 2 | 2 | 3 | BranchMin_2BranchMax_3 | 2 | 2.5 | 5 | HeaderMin_2.5HeaderMax_5 | 2.5
207 | 17 | 20951-2P-25HP VLSC | RC2511-8.84 | 184.528 | 184.528 | 553.584 | 3 | 0 | 3 | B | VLS_Inline | 2 | 2 | 2 | 3 | BranchMin_2BranchMax_3 | 2 | 2.5 | 5 | HeaderMin_2.5HeaderMax_5 | 3
207 | 17 | 20951-2P-25HP VLSC | RC2511-8.84 | 184.528 | 184.528 | 553.584 | 3 | 0 | 3 | B | VLS_Inline | 2 | 2 | 2 | 3 | BranchMin_2BranchMax_3 | 2 | 2.5 | 5 | HeaderMin_2.5HeaderMax_5 | 4
207 | 17 | 20951-2P-25HP VLSC | RC2511-8.84 | 184.528 | 184.528 | 553.584 | 3 | 0 | 3 | B | VLS_Inline | 2 | 2 | 2 | 3 | BranchMin_2BranchMax_3 | 2 | 2.5 | 5 | HeaderMin_2.5HeaderMax_5 | 5
207 | 17 | 20951-2P-25HP VLSC | RC2511-8.84 | 184.528 | 184.528 | 553.584 | 3 | 0 | 3 | B | VLS_Inline | 2 | 2 | 2 | 3 | BranchMin_2BranchMax_3 | 2.5 | 2.5 | 5 | HeaderMin_2.5HeaderMax_5 | 2.5 | INVALID
207 | 17 | 20951-2P-25HP VLSC | RC2511-8.84 | 184.528 | 184.528 | 553.584 | 3 | 0 | 3 | B | VLS_Inline | 2 | 2 | 2 | 3 | BranchMin_2BranchMax_3 | 2.5 | 2.5 | 5 | HeaderMin_2.5HeaderMax_5 | 3
207 | 17 | 20951-2P-25HP VLSC | RC2511-8.84 | 184.528 | 184.528 | 553.584 | 3 | 0 | 3 | B | VLS_Inline | 2 | 2 | 2 | 3 | BranchMin_2BranchMax_3 | 2.5 | 2.5 | 5 | HeaderMin_2.5HeaderMax_5 | 4
207 | 17 | 20951-2P-25HP VLSC | RC2511-8.84 | 184.528 | 184.528 | 553.584 | 3 | 0 | 3 | B | VLS_Inline | 2 | 2 | 2 | 3 | BranchMin_2BranchMax_3 | 2.5 | 2.5 | 5 | HeaderMin_2.5HeaderMax_5 | 5
207 | 17 | 20951-2P-25HP VLSC | RC2511-8.84 | 184.528 | 184.528 | 553.584 | 3 | 0 | 3 | B | VLS_Inline | 2 | 2 | 2 | 3 | BranchMin_2BranchMax_3 | 3 | 2.5 | 5 | HeaderMin_2.5HeaderMax_5 | 2.5 | INVALID
207 | 17 | 20951-2P-25HP VLSC | RC2511-8.84 | 184.528 | 184.528 | 553.584 | 3 | 0 | 3 | B | VLS_Inline | 2 | 2 | 2 | 3 | BranchMin_2BranchMax_3 | 3 | 2.5 | 5 | HeaderMin_2.5HeaderMax_5 | 3 | INVALID
207 | 17 | 20951-2P-25HP VLSC | RC2511-8.84 | 184.528 | 184.528 | 553.584 | 3 | 0 | 3 | B | VLS_Inline | 2 | 2 | 2 | 3 | BranchMin_2BranchMax_3 | 3 | 2.5 | 5 | HeaderMin_2.5HeaderMax_5 | 4
207 | 17 | 20951-2P-25HP VLSC | RC2511-8.84 | 184.528 | 184.528 | 553.584 | 3 | 0 | 3 | B | VLS_Inline | 2 | 2 | 2 | 3 | BranchMin_2BranchMax_3 | 3 | 2.5 | 5 | HeaderMin_2.5HeaderMax_5 | 5
208 | 18 | 20951-2P-30HP VLSC | RC2511-9.44 | 191.32 | 191.32 | 573.96 | 3 | 0 | 3 | B | VLS_Inline | 2 | 2 | 2 | 3 | BranchMin_2BranchMax_3 | 2 | 2.5 | 5 | HeaderMin_2.5HeaderMax_5 | 2.5
208 | 18 | 20951-2P-30HP VLSC | RC2511-9.44 | 191.32 | 191.32 | 573.96 | 3 | 0 | 3 | B | VLS_Inline | 2 | 2 | 2 | 3 | BranchMin_2BranchMax_3 | 2 | 2.5 | 5 | HeaderMin_2.5HeaderMax_5 | 3
208 | 18 | 20951-2P-30HP VLSC | RC2511-9.44 | 191.32 | 191.32 | 573.96 | 3 | 0 | 3 | B | VLS_Inline | 2 | 2 | 2 | 3 | BranchMin_2BranchMax_3 | 2 | 2.5 | 5 | HeaderMin_2.5HeaderMax_5 | 4
208 | 18 | 20951-2P-30HP VLSC | RC2511-9.44 | 191.32 | 191.32 | 573.96 | 3 | 0 | 3 | B | VLS_Inline | 2 | 2 | 2 | 3 | BranchMin_2BranchMax_3 | 2 | 2.5 | 5 | HeaderMin_2.5HeaderMax_5 | 5
208 | 18 | 20951-2P-30HP VLSC | RC2511-9.44 | 191.32 | 191.32 | 573.96 | 3 | 0 | 3 | B | VLS_Inline | 2 | 2 | 2 | 3 | BranchMin_2BranchMax_3 | 2.5 | 2.5 | 5 | HeaderMin_2.5HeaderMax_5 | 2.5 | INVALID
208 | 18 | 20951-2P-30HP VLSC | RC2511-9.44 | 191.32 | 191.32 | 573.96 | 3 | 0 | 3 | B | VLS_Inline | 2 | 2 | 2 | 3 | BranchMin_2BranchMax_3 | 2.5 | 2.5 | 5 | HeaderMin_2.5HeaderMax_5 | 3
208 | 18 | 20951-2P-30HP VLSC | RC2511-9.44 | 191.32 | 191.32 | 573.96 | 3 | 0 | 3 | B | VLS_Inline | 2 | 2 | 2 | 3 | BranchMin_2BranchMax_3 | 2.5 | 2.5 | 5 | HeaderMin_2.5HeaderMax_5 | 4
208 | 18 | 20951-2P-30HP VLSC | RC2511-9.44 | 191.32 | 191.32 | 573.96 | 3 | 0 | 3 | B | VLS_Inline | 2 | 2 | 2 | 3 | BranchMin_2BranchMax_3 | 2.5 | 2.5 | 5 | HeaderMin_2.5HeaderMax_5 | 5
208 | 18 | 20951-2P-30HP VLSC | RC2511-9.44 | 191.32 | 191.32 | 573.96 | 3 | 0 | 3 | B | VLS_Inline | 2 | 2 | 2 | 3 | BranchMin_2BranchMax_3 | 3 | 2.5 | 5 | HeaderMin_2.5HeaderMax_5 | 2.5 | INVALID
208 | 18 | 20951-2P-30HP VLSC | RC2511-9.44 | 191.32 | 191.32 | 573.96 | 3 | 0 | 3 | B | VLS_Inline | 2 | 2 | 2 | 3 | BranchMin_2BranchMax_3 | 3 | 2.5 | 5 | HeaderMin_2.5HeaderMax_5 | 3 | INVALID
208 | 18 | 20951-2P-30HP VLSC | RC2511-9.44 | 191.32 | 191.32 | 573.96 | 3 | 0 | 3 | B | VLS_Inline | 2 | 2 | 2 | 3 | BranchMin_2BranchMax_3 | 3 | 2.5 | 5 | HeaderMin_2.5HeaderMax_5 | 4
208 | 18 | 20951-2P-30HP VLSC | RC2511-9.44 | 191.32 | 191.32 | 573.96 | 3 | 0 | 3 | B | VLS_Inline | 2 | 2 | 2 | 3 | BranchMin_2BranchMax_3 | 3 | 2.5 | 5 | HeaderMin_2.5HeaderMax_5 | 5
209 | 19 | 20951-4P-3HP VLSC | RC2511-8.70 | 90.3291 | 90.3291 | 270.9873 | 3 | 0 | 3 | B | VLS_Inline | 2 | 2 | 2 | 2.5 | BranchMin_2BranchMax_2.5 | 2 | 2.5 | 4 | HeaderMin_2.5HeaderMax_4 | 2.5
209 | 19 | 20951-4P-3HP VLSC | RC2511-8.70 | 90.3291 | 90.3291 | 270.9873 | 3 | 0 | 3 | B | VLS_Inline | 2 | 2 | 2 | 2.5 | BranchMin_2BranchMax_2.5 | 2 | 2.5 | 4 | HeaderMin_2.5HeaderMax_4 | 3
209 | 19 | 20951-4P-3HP VLSC | RC2511-8.70 | 90.3291 | 90.3291 | 270.9873 | 3 | 0 | 3 | B | VLS_Inline | 2 | 2 | 2 | 2.5 | BranchMin_2BranchMax_2.5 | 2 | 2.5 | 4 | HeaderMin_2.5HeaderMax_4 | 4
209 | 19 | 20951-4P-3HP VLSC | RC2511-8.70 | 90.3291 | 90.3291 | 270.9873 | 3 | 0 | 3 | B | VLS_Inline | 2 | 2 | 2 | 2.5 | BranchMin_2BranchMax_2.5 | 2.5 | 2.5 | 4 | HeaderMin_2.5HeaderMax_4 | 2.5 | INVALID
209 | 19 | 20951-4P-3HP VLSC | RC2511-8.70 | 90.3291 | 90.3291 | 270.9873 | 3 | 0 | 3 | B | VLS_Inline | 2 | 2 | 2 | 2.5 | BranchMin_2BranchMax_2.5 | 2.5 | 2.5 | 4 | HeaderMin_2.5HeaderMax_4 | 3
209 | 19 | 20951-4P-3HP VLSC | RC2511-8.70 | 90.3291 | 90.3291 | 270.9873 | 3 | 0 | 3 | B | VLS_Inline | 2 | 2 | 2 | 2.5 | BranchMin_2BranchMax_2.5 | 2.5 | 2.5 | 4 | HeaderMin_2.5HeaderMax_4 | 4
210 | 20 | 20951-4P-5HP VLSC | RC2511-9.6 | 95.22 | 95.22 | 285.66 | 3 | 0 | 3 | B | VLS_Inline | 2 | 2 | 2 | 2.5 | BranchMin_2BranchMax_2.5 | 2 | 2.5 | 4 | HeaderMin_2.5HeaderMax_4 | 2.5
210 | 20 | 20951-4P-5HP VLSC | RC2511-9.6 | 95.22 | 95.22 | 285.66 | 3 | 0 | 3 | B | VLS_Inline | 2 | 2 | 2 | 2.5 | BranchMin_2BranchMax_2.5 | 2 | 2.5 | 4 | HeaderMin_2.5HeaderMax_4 | 3
210 | 20 | 20951-4P-5HP VLSC | RC2511-9.6 | 95.22 | 95.22 | 285.66 | 3 | 0 | 3 | B | VLS_Inline | 2 | 2 | 2 | 2.5 | BranchMin_2BranchMax_2.5 | 2 | 2.5 | 4 | HeaderMin_2.5HeaderMax_4 | 4
210 | 20 | 20951-4P-5HP VLSC | RC2511-9.6 | 95.22 | 95.22 | 285.66 | 3 | 0 | 3 | B | VLS_Inline | 2 | 2 | 2 | 2.5 | BranchMin_2BranchMax_2.5 | 2.5 | 2.5 | 4 | HeaderMin_2.5HeaderMax_4 | 2.5 | INVALID
210 | 20 | 20951-4P-5HP VLSC | RC2511-9.6 | 95.22 | 95.22 | 285.66 | 3 | 0 | 3 | B | VLS_Inline | 2 | 2 | 2 | 2.5 | BranchMin_2BranchMax_2.5 | 2.5 | 2.5 | 4 | HeaderMin_2.5HeaderMax_4 | 3
210 | 20 | 20951-4P-5HP VLSC | RC2511-9.6 | 95.22 | 95.22 | 285.66 | 3 | 0 | 3 | B | VLS_Inline | 2 | 2 | 2 | 2.5 | BranchMin_2BranchMax_2.5 | 2.5 | 2.5 | 4 | HeaderMin_2.5HeaderMax_4 | 4
211 | 21 | 2095A-2P-15HP VLSC | VLSC_2095A_2P_15HP | 176.1225 | 176.1225 | 528.3676 | 3 | 0 | 3 | B | VLS_Inline | 2 | 2 | 2 | 3 | BranchMin_2BranchMax_3 | 2 | 2.5 | 5 | HeaderMin_2.5HeaderMax_5 | 2.5
211 | 21 | 2095A-2P-15HP VLSC | VLSC_2095A_2P_15HP | 176.1225 | 176.1225 | 528.3676 | 3 | 0 | 3 | B | VLS_Inline | 2 | 2 | 2 | 3 | BranchMin_2BranchMax_3 | 2 | 2.5 | 5 | HeaderMin_2.5HeaderMax_5 | 3
211 | 21 | 2095A-2P-15HP VLSC | VLSC_2095A_2P_15HP | 176.1225 | 176.1225 | 528.3676 | 3 | 0 | 3 | B | VLS_Inline | 2 | 2 | 2 | 3 | BranchMin_2BranchMax_3 | 2 | 2.5 | 5 | HeaderMin_2.5HeaderMax_5 | 4
211 | 21 | 2095A-2P-15HP VLSC | VLSC_2095A_2P_15HP | 176.1225 | 176.1225 | 528.3676 | 3 | 0 | 3 | B | VLS_Inline | 2 | 2 | 2 | 3 | BranchMin_2BranchMax_3 | 2 | 2.5 | 5 | HeaderMin_2.5HeaderMax_5 | 5
211 | 21 | 2095A-2P-15HP VLSC | VLSC_2095A_2P_15HP | 176.1225 | 176.1225 | 528.3676 | 3 | 0 | 3 | B | VLS_Inline | 2 | 2 | 2 | 3 | BranchMin_2BranchMax_3 | 2.5 | 2.5 | 5 | HeaderMin_2.5HeaderMax_5 | 2.5 | INVALID
211 | 21 | 2095A-2P-15HP VLSC | VLSC_2095A_2P_15HP | 176.1225 | 176.1225 | 528.3676 | 3 | 0 | 3 | B | VLS_Inline | 2 | 2 | 2 | 3 | BranchMin_2BranchMax_3 | 2.5 | 2.5 | 5 | HeaderMin_2.5HeaderMax_5 | 3
211 | 21 | 2095A-2P-15HP VLSC | VLSC_2095A_2P_15HP | 176.1225 | 176.1225 | 528.3676 | 3 | 0 | 3 | B | VLS_Inline | 2 | 2 | 2 | 3 | BranchMin_2BranchMax_3 | 2.5 | 2.5 | 5 | HeaderMin_2.5HeaderMax_5 | 4
211 | 21 | 2095A-2P-15HP VLSC | VLSC_2095A_2P_15HP | 176.1225 | 176.1225 | 528.3676 | 3 | 0 | 3 | B | VLS_Inline | 2 | 2 | 2 | 3 | BranchMin_2BranchMax_3 | 2.5 | 2.5 | 5 | HeaderMin_2.5HeaderMax_5 | 5
211 | 21 | 2095A-2P-15HP VLSC | VLSC_2095A_2P_15HP | 176.1225 | 176.1225 | 528.3676 | 3 | 0 | 3 | B | VLS_Inline | 2 | 2 | 2 | 3 | BranchMin_2BranchMax_3 | 3 | 2.5 | 5 | HeaderMin_2.5HeaderMax_5 | 2.5 | INVALID
211 | 21 | 2095A-2P-15HP VLSC | VLSC_2095A_2P_15HP | 176.1225 | 176.1225 | 528.3676 | 3 | 0 | 3 | B | VLS_Inline | 2 | 2 | 2 | 3 | BranchMin_2BranchMax_3 | 3 | 2.5 | 5 | HeaderMin_2.5HeaderMax_5 | 3 | INVALID
211 | 21 | 2095A-2P-15HP VLSC | VLSC_2095A_2P_15HP | 176.1225 | 176.1225 | 528.3676 | 3 | 0 | 3 | B | VLS_Inline | 2 | 2 | 2 | 3 | BranchMin_2BranchMax_3 | 3 | 2.5 | 5 | HeaderMin_2.5HeaderMax_5 | 4
211 | 21 | 2095A-2P-15HP VLSC | VLSC_2095A_2P_15HP | 176.1225 | 176.1225 | 528.3676 | 3 | 0 | 3 | B | VLS_Inline | 2 | 2 | 2 | 3 | BranchMin_2BranchMax_3 | 3 | 2.5 | 5 | HeaderMin_2.5HeaderMax_5 | 5
212 | 22 | 2095A-2P-20HP VLSC | VLSC_2095A_2P_20HP | 200.368 | 200.368 | 601.1041 | 3 | 0 | 3 | B | VLS_Inline | 2 | 2 | 2 | 3 | BranchMin_2BranchMax_3 | 2 | 2.5 | 5 | HeaderMin_2.5HeaderMax_5 | 2.5
212 | 22 | 2095A-2P-20HP VLSC | VLSC_2095A_2P_20HP | 200.368 | 200.368 | 601.1041 | 3 | 0 | 3 | B | VLS_Inline | 2 | 2 | 2 | 3 | BranchMin_2BranchMax_3 | 2 | 2.5 | 5 | HeaderMin_2.5HeaderMax_5 | 3
212 | 22 | 2095A-2P-20HP VLSC | VLSC_2095A_2P_20HP | 200.368 | 200.368 | 601.1041 | 3 | 0 | 3 | B | VLS_Inline | 2 | 2 | 2 | 3 | BranchMin_2BranchMax_3 | 2 | 2.5 | 5 | HeaderMin_2.5HeaderMax_5 | 4
212 | 22 | 2095A-2P-20HP VLSC | VLSC_2095A_2P_20HP | 200.368 | 200.368 | 601.1041 | 3 | 0 | 3 | B | VLS_Inline | 2 | 2 | 2 | 3 | BranchMin_2BranchMax_3 | 2 | 2.5 | 5 | HeaderMin_2.5HeaderMax_5 | 5
212 | 22 | 2095A-2P-20HP VLSC | VLSC_2095A_2P_20HP | 200.368 | 200.368 | 601.1041 | 3 | 0 | 3 | B | VLS_Inline | 2 | 2 | 2 | 3 | BranchMin_2BranchMax_3 | 2.5 | 2.5 | 5 | HeaderMin_2.5HeaderMax_5 | 2.5 | INVALID
212 | 22 | 2095A-2P-20HP VLSC | VLSC_2095A_2P_20HP | 200.368 | 200.368 | 601.1041 | 3 | 0 | 3 | B | VLS_Inline | 2 | 2 | 2 | 3 | BranchMin_2BranchMax_3 | 2.5 | 2.5 | 5 | HeaderMin_2.5HeaderMax_5 | 3
212 | 22 | 2095A-2P-20HP VLSC | VLSC_2095A_2P_20HP | 200.368 | 200.368 | 601.1041 | 3 | 0 | 3 | B | VLS_Inline | 2 | 2 | 2 | 3 | BranchMin_2BranchMax_3 | 2.5 | 2.5 | 5 | HeaderMin_2.5HeaderMax_5 | 4
212 | 22 | 2095A-2P-20HP VLSC | VLSC_2095A_2P_20HP | 200.368 | 200.368 | 601.1041 | 3 | 0 | 3 | B | VLS_Inline | 2 | 2 | 2 | 3 | BranchMin_2BranchMax_3 | 2.5 | 2.5 | 5 | HeaderMin_2.5HeaderMax_5 | 5
212 | 22 | 2095A-2P-20HP VLSC | VLSC_2095A_2P_20HP | 200.368 | 200.368 | 601.1041 | 3 | 0 | 3 | B | VLS_Inline | 2 | 2 | 2 | 3 | BranchMin_2BranchMax_3 | 3 | 2.5 | 5 | HeaderMin_2.5HeaderMax_5 | 2.5 | INVALID
212 | 22 | 2095A-2P-20HP VLSC | VLSC_2095A_2P_20HP | 200.368 | 200.368 | 601.1041 | 3 | 0 | 3 | B | VLS_Inline | 2 | 2 | 2 | 3 | BranchMin_2BranchMax_3 | 3 | 2.5 | 5 | HeaderMin_2.5HeaderMax_5 | 3 | INVALID
212 | 22 | 2095A-2P-20HP VLSC | VLSC_2095A_2P_20HP | 200.368 | 200.368 | 601.1041 | 3 | 0 | 3 | B | VLS_Inline | 2 | 2 | 2 | 3 | BranchMin_2BranchMax_3 | 3 | 2.5 | 5 | HeaderMin_2.5HeaderMax_5 | 4
212 | 22 | 2095A-2P-20HP VLSC | VLSC_2095A_2P_20HP | 200.368 | 200.368 | 601.1041 | 3 | 0 | 3 | B | VLS_Inline | 2 | 2 | 2 | 3 | BranchMin_2BranchMax_3 | 3 | 2.5 | 5 | HeaderMin_2.5HeaderMax_5 | 5
213 | 23 | 2095A-2P-25HP VLSC | VLSC_2095A_2P_25HP | 232.5586 | 232.5586 | 697.6759 | 3 | 0 | 3 | B | VLS_Inline | 2 | 2 | 2 | 4 | BranchMin_2BranchMax_4 | 2 | 2.5 | 6 | HeaderMin_2.5HeaderMax_6 | 2.5
213 | 23 | 2095A-2P-25HP VLSC | VLSC_2095A_2P_25HP | 232.5586 | 232.5586 | 697.6759 | 3 | 0 | 3 | B | VLS_Inline | 2 | 2 | 2 | 4 | BranchMin_2BranchMax_4 | 2 | 2.5 | 6 | HeaderMin_2.5HeaderMax_6 | 3
213 | 23 | 2095A-2P-25HP VLSC | VLSC_2095A_2P_25HP | 232.5586 | 232.5586 | 697.6759 | 3 | 0 | 3 | B | VLS_Inline | 2 | 2 | 2 | 4 | BranchMin_2BranchMax_4 | 2 | 2.5 | 6 | HeaderMin_2.5HeaderMax_6 | 4
213 | 23 | 2095A-2P-25HP VLSC | VLSC_2095A_2P_25HP | 232.5586 | 232.5586 | 697.6759 | 3 | 0 | 3 | B | VLS_Inline | 2 | 2 | 2 | 4 | BranchMin_2BranchMax_4 | 2 | 2.5 | 6 | HeaderMin_2.5HeaderMax_6 | 5
213 | 23 | 2095A-2P-25HP VLSC | VLSC_2095A_2P_25HP | 232.5586 | 232.5586 | 697.6759 | 3 | 0 | 3 | B | VLS_Inline | 2 | 2 | 2 | 4 | BranchMin_2BranchMax_4 | 2 | 2.5 | 6 | HeaderMin_2.5HeaderMax_6 | 6
213 | 23 | 2095A-2P-25HP VLSC | VLSC_2095A_2P_25HP | 232.5586 | 232.5586 | 697.6759 | 3 | 0 | 3 | B | VLS_Inline | 2 | 2 | 2 | 4 | BranchMin_2BranchMax_4 | 2.5 | 2.5 | 6 | HeaderMin_2.5HeaderMax_6 | 2.5 | INVALID
213 | 23 | 2095A-2P-25HP VLSC | VLSC_2095A_2P_25HP | 232.5586 | 232.5586 | 697.6759 | 3 | 0 | 3 | B | VLS_Inline | 2 | 2 | 2 | 4 | BranchMin_2BranchMax_4 | 2.5 | 2.5 | 6 | HeaderMin_2.5HeaderMax_6 | 3
213 | 23 | 2095A-2P-25HP VLSC | VLSC_2095A_2P_25HP | 232.5586 | 232.5586 | 697.6759 | 3 | 0 | 3 | B | VLS_Inline | 2 | 2 | 2 | 4 | BranchMin_2BranchMax_4 | 2.5 | 2.5 | 6 | HeaderMin_2.5HeaderMax_6 | 4
213 | 23 | 2095A-2P-25HP VLSC | VLSC_2095A_2P_25HP | 232.5586 | 232.5586 | 697.6759 | 3 | 0 | 3 | B | VLS_Inline | 2 | 2 | 2 | 4 | BranchMin_2BranchMax_4 | 2.5 | 2.5 | 6 | HeaderMin_2.5HeaderMax_6 | 5
213 | 23 | 2095A-2P-25HP VLSC | VLSC_2095A_2P_25HP | 232.5586 | 232.5586 | 697.6759 | 3 | 0 | 3 | B | VLS_Inline | 2 | 2 | 2 | 4 | BranchMin_2BranchMax_4 | 2.5 | 2.5 | 6 | HeaderMin_2.5HeaderMax_6 | 6
213 | 23 | 2095A-2P-25HP VLSC | VLSC_2095A_2P_25HP | 232.5586 | 232.5586 | 697.6759 | 3 | 0 | 3 | B | VLS_Inline | 2 | 2 | 2 | 4 | BranchMin_2BranchMax_4 | 3 | 2.5 | 6 | HeaderMin_2.5HeaderMax_6 | 2.5 | INVALID
213 | 23 | 2095A-2P-25HP VLSC | VLSC_2095A_2P_25HP | 232.5586 | 232.5586 | 697.6759 | 3 | 0 | 3 | B | VLS_Inline | 2 | 2 | 2 | 4 | BranchMin_2BranchMax_4 | 3 | 2.5 | 6 | HeaderMin_2.5HeaderMax_6 | 3 | INVALID
213 | 23 | 2095A-2P-25HP VLSC | VLSC_2095A_2P_25HP | 232.5586 | 232.5586 | 697.6759 | 3 | 0 | 3 | B | VLS_Inline | 2 | 2 | 2 | 4 | BranchMin_2BranchMax_4 | 3 | 2.5 | 6 | HeaderMin_2.5HeaderMax_6 | 4
213 | 23 | 2095A-2P-25HP VLSC | VLSC_2095A_2P_25HP | 232.5586 | 232.5586 | 697.6759 | 3 | 0 | 3 | B | VLS_Inline | 2 | 2 | 2 | 4 | BranchMin_2BranchMax_4 | 3 | 2.5 | 6 | HeaderMin_2.5HeaderMax_6 | 5
213 | 23 | 2095A-2P-25HP VLSC | VLSC_2095A_2P_25HP | 232.5586 | 232.5586 | 697.6759 | 3 | 0 | 3 | B | VLS_Inline | 2 | 2 | 2 | 4 | BranchMin_2BranchMax_4 | 3 | 2.5 | 6 | HeaderMin_2.5HeaderMax_6 | 6
213 | 23 | 2095A-2P-25HP VLSC | VLSC_2095A_2P_25HP | 232.5586 | 232.5586 | 697.6759 | 3 | 0 | 3 | B | VLS_Inline | 2 | 2 | 2 | 4 | BranchMin_2BranchMax_4 | 4 | 2.5 | 6 | HeaderMin_2.5HeaderMax_6 | 2.5 | INVALID
213 | 23 | 2095A-2P-25HP VLSC | VLSC_2095A_2P_25HP | 232.5586 | 232.5586 | 697.6759 | 3 | 0 | 3 | B | VLS_Inline | 2 | 2 | 2 | 4 | BranchMin_2BranchMax_4 | 4 | 2.5 | 6 | HeaderMin_2.5HeaderMax_6 | 3 | INVALID
213 | 23 | 2095A-2P-25HP VLSC | VLSC_2095A_2P_25HP | 232.5586 | 232.5586 | 697.6759 | 3 | 0 | 3 | B | VLS_Inline | 2 | 2 | 2 | 4 | BranchMin_2BranchMax_4 | 4 | 2.5 | 6 | HeaderMin_2.5HeaderMax_6 | 4 | INVALID
213 | 23 | 2095A-2P-25HP VLSC | VLSC_2095A_2P_25HP | 232.5586 | 232.5586 | 697.6759 | 3 | 0 | 3 | B | VLS_Inline | 2 | 2 | 2 | 4 | BranchMin_2BranchMax_4 | 4 | 2.5 | 6 | HeaderMin_2.5HeaderMax_6 | 5
213 | 23 | 2095A-2P-25HP VLSC | VLSC_2095A_2P_25HP | 232.5586 | 232.5586 | 697.6759 | 3 | 0 | 3 | B | VLS_Inline | 2 | 2 | 2 | 4 | BranchMin_2BranchMax_4 | 4 | 2.5 | 6 | HeaderMin_2.5HeaderMax_6 | 6
214 | 24 | 2095A-2P-30HP VLSC | VLSC_2095A_2P_30HP | 232.5586 | 232.5586 | 697.6759 | 3 | 0 | 3 | B | VLS_Inline | 2 | 2 | 2 | 4 | BranchMin_2BranchMax_4 | 2 | 2.5 | 6 | HeaderMin_2.5HeaderMax_6 | 2.5
214 | 24 | 2095A-2P-30HP VLSC | VLSC_2095A_2P_30HP | 232.5586 | 232.5586 | 697.6759 | 3 | 0 | 3 | B | VLS_Inline | 2 | 2 | 2 | 4 | BranchMin_2BranchMax_4 | 2 | 2.5 | 6 | HeaderMin_2.5HeaderMax_6 | 3
214 | 24 | 2095A-2P-30HP VLSC | VLSC_2095A_2P_30HP | 232.5586 | 232.5586 | 697.6759 | 3 | 0 | 3 | B | VLS_Inline | 2 | 2 | 2 | 4 | BranchMin_2BranchMax_4 | 2 | 2.5 | 6 | HeaderMin_2.5HeaderMax_6 | 4
214 | 24 | 2095A-2P-30HP VLSC | VLSC_2095A_2P_30HP | 232.5586 | 232.5586 | 697.6759 | 3 | 0 | 3 | B | VLS_Inline | 2 | 2 | 2 | 4 | BranchMin_2BranchMax_4 | 2 | 2.5 | 6 | HeaderMin_2.5HeaderMax_6 | 5
214 | 24 | 2095A-2P-30HP VLSC | VLSC_2095A_2P_30HP | 232.5586 | 232.5586 | 697.6759 | 3 | 0 | 3 | B | VLS_Inline | 2 | 2 | 2 | 4 | BranchMin_2BranchMax_4 | 2 | 2.5 | 6 | HeaderMin_2.5HeaderMax_6 | 6
214 | 24 | 2095A-2P-30HP VLSC | VLSC_2095A_2P_30HP | 232.5586 | 232.5586 | 697.6759 | 3 | 0 | 3 | B | VLS_Inline | 2 | 2 | 2 | 4 | BranchMin_2BranchMax_4 | 2.5 | 2.5 | 6 | HeaderMin_2.5HeaderMax_6 | 2.5 | INVALID
214 | 24 | 2095A-2P-30HP VLSC | VLSC_2095A_2P_30HP | 232.5586 | 232.5586 | 697.6759 | 3 | 0 | 3 | B | VLS_Inline | 2 | 2 | 2 | 4 | BranchMin_2BranchMax_4 | 2.5 | 2.5 | 6 | HeaderMin_2.5HeaderMax_6 | 3
214 | 24 | 2095A-2P-30HP VLSC | VLSC_2095A_2P_30HP | 232.5586 | 232.5586 | 697.6759 | 3 | 0 | 3 | B | VLS_Inline | 2 | 2 | 2 | 4 | BranchMin_2BranchMax_4 | 2.5 | 2.5 | 6 | HeaderMin_2.5HeaderMax_6 | 4
214 | 24 | 2095A-2P-30HP VLSC | VLSC_2095A_2P_30HP | 232.5586 | 232.5586 | 697.6759 | 3 | 0 | 3 | B | VLS_Inline | 2 | 2 | 2 | 4 | BranchMin_2BranchMax_4 | 2.5 | 2.5 | 6 | HeaderMin_2.5HeaderMax_6 | 5
214 | 24 | 2095A-2P-30HP VLSC | VLSC_2095A_2P_30HP | 232.5586 | 232.5586 | 697.6759 | 3 | 0 | 3 | B | VLS_Inline | 2 | 2 | 2 | 4 | BranchMin_2BranchMax_4 | 2.5 | 2.5 | 6 | HeaderMin_2.5HeaderMax_6 | 6
214 | 24 | 2095A-2P-30HP VLSC | VLSC_2095A_2P_30HP | 232.5586 | 232.5586 | 697.6759 | 3 | 0 | 3 | B | VLS_Inline | 2 | 2 | 2 | 4 | BranchMin_2BranchMax_4 | 3 | 2.5 | 6 | HeaderMin_2.5HeaderMax_6 | 2.5 | INVALID
214 | 24 | 2095A-2P-30HP VLSC | VLSC_2095A_2P_30HP | 232.5586 | 232.5586 | 697.6759 | 3 | 0 | 3 | B | VLS_Inline | 2 | 2 | 2 | 4 | BranchMin_2BranchMax_4 | 3 | 2.5 | 6 | HeaderMin_2.5HeaderMax_6 | 3 | INVALID
214 | 24 | 2095A-2P-30HP VLSC | VLSC_2095A_2P_30HP | 232.5586 | 232.5586 | 697.6759 | 3 | 0 | 3 | B | VLS_Inline | 2 | 2 | 2 | 4 | BranchMin_2BranchMax_4 | 3 | 2.5 | 6 | HeaderMin_2.5HeaderMax_6 | 4
214 | 24 | 2095A-2P-30HP VLSC | VLSC_2095A_2P_30HP | 232.5586 | 232.5586 | 697.6759 | 3 | 0 | 3 | B | VLS_Inline | 2 | 2 | 2 | 4 | BranchMin_2BranchMax_4 | 3 | 2.5 | 6 | HeaderMin_2.5HeaderMax_6 | 5
214 | 24 | 2095A-2P-30HP VLSC | VLSC_2095A_2P_30HP | 232.5586 | 232.5586 | 697.6759 | 3 | 0 | 3 | B | VLS_Inline | 2 | 2 | 2 | 4 | BranchMin_2BranchMax_4 | 3 | 2.5 | 6 | HeaderMin_2.5HeaderMax_6 | 6
214 | 24 | 2095A-2P-30HP VLSC | VLSC_2095A_2P_30HP | 232.5586 | 232.5586 | 697.6759 | 3 | 0 | 3 | B | VLS_Inline | 2 | 2 | 2 | 4 | BranchMin_2BranchMax_4 | 4 | 2.5 | 6 | HeaderMin_2.5HeaderMax_6 | 2.5 | INVALID
214 | 24 | 2095A-2P-30HP VLSC | VLSC_2095A_2P_30HP | 232.5586 | 232.5586 | 697.6759 | 3 | 0 | 3 | B | VLS_Inline | 2 | 2 | 2 | 4 | BranchMin_2BranchMax_4 | 4 | 2.5 | 6 | HeaderMin_2.5HeaderMax_6 | 3 | INVALID
214 | 24 | 2095A-2P-30HP VLSC | VLSC_2095A_2P_30HP | 232.5586 | 232.5586 | 697.6759 | 3 | 0 | 3 | B | VLS_Inline | 2 | 2 | 2 | 4 | BranchMin_2BranchMax_4 | 4 | 2.5 | 6 | HeaderMin_2.5HeaderMax_6 | 4 | INVALID
214 | 24 | 2095A-2P-30HP VLSC | VLSC_2095A_2P_30HP | 232.5586 | 232.5586 | 697.6759 | 3 | 0 | 3 | B | VLS_Inline | 2 | 2 | 2 | 4 | BranchMin_2BranchMax_4 | 4 | 2.5 | 6 | HeaderMin_2.5HeaderMax_6 | 5
214 | 24 | 2095A-2P-30HP VLSC | VLSC_2095A_2P_30HP | 232.5586 | 232.5586 | 697.6759 | 3 | 0 | 3 | B | VLS_Inline | 2 | 2 | 2 | 4 | BranchMin_2BranchMax_4 | 4 | 2.5 | 6 | HeaderMin_2.5HeaderMax_6 | 6
215 | 25 | 2095A-4P-3HP VLSC | VLSC_2095A_4P_3HP | 111.4482 | 111.4482 | 334.3446 | 3 | 0 | 3 | B | VLS_Inline | 2 | 2 | 2 | 2.5 | BranchMin_2BranchMax_2.5 | 2 | 2.5 | 4 | HeaderMin_2.5HeaderMax_4 | 2.5
215 | 25 | 2095A-4P-3HP VLSC | VLSC_2095A_4P_3HP | 111.4482 | 111.4482 | 334.3446 | 3 | 0 | 3 | B | VLS_Inline | 2 | 2 | 2 | 2.5 | BranchMin_2BranchMax_2.5 | 2 | 2.5 | 4 | HeaderMin_2.5HeaderMax_4 | 3
215 | 25 | 2095A-4P-3HP VLSC | VLSC_2095A_4P_3HP | 111.4482 | 111.4482 | 334.3446 | 3 | 0 | 3 | B | VLS_Inline | 2 | 2 | 2 | 2.5 | BranchMin_2BranchMax_2.5 | 2 | 2.5 | 4 | HeaderMin_2.5HeaderMax_4 | 4
215 | 25 | 2095A-4P-3HP VLSC | VLSC_2095A_4P_3HP | 111.4482 | 111.4482 | 334.3446 | 3 | 0 | 3 | B | VLS_Inline | 2 | 2 | 2 | 2.5 | BranchMin_2BranchMax_2.5 | 2.5 | 2.5 | 4 | HeaderMin_2.5HeaderMax_4 | 2.5 | INVALID
215 | 25 | 2095A-4P-3HP VLSC | VLSC_2095A_4P_3HP | 111.4482 | 111.4482 | 334.3446 | 3 | 0 | 3 | B | VLS_Inline | 2 | 2 | 2 | 2.5 | BranchMin_2BranchMax_2.5 | 2.5 | 2.5 | 4 | HeaderMin_2.5HeaderMax_4 | 3
215 | 25 | 2095A-4P-3HP VLSC | VLSC_2095A_4P_3HP | 111.4482 | 111.4482 | 334.3446 | 3 | 0 | 3 | B | VLS_Inline | 2 | 2 | 2 | 2.5 | BranchMin_2BranchMax_2.5 | 2.5 | 2.5 | 4 | HeaderMin_2.5HeaderMax_4 | 4
216 | 26 | 2095A-4P-5HP VLSC | VLSC_2095A_4P_5HP | 118.6369 | 118.6369 | 355.9106 | 3 | 0 | 3 | B | VLS_Inline | 2 | 2 | 2 | 2.5 | BranchMin_2BranchMax_2.5 | 2 | 2.5 | 4 | HeaderMin_2.5HeaderMax_4 | 2.5
216 | 26 | 2095A-4P-5HP VLSC | VLSC_2095A_4P_5HP | 118.6369 | 118.6369 | 355.9106 | 3 | 0 | 3 | B | VLS_Inline | 2 | 2 | 2 | 2.5 | BranchMin_2BranchMax_2.5 | 2 | 2.5 | 4 | HeaderMin_2.5HeaderMax_4 | 3
216 | 26 | 2095A-4P-5HP VLSC | VLSC_2095A_4P_5HP | 118.6369 | 118.6369 | 355.9106 | 3 | 0 | 3 | B | VLS_Inline | 2 | 2 | 2 | 2.5 | BranchMin_2BranchMax_2.5 | 2 | 2.5 | 4 | HeaderMin_2.5HeaderMax_4 | 4
216 | 26 | 2095A-4P-5HP VLSC | VLSC_2095A_4P_5HP | 118.6369 | 118.6369 | 355.9106 | 3 | 0 | 3 | B | VLS_Inline | 2 | 2 | 2 | 2.5 | BranchMin_2BranchMax_2.5 | 2.5 | 2.5 | 4 | HeaderMin_2.5HeaderMax_4 | 2.5 | INVALID
216 | 26 | 2095A-4P-5HP VLSC | VLSC_2095A_4P_5HP | 118.6369 | 118.6369 | 355.9106 | 3 | 0 | 3 | B | VLS_Inline | 2 | 2 | 2 | 2.5 | BranchMin_2BranchMax_2.5 | 2.5 | 2.5 | 4 | HeaderMin_2.5HeaderMax_4 | 3
216 | 26 | 2095A-4P-5HP VLSC | VLSC_2095A_4P_5HP | 118.6369 | 118.6369 | 355.9106 | 3 | 0 | 3 | B | VLS_Inline | 2 | 2 | 2 | 2.5 | BranchMin_2BranchMax_2.5 | 2.5 | 2.5 | 4 | HeaderMin_2.5HeaderMax_4 | 4
217 | 27 | 20955-2P-15HP VLSC | VLSC_20955_2P_15HP | 205.3636 | 205.3636 | 616.0908 | 3 | 0 | 3 | B | VLS_Inline | 2 | 2 | 2 | 3 | BranchMin_2BranchMax_3 | 2 | 2.5 | 5 | HeaderMin_2.5HeaderMax_5 | 2.5
217 | 27 | 20955-2P-15HP VLSC | VLSC_20955_2P_15HP | 205.3636 | 205.3636 | 616.0908 | 3 | 0 | 3 | B | VLS_Inline | 2 | 2 | 2 | 3 | BranchMin_2BranchMax_3 | 2 | 2.5 | 5 | HeaderMin_2.5HeaderMax_5 | 3
217 | 27 | 20955-2P-15HP VLSC | VLSC_20955_2P_15HP | 205.3636 | 205.3636 | 616.0908 | 3 | 0 | 3 | B | VLS_Inline | 2 | 2 | 2 | 3 | BranchMin_2BranchMax_3 | 2 | 2.5 | 5 | HeaderMin_2.5HeaderMax_5 | 4
217 | 27 | 20955-2P-15HP VLSC | VLSC_20955_2P_15HP | 205.3636 | 205.3636 | 616.0908 | 3 | 0 | 3 | B | VLS_Inline | 2 | 2 | 2 | 3 | BranchMin_2BranchMax_3 | 2 | 2.5 | 5 | HeaderMin_2.5HeaderMax_5 | 5
217 | 27 | 20955-2P-15HP VLSC | VLSC_20955_2P_15HP | 205.3636 | 205.3636 | 616.0908 | 3 | 0 | 3 | B | VLS_Inline | 2 | 2 | 2 | 3 | BranchMin_2BranchMax_3 | 2.5 | 2.5 | 5 | HeaderMin_2.5HeaderMax_5 | 2.5 | INVALID
217 | 27 | 20955-2P-15HP VLSC | VLSC_20955_2P_15HP | 205.3636 | 205.3636 | 616.0908 | 3 | 0 | 3 | B | VLS_Inline | 2 | 2 | 2 | 3 | BranchMin_2BranchMax_3 | 2.5 | 2.5 | 5 | HeaderMin_2.5HeaderMax_5 | 3
217 | 27 | 20955-2P-15HP VLSC | VLSC_20955_2P_15HP | 205.3636 | 205.3636 | 616.0908 | 3 | 0 | 3 | B | VLS_Inline | 2 | 2 | 2 | 3 | BranchMin_2BranchMax_3 | 2.5 | 2.5 | 5 | HeaderMin_2.5HeaderMax_5 | 4
217 | 27 | 20955-2P-15HP VLSC | VLSC_20955_2P_15HP | 205.3636 | 205.3636 | 616.0908 | 3 | 0 | 3 | B | VLS_Inline | 2 | 2 | 2 | 3 | BranchMin_2BranchMax_3 | 2.5 | 2.5 | 5 | HeaderMin_2.5HeaderMax_5 | 5
217 | 27 | 20955-2P-15HP VLSC | VLSC_20955_2P_15HP | 205.3636 | 205.3636 | 616.0908 | 3 | 0 | 3 | B | VLS_Inline | 2 | 2 | 2 | 3 | BranchMin_2BranchMax_3 | 3 | 2.5 | 5 | HeaderMin_2.5HeaderMax_5 | 2.5 | INVALID
217 | 27 | 20955-2P-15HP VLSC | VLSC_20955_2P_15HP | 205.3636 | 205.3636 | 616.0908 | 3 | 0 | 3 | B | VLS_Inline | 2 | 2 | 2 | 3 | BranchMin_2BranchMax_3 | 3 | 2.5 | 5 | HeaderMin_2.5HeaderMax_5 | 3 | INVALID
217 | 27 | 20955-2P-15HP VLSC | VLSC_20955_2P_15HP | 205.3636 | 205.3636 | 616.0908 | 3 | 0 | 3 | B | VLS_Inline | 2 | 2 | 2 | 3 | BranchMin_2BranchMax_3 | 3 | 2.5 | 5 | HeaderMin_2.5HeaderMax_5 | 4
217 | 27 | 20955-2P-15HP VLSC | VLSC_20955_2P_15HP | 205.3636 | 205.3636 | 616.0908 | 3 | 0 | 3 | B | VLS_Inline | 2 | 2 | 2 | 3 | BranchMin_2BranchMax_3 | 3 | 2.5 | 5 | HeaderMin_2.5HeaderMax_5 | 5
218 | 28 | 20955-2P-20HP VLSC | VLSC_20955_2P_20HP | 235.6474 | 235.6474 | 706.9421 | 3 | 0 | 3 | B | VLS_Inline | 2 | 2 | 2 | 4 | BranchMin_2BranchMax_4 | 2 | 2.5 | 6 | HeaderMin_2.5HeaderMax_6 | 2.5
218 | 28 | 20955-2P-20HP VLSC | VLSC_20955_2P_20HP | 235.6474 | 235.6474 | 706.9421 | 3 | 0 | 3 | B | VLS_Inline | 2 | 2 | 2 | 4 | BranchMin_2BranchMax_4 | 2 | 2.5 | 6 | HeaderMin_2.5HeaderMax_6 | 3
218 | 28 | 20955-2P-20HP VLSC | VLSC_20955_2P_20HP | 235.6474 | 235.6474 | 706.9421 | 3 | 0 | 3 | B | VLS_Inline | 2 | 2 | 2 | 4 | BranchMin_2BranchMax_4 | 2 | 2.5 | 6 | HeaderMin_2.5HeaderMax_6 | 4
218 | 28 | 20955-2P-20HP VLSC | VLSC_20955_2P_20HP | 235.6474 | 235.6474 | 706.9421 | 3 | 0 | 3 | B | VLS_Inline | 2 | 2 | 2 | 4 | BranchMin_2BranchMax_4 | 2 | 2.5 | 6 | HeaderMin_2.5HeaderMax_6 | 5
218 | 28 | 20955-2P-20HP VLSC | VLSC_20955_2P_20HP | 235.6474 | 235.6474 | 706.9421 | 3 | 0 | 3 | B | VLS_Inline | 2 | 2 | 2 | 4 | BranchMin_2BranchMax_4 | 2 | 2.5 | 6 | HeaderMin_2.5HeaderMax_6 | 6
218 | 28 | 20955-2P-20HP VLSC | VLSC_20955_2P_20HP | 235.6474 | 235.6474 | 706.9421 | 3 | 0 | 3 | B | VLS_Inline | 2 | 2 | 2 | 4 | BranchMin_2BranchMax_4 | 2.5 | 2.5 | 6 | HeaderMin_2.5HeaderMax_6 | 2.5 | INVALID
218 | 28 | 20955-2P-20HP VLSC | VLSC_20955_2P_20HP | 235.6474 | 235.6474 | 706.9421 | 3 | 0 | 3 | B | VLS_Inline | 2 | 2 | 2 | 4 | BranchMin_2BranchMax_4 | 2.5 | 2.5 | 6 | HeaderMin_2.5HeaderMax_6 | 3
218 | 28 | 20955-2P-20HP VLSC | VLSC_20955_2P_20HP | 235.6474 | 235.6474 | 706.9421 | 3 | 0 | 3 | B | VLS_Inline | 2 | 2 | 2 | 4 | BranchMin_2BranchMax_4 | 2.5 | 2.5 | 6 | HeaderMin_2.5HeaderMax_6 | 4
218 | 28 | 20955-2P-20HP VLSC | VLSC_20955_2P_20HP | 235.6474 | 235.6474 | 706.9421 | 3 | 0 | 3 | B | VLS_Inline | 2 | 2 | 2 | 4 | BranchMin_2BranchMax_4 | 2.5 | 2.5 | 6 | HeaderMin_2.5HeaderMax_6 | 5
218 | 28 | 20955-2P-20HP VLSC | VLSC_20955_2P_20HP | 235.6474 | 235.6474 | 706.9421 | 3 | 0 | 3 | B | VLS_Inline | 2 | 2 | 2 | 4 | BranchMin_2BranchMax_4 | 2.5 | 2.5 | 6 | HeaderMin_2.5HeaderMax_6 | 6
218 | 28 | 20955-2P-20HP VLSC | VLSC_20955_2P_20HP | 235.6474 | 235.6474 | 706.9421 | 3 | 0 | 3 | B | VLS_Inline | 2 | 2 | 2 | 4 | BranchMin_2BranchMax_4 | 3 | 2.5 | 6 | HeaderMin_2.5HeaderMax_6 | 2.5 | INVALID
218 | 28 | 20955-2P-20HP VLSC | VLSC_20955_2P_20HP | 235.6474 | 235.6474 | 706.9421 | 3 | 0 | 3 | B | VLS_Inline | 2 | 2 | 2 | 4 | BranchMin_2BranchMax_4 | 3 | 2.5 | 6 | HeaderMin_2.5HeaderMax_6 | 3 | INVALID
218 | 28 | 20955-2P-20HP VLSC | VLSC_20955_2P_20HP | 235.6474 | 235.6474 | 706.9421 | 3 | 0 | 3 | B | VLS_Inline | 2 | 2 | 2 | 4 | BranchMin_2BranchMax_4 | 3 | 2.5 | 6 | HeaderMin_2.5HeaderMax_6 | 4
218 | 28 | 20955-2P-20HP VLSC | VLSC_20955_2P_20HP | 235.6474 | 235.6474 | 706.9421 | 3 | 0 | 3 | B | VLS_Inline | 2 | 2 | 2 | 4 | BranchMin_2BranchMax_4 | 3 | 2.5 | 6 | HeaderMin_2.5HeaderMax_6 | 5
218 | 28 | 20955-2P-20HP VLSC | VLSC_20955_2P_20HP | 235.6474 | 235.6474 | 706.9421 | 3 | 0 | 3 | B | VLS_Inline | 2 | 2 | 2 | 4 | BranchMin_2BranchMax_4 | 3 | 2.5 | 6 | HeaderMin_2.5HeaderMax_6 | 6
218 | 28 | 20955-2P-20HP VLSC | VLSC_20955_2P_20HP | 235.6474 | 235.6474 | 706.9421 | 3 | 0 | 3 | B | VLS_Inline | 2 | 2 | 2 | 4 | BranchMin_2BranchMax_4 | 4 | 2.5 | 6 | HeaderMin_2.5HeaderMax_6 | 2.5 | INVALID
218 | 28 | 20955-2P-20HP VLSC | VLSC_20955_2P_20HP | 235.6474 | 235.6474 | 706.9421 | 3 | 0 | 3 | B | VLS_Inline | 2 | 2 | 2 | 4 | BranchMin_2BranchMax_4 | 4 | 2.5 | 6 | HeaderMin_2.5HeaderMax_6 | 3 | INVALID
218 | 28 | 20955-2P-20HP VLSC | VLSC_20955_2P_20HP | 235.6474 | 235.6474 | 706.9421 | 3 | 0 | 3 | B | VLS_Inline | 2 | 2 | 2 | 4 | BranchMin_2BranchMax_4 | 4 | 2.5 | 6 | HeaderMin_2.5HeaderMax_6 | 4 | INVALID
218 | 28 | 20955-2P-20HP VLSC | VLSC_20955_2P_20HP | 235.6474 | 235.6474 | 706.9421 | 3 | 0 | 3 | B | VLS_Inline | 2 | 2 | 2 | 4 | BranchMin_2BranchMax_4 | 4 | 2.5 | 6 | HeaderMin_2.5HeaderMax_6 | 5
218 | 28 | 20955-2P-20HP VLSC | VLSC_20955_2P_20HP | 235.6474 | 235.6474 | 706.9421 | 3 | 0 | 3 | B | VLS_Inline | 2 | 2 | 2 | 4 | BranchMin_2BranchMax_4 | 4 | 2.5 | 6 | HeaderMin_2.5HeaderMax_6 | 6
219 | 29 | 20955-2P-25HP VLSC | VLSC_20955_2P_25HP | 257.4 | 257.4 | 772.2001 | 3 | 0 | 3 | B | VLS_Inline | 2 | 2 | 2 | 4 | BranchMin_2BranchMax_4 | 2 | 2.5 | 6 | HeaderMin_2.5HeaderMax_6 | 2.5
219 | 29 | 20955-2P-25HP VLSC | VLSC_20955_2P_25HP | 257.4 | 257.4 | 772.2001 | 3 | 0 | 3 | B | VLS_Inline | 2 | 2 | 2 | 4 | BranchMin_2BranchMax_4 | 2 | 2.5 | 6 | HeaderMin_2.5HeaderMax_6 | 3
219 | 29 | 20955-2P-25HP VLSC | VLSC_20955_2P_25HP | 257.4 | 257.4 | 772.2001 | 3 | 0 | 3 | B | VLS_Inline | 2 | 2 | 2 | 4 | BranchMin_2BranchMax_4 | 2 | 2.5 | 6 | HeaderMin_2.5HeaderMax_6 | 4
219 | 29 | 20955-2P-25HP VLSC | VLSC_20955_2P_25HP | 257.4 | 257.4 | 772.2001 | 3 | 0 | 3 | B | VLS_Inline | 2 | 2 | 2 | 4 | BranchMin_2BranchMax_4 | 2 | 2.5 | 6 | HeaderMin_2.5HeaderMax_6 | 5
219 | 29 | 20955-2P-25HP VLSC | VLSC_20955_2P_25HP | 257.4 | 257.4 | 772.2001 | 3 | 0 | 3 | B | VLS_Inline | 2 | 2 | 2 | 4 | BranchMin_2BranchMax_4 | 2 | 2.5 | 6 | HeaderMin_2.5HeaderMax_6 | 6
219 | 29 | 20955-2P-25HP VLSC | VLSC_20955_2P_25HP | 257.4 | 257.4 | 772.2001 | 3 | 0 | 3 | B | VLS_Inline | 2 | 2 | 2 | 4 | BranchMin_2BranchMax_4 | 2.5 | 2.5 | 6 | HeaderMin_2.5HeaderMax_6 | 2.5 | INVALID
219 | 29 | 20955-2P-25HP VLSC | VLSC_20955_2P_25HP | 257.4 | 257.4 | 772.2001 | 3 | 0 | 3 | B | VLS_Inline | 2 | 2 | 2 | 4 | BranchMin_2BranchMax_4 | 2.5 | 2.5 | 6 | HeaderMin_2.5HeaderMax_6 | 3
219 | 29 | 20955-2P-25HP VLSC | VLSC_20955_2P_25HP | 257.4 | 257.4 | 772.2001 | 3 | 0 | 3 | B | VLS_Inline | 2 | 2 | 2 | 4 | BranchMin_2BranchMax_4 | 2.5 | 2.5 | 6 | HeaderMin_2.5HeaderMax_6 | 4
219 | 29 | 20955-2P-25HP VLSC | VLSC_20955_2P_25HP | 257.4 | 257.4 | 772.2001 | 3 | 0 | 3 | B | VLS_Inline | 2 | 2 | 2 | 4 | BranchMin_2BranchMax_4 | 2.5 | 2.5 | 6 | HeaderMin_2.5HeaderMax_6 | 5
219 | 29 | 20955-2P-25HP VLSC | VLSC_20955_2P_25HP | 257.4 | 257.4 | 772.2001 | 3 | 0 | 3 | B | VLS_Inline | 2 | 2 | 2 | 4 | BranchMin_2BranchMax_4 | 2.5 | 2.5 | 6 | HeaderMin_2.5HeaderMax_6 | 6
219 | 29 | 20955-2P-25HP VLSC | VLSC_20955_2P_25HP | 257.4 | 257.4 | 772.2001 | 3 | 0 | 3 | B | VLS_Inline | 2 | 2 | 2 | 4 | BranchMin_2BranchMax_4 | 3 | 2.5 | 6 | HeaderMin_2.5HeaderMax_6 | 2.5 | INVALID
219 | 29 | 20955-2P-25HP VLSC | VLSC_20955_2P_25HP | 257.4 | 257.4 | 772.2001 | 3 | 0 | 3 | B | VLS_Inline | 2 | 2 | 2 | 4 | BranchMin_2BranchMax_4 | 3 | 2.5 | 6 | HeaderMin_2.5HeaderMax_6 | 3 | INVALID
219 | 29 | 20955-2P-25HP VLSC | VLSC_20955_2P_25HP | 257.4 | 257.4 | 772.2001 | 3 | 0 | 3 | B | VLS_Inline | 2 | 2 | 2 | 4 | BranchMin_2BranchMax_4 | 3 | 2.5 | 6 | HeaderMin_2.5HeaderMax_6 | 4
219 | 29 | 20955-2P-25HP VLSC | VLSC_20955_2P_25HP | 257.4 | 257.4 | 772.2001 | 3 | 0 | 3 | B | VLS_Inline | 2 | 2 | 2 | 4 | BranchMin_2BranchMax_4 | 3 | 2.5 | 6 | HeaderMin_2.5HeaderMax_6 | 5
219 | 29 | 20955-2P-25HP VLSC | VLSC_20955_2P_25HP | 257.4 | 257.4 | 772.2001 | 3 | 0 | 3 | B | VLS_Inline | 2 | 2 | 2 | 4 | BranchMin_2BranchMax_4 | 3 | 2.5 | 6 | HeaderMin_2.5HeaderMax_6 | 6
219 | 29 | 20955-2P-25HP VLSC | VLSC_20955_2P_25HP | 257.4 | 257.4 | 772.2001 | 3 | 0 | 3 | B | VLS_Inline | 2 | 2 | 2 | 4 | BranchMin_2BranchMax_4 | 4 | 2.5 | 6 | HeaderMin_2.5HeaderMax_6 | 2.5 | INVALID
219 | 29 | 20955-2P-25HP VLSC | VLSC_20955_2P_25HP | 257.4 | 257.4 | 772.2001 | 3 | 0 | 3 | B | VLS_Inline | 2 | 2 | 2 | 4 | BranchMin_2BranchMax_4 | 4 | 2.5 | 6 | HeaderMin_2.5HeaderMax_6 | 3 | INVALID
219 | 29 | 20955-2P-25HP VLSC | VLSC_20955_2P_25HP | 257.4 | 257.4 | 772.2001 | 3 | 0 | 3 | B | VLS_Inline | 2 | 2 | 2 | 4 | BranchMin_2BranchMax_4 | 4 | 2.5 | 6 | HeaderMin_2.5HeaderMax_6 | 4 | INVALID
219 | 29 | 20955-2P-25HP VLSC | VLSC_20955_2P_25HP | 257.4 | 257.4 | 772.2001 | 3 | 0 | 3 | B | VLS_Inline | 2 | 2 | 2 | 4 | BranchMin_2BranchMax_4 | 4 | 2.5 | 6 | HeaderMin_2.5HeaderMax_6 | 5
219 | 29 | 20955-2P-25HP VLSC | VLSC_20955_2P_25HP | 257.4 | 257.4 | 772.2001 | 3 | 0 | 3 | B | VLS_Inline | 2 | 2 | 2 | 4 | BranchMin_2BranchMax_4 | 4 | 2.5 | 6 | HeaderMin_2.5HeaderMax_6 | 6
220 | 30 | 20955-2P-30HP VLSC | VLSC_20955_2P_30HP | 277.4627 | 277.4627 | 832.388 | 3 | 0 | 3 | B | VLS_Inline | 2 | 2 | 2 | 4 | BranchMin_2BranchMax_4 | 2 | 2.5 | 6 | HeaderMin_2.5HeaderMax_6 | 2.5
220 | 30 | 20955-2P-30HP VLSC | VLSC_20955_2P_30HP | 277.4627 | 277.4627 | 832.388 | 3 | 0 | 3 | B | VLS_Inline | 2 | 2 | 2 | 4 | BranchMin_2BranchMax_4 | 2 | 2.5 | 6 | HeaderMin_2.5HeaderMax_6 | 3
220 | 30 | 20955-2P-30HP VLSC | VLSC_20955_2P_30HP | 277.4627 | 277.4627 | 832.388 | 3 | 0 | 3 | B | VLS_Inline | 2 | 2 | 2 | 4 | BranchMin_2BranchMax_4 | 2 | 2.5 | 6 | HeaderMin_2.5HeaderMax_6 | 4
220 | 30 | 20955-2P-30HP VLSC | VLSC_20955_2P_30HP | 277.4627 | 277.4627 | 832.388 | 3 | 0 | 3 | B | VLS_Inline | 2 | 2 | 2 | 4 | BranchMin_2BranchMax_4 | 2 | 2.5 | 6 | HeaderMin_2.5HeaderMax_6 | 5
220 | 30 | 20955-2P-30HP VLSC | VLSC_20955_2P_30HP | 277.4627 | 277.4627 | 832.388 | 3 | 0 | 3 | B | VLS_Inline | 2 | 2 | 2 | 4 | BranchMin_2BranchMax_4 | 2 | 2.5 | 6 | HeaderMin_2.5HeaderMax_6 | 6
220 | 30 | 20955-2P-30HP VLSC | VLSC_20955_2P_30HP | 277.4627 | 277.4627 | 832.388 | 3 | 0 | 3 | B | VLS_Inline | 2 | 2 | 2 | 4 | BranchMin_2BranchMax_4 | 2.5 | 2.5 | 6 | HeaderMin_2.5HeaderMax_6 | 2.5 | INVALID
220 | 30 | 20955-2P-30HP VLSC | VLSC_20955_2P_30HP | 277.4627 | 277.4627 | 832.388 | 3 | 0 | 3 | B | VLS_Inline | 2 | 2 | 2 | 4 | BranchMin_2BranchMax_4 | 2.5 | 2.5 | 6 | HeaderMin_2.5HeaderMax_6 | 3
220 | 30 | 20955-2P-30HP VLSC | VLSC_20955_2P_30HP | 277.4627 | 277.4627 | 832.388 | 3 | 0 | 3 | B | VLS_Inline | 2 | 2 | 2 | 4 | BranchMin_2BranchMax_4 | 2.5 | 2.5 | 6 | HeaderMin_2.5HeaderMax_6 | 4
220 | 30 | 20955-2P-30HP VLSC | VLSC_20955_2P_30HP | 277.4627 | 277.4627 | 832.388 | 3 | 0 | 3 | B | VLS_Inline | 2 | 2 | 2 | 4 | BranchMin_2BranchMax_4 | 2.5 | 2.5 | 6 | HeaderMin_2.5HeaderMax_6 | 5
220 | 30 | 20955-2P-30HP VLSC | VLSC_20955_2P_30HP | 277.4627 | 277.4627 | 832.388 | 3 | 0 | 3 | B | VLS_Inline | 2 | 2 | 2 | 4 | BranchMin_2BranchMax_4 | 2.5 | 2.5 | 6 | HeaderMin_2.5HeaderMax_6 | 6
220 | 30 | 20955-2P-30HP VLSC | VLSC_20955_2P_30HP | 277.4627 | 277.4627 | 832.388 | 3 | 0 | 3 | B | VLS_Inline | 2 | 2 | 2 | 4 | BranchMin_2BranchMax_4 | 3 | 2.5 | 6 | HeaderMin_2.5HeaderMax_6 | 2.5 | INVALID
220 | 30 | 20955-2P-30HP VLSC | VLSC_20955_2P_30HP | 277.4627 | 277.4627 | 832.388 | 3 | 0 | 3 | B | VLS_Inline | 2 | 2 | 2 | 4 | BranchMin_2BranchMax_4 | 3 | 2.5 | 6 | HeaderMin_2.5HeaderMax_6 | 3 | INVALID
220 | 30 | 20955-2P-30HP VLSC | VLSC_20955_2P_30HP | 277.4627 | 277.4627 | 832.388 | 3 | 0 | 3 | B | VLS_Inline | 2 | 2 | 2 | 4 | BranchMin_2BranchMax_4 | 3 | 2.5 | 6 | HeaderMin_2.5HeaderMax_6 | 4
220 | 30 | 20955-2P-30HP VLSC | VLSC_20955_2P_30HP | 277.4627 | 277.4627 | 832.388 | 3 | 0 | 3 | B | VLS_Inline | 2 | 2 | 2 | 4 | BranchMin_2BranchMax_4 | 3 | 2.5 | 6 | HeaderMin_2.5HeaderMax_6 | 5
220 | 30 | 20955-2P-30HP VLSC | VLSC_20955_2P_30HP | 277.4627 | 277.4627 | 832.388 | 3 | 0 | 3 | B | VLS_Inline | 2 | 2 | 2 | 4 | BranchMin_2BranchMax_4 | 3 | 2.5 | 6 | HeaderMin_2.5HeaderMax_6 | 6
220 | 30 | 20955-2P-30HP VLSC | VLSC_20955_2P_30HP | 277.4627 | 277.4627 | 832.388 | 3 | 0 | 3 | B | VLS_Inline | 2 | 2 | 2 | 4 | BranchMin_2BranchMax_4 | 4 | 2.5 | 6 | HeaderMin_2.5HeaderMax_6 | 2.5 | INVALID
220 | 30 | 20955-2P-30HP VLSC | VLSC_20955_2P_30HP | 277.4627 | 277.4627 | 832.388 | 3 | 0 | 3 | B | VLS_Inline | 2 | 2 | 2 | 4 | BranchMin_2BranchMax_4 | 4 | 2.5 | 6 | HeaderMin_2.5HeaderMax_6 | 3 | INVALID
220 | 30 | 20955-2P-30HP VLSC | VLSC_20955_2P_30HP | 277.4627 | 277.4627 | 832.388 | 3 | 0 | 3 | B | VLS_Inline | 2 | 2 | 2 | 4 | BranchMin_2BranchMax_4 | 4 | 2.5 | 6 | HeaderMin_2.5HeaderMax_6 | 4 | INVALID
220 | 30 | 20955-2P-30HP VLSC | VLSC_20955_2P_30HP | 277.4627 | 277.4627 | 832.388 | 3 | 0 | 3 | B | VLS_Inline | 2 | 2 | 2 | 4 | BranchMin_2BranchMax_4 | 4 | 2.5 | 6 | HeaderMin_2.5HeaderMax_6 | 5
220 | 30 | 20955-2P-30HP VLSC | VLSC_20955_2P_30HP | 277.4627 | 277.4627 | 832.388 | 3 | 0 | 3 | B | VLS_Inline | 2 | 2 | 2 | 4 | BranchMin_2BranchMax_4 | 4 | 2.5 | 6 | HeaderMin_2.5HeaderMax_6 | 6
221 | 31 | 20955-2P-40HP VLSC | VLSC_20955_2P_40HP | 300 | 300 | 900 | 3 | 0 | 3 | B | VLS_Inline | 2 | 2 | 2 | 4 | BranchMin_2BranchMax_4 | 2 | 2.5 | 6 | HeaderMin_2.5HeaderMax_6 | 2.5
221 | 31 | 20955-2P-40HP VLSC | VLSC_20955_2P_40HP | 300 | 300 | 900 | 3 | 0 | 3 | B | VLS_Inline | 2 | 2 | 2 | 4 | BranchMin_2BranchMax_4 | 2 | 2.5 | 6 | HeaderMin_2.5HeaderMax_6 | 3
221 | 31 | 20955-2P-40HP VLSC | VLSC_20955_2P_40HP | 300 | 300 | 900 | 3 | 0 | 3 | B | VLS_Inline | 2 | 2 | 2 | 4 | BranchMin_2BranchMax_4 | 2 | 2.5 | 6 | HeaderMin_2.5HeaderMax_6 | 4
221 | 31 | 20955-2P-40HP VLSC | VLSC_20955_2P_40HP | 300 | 300 | 900 | 3 | 0 | 3 | B | VLS_Inline | 2 | 2 | 2 | 4 | BranchMin_2BranchMax_4 | 2 | 2.5 | 6 | HeaderMin_2.5HeaderMax_6 | 5
221 | 31 | 20955-2P-40HP VLSC | VLSC_20955_2P_40HP | 300 | 300 | 900 | 3 | 0 | 3 | B | VLS_Inline | 2 | 2 | 2 | 4 | BranchMin_2BranchMax_4 | 2 | 2.5 | 6 | HeaderMin_2.5HeaderMax_6 | 6
221 | 31 | 20955-2P-40HP VLSC | VLSC_20955_2P_40HP | 300 | 300 | 900 | 3 | 0 | 3 | B | VLS_Inline | 2 | 2 | 2 | 4 | BranchMin_2BranchMax_4 | 2.5 | 2.5 | 6 | HeaderMin_2.5HeaderMax_6 | 2.5 | INVALID
221 | 31 | 20955-2P-40HP VLSC | VLSC_20955_2P_40HP | 300 | 300 | 900 | 3 | 0 | 3 | B | VLS_Inline | 2 | 2 | 2 | 4 | BranchMin_2BranchMax_4 | 2.5 | 2.5 | 6 | HeaderMin_2.5HeaderMax_6 | 3
221 | 31 | 20955-2P-40HP VLSC | VLSC_20955_2P_40HP | 300 | 300 | 900 | 3 | 0 | 3 | B | VLS_Inline | 2 | 2 | 2 | 4 | BranchMin_2BranchMax_4 | 2.5 | 2.5 | 6 | HeaderMin_2.5HeaderMax_6 | 4
221 | 31 | 20955-2P-40HP VLSC | VLSC_20955_2P_40HP | 300 | 300 | 900 | 3 | 0 | 3 | B | VLS_Inline | 2 | 2 | 2 | 4 | BranchMin_2BranchMax_4 | 2.5 | 2.5 | 6 | HeaderMin_2.5HeaderMax_6 | 5
221 | 31 | 20955-2P-40HP VLSC | VLSC_20955_2P_40HP | 300 | 300 | 900 | 3 | 0 | 3 | B | VLS_Inline | 2 | 2 | 2 | 4 | BranchMin_2BranchMax_4 | 2.5 | 2.5 | 6 | HeaderMin_2.5HeaderMax_6 | 6
221 | 31 | 20955-2P-40HP VLSC | VLSC_20955_2P_40HP | 300 | 300 | 900 | 3 | 0 | 3 | B | VLS_Inline | 2 | 2 | 2 | 4 | BranchMin_2BranchMax_4 | 3 | 2.5 | 6 | HeaderMin_2.5HeaderMax_6 | 2.5 | INVALID
221 | 31 | 20955-2P-40HP VLSC | VLSC_20955_2P_40HP | 300 | 300 | 900 | 3 | 0 | 3 | B | VLS_Inline | 2 | 2 | 2 | 4 | BranchMin_2BranchMax_4 | 3 | 2.5 | 6 | HeaderMin_2.5HeaderMax_6 | 3 | INVALID
221 | 31 | 20955-2P-40HP VLSC | VLSC_20955_2P_40HP | 300 | 300 | 900 | 3 | 0 | 3 | B | VLS_Inline | 2 | 2 | 2 | 4 | BranchMin_2BranchMax_4 | 3 | 2.5 | 6 | HeaderMin_2.5HeaderMax_6 | 4
221 | 31 | 20955-2P-40HP VLSC | VLSC_20955_2P_40HP | 300 | 300 | 900 | 3 | 0 | 3 | B | VLS_Inline | 2 | 2 | 2 | 4 | BranchMin_2BranchMax_4 | 3 | 2.5 | 6 | HeaderMin_2.5HeaderMax_6 | 5
221 | 31 | 20955-2P-40HP VLSC | VLSC_20955_2P_40HP | 300 | 300 | 900 | 3 | 0 | 3 | B | VLS_Inline | 2 | 2 | 2 | 4 | BranchMin_2BranchMax_4 | 3 | 2.5 | 6 | HeaderMin_2.5HeaderMax_6 | 6
221 | 31 | 20955-2P-40HP VLSC | VLSC_20955_2P_40HP | 300 | 300 | 900 | 3 | 0 | 3 | B | VLS_Inline | 2 | 2 | 2 | 4 | BranchMin_2BranchMax_4 | 4 | 2.5 | 6 | HeaderMin_2.5HeaderMax_6 | 2.5 | INVALID
221 | 31 | 20955-2P-40HP VLSC | VLSC_20955_2P_40HP | 300 | 300 | 900 | 3 | 0 | 3 | B | VLS_Inline | 2 | 2 | 2 | 4 | BranchMin_2BranchMax_4 | 4 | 2.5 | 6 | HeaderMin_2.5HeaderMax_6 | 3 | INVALID
221 | 31 | 20955-2P-40HP VLSC | VLSC_20955_2P_40HP | 300 | 300 | 900 | 3 | 0 | 3 | B | VLS_Inline | 2 | 2 | 2 | 4 | BranchMin_2BranchMax_4 | 4 | 2.5 | 6 | HeaderMin_2.5HeaderMax_6 | 4 | INVALID
221 | 31 | 20955-2P-40HP VLSC | VLSC_20955_2P_40HP | 300 | 300 | 900 | 3 | 0 | 3 | B | VLS_Inline | 2 | 2 | 2 | 4 | BranchMin_2BranchMax_4 | 4 | 2.5 | 6 | HeaderMin_2.5HeaderMax_6 | 5
221 | 31 | 20955-2P-40HP VLSC | VLSC_20955_2P_40HP | 300 | 300 | 900 | 3 | 0 | 3 | B | VLS_Inline | 2 | 2 | 2 | 4 | BranchMin_2BranchMax_4 | 4 | 2.5 | 6 | HeaderMin_2.5HeaderMax_6 | 6
222 | 32 | 20955-2P-50HP VLSC | VLSC_20955_2P_50HP | 300 | 300 | 900 | 3 | 0 | 3 | B | VLS_Inline | 2 | 2 | 2 | 4 | BranchMin_2BranchMax_4 | 2 | 2.5 | 6 | HeaderMin_2.5HeaderMax_6 | 2.5
222 | 32 | 20955-2P-50HP VLSC | VLSC_20955_2P_50HP | 300 | 300 | 900 | 3 | 0 | 3 | B | VLS_Inline | 2 | 2 | 2 | 4 | BranchMin_2BranchMax_4 | 2 | 2.5 | 6 | HeaderMin_2.5HeaderMax_6 | 3
222 | 32 | 20955-2P-50HP VLSC | VLSC_20955_2P_50HP | 300 | 300 | 900 | 3 | 0 | 3 | B | VLS_Inline | 2 | 2 | 2 | 4 | BranchMin_2BranchMax_4 | 2 | 2.5 | 6 | HeaderMin_2.5HeaderMax_6 | 4
222 | 32 | 20955-2P-50HP VLSC | VLSC_20955_2P_50HP | 300 | 300 | 900 | 3 | 0 | 3 | B | VLS_Inline | 2 | 2 | 2 | 4 | BranchMin_2BranchMax_4 | 2 | 2.5 | 6 | HeaderMin_2.5HeaderMax_6 | 5
222 | 32 | 20955-2P-50HP VLSC | VLSC_20955_2P_50HP | 300 | 300 | 900 | 3 | 0 | 3 | B | VLS_Inline | 2 | 2 | 2 | 4 | BranchMin_2BranchMax_4 | 2 | 2.5 | 6 | HeaderMin_2.5HeaderMax_6 | 6
222 | 32 | 20955-2P-50HP VLSC | VLSC_20955_2P_50HP | 300 | 300 | 900 | 3 | 0 | 3 | B | VLS_Inline | 2 | 2 | 2 | 4 | BranchMin_2BranchMax_4 | 2.5 | 2.5 | 6 | HeaderMin_2.5HeaderMax_6 | 2.5 | INVALID
222 | 32 | 20955-2P-50HP VLSC | VLSC_20955_2P_50HP | 300 | 300 | 900 | 3 | 0 | 3 | B | VLS_Inline | 2 | 2 | 2 | 4 | BranchMin_2BranchMax_4 | 2.5 | 2.5 | 6 | HeaderMin_2.5HeaderMax_6 | 3
222 | 32 | 20955-2P-50HP VLSC | VLSC_20955_2P_50HP | 300 | 300 | 900 | 3 | 0 | 3 | B | VLS_Inline | 2 | 2 | 2 | 4 | BranchMin_2BranchMax_4 | 2.5 | 2.5 | 6 | HeaderMin_2.5HeaderMax_6 | 4
222 | 32 | 20955-2P-50HP VLSC | VLSC_20955_2P_50HP | 300 | 300 | 900 | 3 | 0 | 3 | B | VLS_Inline | 2 | 2 | 2 | 4 | BranchMin_2BranchMax_4 | 2.5 | 2.5 | 6 | HeaderMin_2.5HeaderMax_6 | 5
222 | 32 | 20955-2P-50HP VLSC | VLSC_20955_2P_50HP | 300 | 300 | 900 | 3 | 0 | 3 | B | VLS_Inline | 2 | 2 | 2 | 4 | BranchMin_2BranchMax_4 | 2.5 | 2.5 | 6 | HeaderMin_2.5HeaderMax_6 | 6
222 | 32 | 20955-2P-50HP VLSC | VLSC_20955_2P_50HP | 300 | 300 | 900 | 3 | 0 | 3 | B | VLS_Inline | 2 | 2 | 2 | 4 | BranchMin_2BranchMax_4 | 3 | 2.5 | 6 | HeaderMin_2.5HeaderMax_6 | 2.5 | INVALID
222 | 32 | 20955-2P-50HP VLSC | VLSC_20955_2P_50HP | 300 | 300 | 900 | 3 | 0 | 3 | B | VLS_Inline | 2 | 2 | 2 | 4 | BranchMin_2BranchMax_4 | 3 | 2.5 | 6 | HeaderMin_2.5HeaderMax_6 | 3 | INVALID
222 | 32 | 20955-2P-50HP VLSC | VLSC_20955_2P_50HP | 300 | 300 | 900 | 3 | 0 | 3 | B | VLS_Inline | 2 | 2 | 2 | 4 | BranchMin_2BranchMax_4 | 3 | 2.5 | 6 | HeaderMin_2.5HeaderMax_6 | 4
222 | 32 | 20955-2P-50HP VLSC | VLSC_20955_2P_50HP | 300 | 300 | 900 | 3 | 0 | 3 | B | VLS_Inline | 2 | 2 | 2 | 4 | BranchMin_2BranchMax_4 | 3 | 2.5 | 6 | HeaderMin_2.5HeaderMax_6 | 5
222 | 32 | 20955-2P-50HP VLSC | VLSC_20955_2P_50HP | 300 | 300 | 900 | 3 | 0 | 3 | B | VLS_Inline | 2 | 2 | 2 | 4 | BranchMin_2BranchMax_4 | 3 | 2.5 | 6 | HeaderMin_2.5HeaderMax_6 | 6
222 | 32 | 20955-2P-50HP VLSC | VLSC_20955_2P_50HP | 300 | 300 | 900 | 3 | 0 | 3 | B | VLS_Inline | 2 | 2 | 2 | 4 | BranchMin_2BranchMax_4 | 4 | 2.5 | 6 | HeaderMin_2.5HeaderMax_6 | 2.5 | INVALID
222 | 32 | 20955-2P-50HP VLSC | VLSC_20955_2P_50HP | 300 | 300 | 900 | 3 | 0 | 3 | B | VLS_Inline | 2 | 2 | 2 | 4 | BranchMin_2BranchMax_4 | 4 | 2.5 | 6 | HeaderMin_2.5HeaderMax_6 | 3 | INVALID
222 | 32 | 20955-2P-50HP VLSC | VLSC_20955_2P_50HP | 300 | 300 | 900 | 3 | 0 | 3 | B | VLS_Inline | 2 | 2 | 2 | 4 | BranchMin_2BranchMax_4 | 4 | 2.5 | 6 | HeaderMin_2.5HeaderMax_6 | 4 | INVALID
222 | 32 | 20955-2P-50HP VLSC | VLSC_20955_2P_50HP | 300 | 300 | 900 | 3 | 0 | 3 | B | VLS_Inline | 2 | 2 | 2 | 4 | BranchMin_2BranchMax_4 | 4 | 2.5 | 6 | HeaderMin_2.5HeaderMax_6 | 5
222 | 32 | 20955-2P-50HP VLSC | VLSC_20955_2P_50HP | 300 | 300 | 900 | 3 | 0 | 3 | B | VLS_Inline | 2 | 2 | 2 | 4 | BranchMin_2BranchMax_4 | 4 | 2.5 | 6 | HeaderMin_2.5HeaderMax_6 | 6
223 | 33 | 20955-4P-3HP VLSC | VLSC_20955_4P_3HP | 136.1059 | 136.1059 | 408.3177 | 3 | 0 | 3 | B | VLS_Inline | 2 | 2 | 2 | 3 | BranchMin_2BranchMax_3 | 2 | 2.5 | 5 | HeaderMin_2.5HeaderMax_5 | 2.5
223 | 33 | 20955-4P-3HP VLSC | VLSC_20955_4P_3HP | 136.1059 | 136.1059 | 408.3177 | 3 | 0 | 3 | B | VLS_Inline | 2 | 2 | 2 | 3 | BranchMin_2BranchMax_3 | 2 | 2.5 | 5 | HeaderMin_2.5HeaderMax_5 | 3
223 | 33 | 20955-4P-3HP VLSC | VLSC_20955_4P_3HP | 136.1059 | 136.1059 | 408.3177 | 3 | 0 | 3 | B | VLS_Inline | 2 | 2 | 2 | 3 | BranchMin_2BranchMax_3 | 2 | 2.5 | 5 | HeaderMin_2.5HeaderMax_5 | 4
223 | 33 | 20955-4P-3HP VLSC | VLSC_20955_4P_3HP | 136.1059 | 136.1059 | 408.3177 | 3 | 0 | 3 | B | VLS_Inline | 2 | 2 | 2 | 3 | BranchMin_2BranchMax_3 | 2 | 2.5 | 5 | HeaderMin_2.5HeaderMax_5 | 5
223 | 33 | 20955-4P-3HP VLSC | VLSC_20955_4P_3HP | 136.1059 | 136.1059 | 408.3177 | 3 | 0 | 3 | B | VLS_Inline | 2 | 2 | 2 | 3 | BranchMin_2BranchMax_3 | 2.5 | 2.5 | 5 | HeaderMin_2.5HeaderMax_5 | 2.5 | INVALID
223 | 33 | 20955-4P-3HP VLSC | VLSC_20955_4P_3HP | 136.1059 | 136.1059 | 408.3177 | 3 | 0 | 3 | B | VLS_Inline | 2 | 2 | 2 | 3 | BranchMin_2BranchMax_3 | 2.5 | 2.5 | 5 | HeaderMin_2.5HeaderMax_5 | 3
223 | 33 | 20955-4P-3HP VLSC | VLSC_20955_4P_3HP | 136.1059 | 136.1059 | 408.3177 | 3 | 0 | 3 | B | VLS_Inline | 2 | 2 | 2 | 3 | BranchMin_2BranchMax_3 | 2.5 | 2.5 | 5 | HeaderMin_2.5HeaderMax_5 | 4
223 | 33 | 20955-4P-3HP VLSC | VLSC_20955_4P_3HP | 136.1059 | 136.1059 | 408.3177 | 3 | 0 | 3 | B | VLS_Inline | 2 | 2 | 2 | 3 | BranchMin_2BranchMax_3 | 2.5 | 2.5 | 5 | HeaderMin_2.5HeaderMax_5 | 5
223 | 33 | 20955-4P-3HP VLSC | VLSC_20955_4P_3HP | 136.1059 | 136.1059 | 408.3177 | 3 | 0 | 3 | B | VLS_Inline | 2 | 2 | 2 | 3 | BranchMin_2BranchMax_3 | 3 | 2.5 | 5 | HeaderMin_2.5HeaderMax_5 | 2.5 | INVALID
223 | 33 | 20955-4P-3HP VLSC | VLSC_20955_4P_3HP | 136.1059 | 136.1059 | 408.3177 | 3 | 0 | 3 | B | VLS_Inline | 2 | 2 | 2 | 3 | BranchMin_2BranchMax_3 | 3 | 2.5 | 5 | HeaderMin_2.5HeaderMax_5 | 3 | INVALID
223 | 33 | 20955-4P-3HP VLSC | VLSC_20955_4P_3HP | 136.1059 | 136.1059 | 408.3177 | 3 | 0 | 3 | B | VLS_Inline | 2 | 2 | 2 | 3 | BranchMin_2BranchMax_3 | 3 | 2.5 | 5 | HeaderMin_2.5HeaderMax_5 | 4
223 | 33 | 20955-4P-3HP VLSC | VLSC_20955_4P_3HP | 136.1059 | 136.1059 | 408.3177 | 3 | 0 | 3 | B | VLS_Inline | 2 | 2 | 2 | 3 | BranchMin_2BranchMax_3 | 3 | 2.5 | 5 | HeaderMin_2.5HeaderMax_5 | 5
224 | 34 | 20955-4P-5HP VLSC | VLSC_20955_4P_5HP | 162.637 | 162.637 | 487.911 | 3 | 0 | 3 | B | VLS_Inline | 2 | 2 | 2 | 3 | BranchMin_2BranchMax_3 | 2 | 2.5 | 5 | HeaderMin_2.5HeaderMax_5 | 2.5
224 | 34 | 20955-4P-5HP VLSC | VLSC_20955_4P_5HP | 162.637 | 162.637 | 487.911 | 3 | 0 | 3 | B | VLS_Inline | 2 | 2 | 2 | 3 | BranchMin_2BranchMax_3 | 2 | 2.5 | 5 | HeaderMin_2.5HeaderMax_5 | 3
224 | 34 | 20955-4P-5HP VLSC | VLSC_20955_4P_5HP | 162.637 | 162.637 | 487.911 | 3 | 0 | 3 | B | VLS_Inline | 2 | 2 | 2 | 3 | BranchMin_2BranchMax_3 | 2 | 2.5 | 5 | HeaderMin_2.5HeaderMax_5 | 4
224 | 34 | 20955-4P-5HP VLSC | VLSC_20955_4P_5HP | 162.637 | 162.637 | 487.911 | 3 | 0 | 3 | B | VLS_Inline | 2 | 2 | 2 | 3 | BranchMin_2BranchMax_3 | 2 | 2.5 | 5 | HeaderMin_2.5HeaderMax_5 | 5
224 | 34 | 20955-4P-5HP VLSC | VLSC_20955_4P_5HP | 162.637 | 162.637 | 487.911 | 3 | 0 | 3 | B | VLS_Inline | 2 | 2 | 2 | 3 | BranchMin_2BranchMax_3 | 2.5 | 2.5 | 5 | HeaderMin_2.5HeaderMax_5 | 2.5 | INVALID
224 | 34 | 20955-4P-5HP VLSC | VLSC_20955_4P_5HP | 162.637 | 162.637 | 487.911 | 3 | 0 | 3 | B | VLS_Inline | 2 | 2 | 2 | 3 | BranchMin_2BranchMax_3 | 2.5 | 2.5 | 5 | HeaderMin_2.5HeaderMax_5 | 3
224 | 34 | 20955-4P-5HP VLSC | VLSC_20955_4P_5HP | 162.637 | 162.637 | 487.911 | 3 | 0 | 3 | B | VLS_Inline | 2 | 2 | 2 | 3 | BranchMin_2BranchMax_3 | 2.5 | 2.5 | 5 | HeaderMin_2.5HeaderMax_5 | 4
224 | 34 | 20955-4P-5HP VLSC | VLSC_20955_4P_5HP | 162.637 | 162.637 | 487.911 | 3 | 0 | 3 | B | VLS_Inline | 2 | 2 | 2 | 3 | BranchMin_2BranchMax_3 | 2.5 | 2.5 | 5 | HeaderMin_2.5HeaderMax_5 | 5
224 | 34 | 20955-4P-5HP VLSC | VLSC_20955_4P_5HP | 162.637 | 162.637 | 487.911 | 3 | 0 | 3 | B | VLS_Inline | 2 | 2 | 2 | 3 | BranchMin_2BranchMax_3 | 3 | 2.5 | 5 | HeaderMin_2.5HeaderMax_5 | 2.5 | INVALID
224 | 34 | 20955-4P-5HP VLSC | VLSC_20955_4P_5HP | 162.637 | 162.637 | 487.911 | 3 | 0 | 3 | B | VLS_Inline | 2 | 2 | 2 | 3 | BranchMin_2BranchMax_3 | 3 | 2.5 | 5 | HeaderMin_2.5HeaderMax_5 | 3 | INVALID
224 | 34 | 20955-4P-5HP VLSC | VLSC_20955_4P_5HP | 162.637 | 162.637 | 487.911 | 3 | 0 | 3 | B | VLS_Inline | 2 | 2 | 2 | 3 | BranchMin_2BranchMax_3 | 3 | 2.5 | 5 | HeaderMin_2.5HeaderMax_5 | 4
224 | 34 | 20955-4P-5HP VLSC | VLSC_20955_4P_5HP | 162.637 | 162.637 | 487.911 | 3 | 0 | 3 | B | VLS_Inline | 2 | 2 | 2 | 3 | BranchMin_2BranchMax_3 | 3 | 2.5 | 5 | HeaderMin_2.5HeaderMax_5 | 5
225 | 35 | 20955-4P-7.5HP VLSC | VLSC_20955_4P_7.5HP | 165.3271 | 165.3271 | 495.9813 | 3 | 0 | 3 | B | VLS_Inline | 2 | 2 | 2 | 3 | BranchMin_2BranchMax_3 | 2 | 2.5 | 5 | HeaderMin_2.5HeaderMax_5 | 2.5
225 | 35 | 20955-4P-7.5HP VLSC | VLSC_20955_4P_7.5HP | 165.3271 | 165.3271 | 495.9813 | 3 | 0 | 3 | B | VLS_Inline | 2 | 2 | 2 | 3 | BranchMin_2BranchMax_3 | 2 | 2.5 | 5 | HeaderMin_2.5HeaderMax_5 | 3
225 | 35 | 20955-4P-7.5HP VLSC | VLSC_20955_4P_7.5HP | 165.3271 | 165.3271 | 495.9813 | 3 | 0 | 3 | B | VLS_Inline | 2 | 2 | 2 | 3 | BranchMin_2BranchMax_3 | 2 | 2.5 | 5 | HeaderMin_2.5HeaderMax_5 | 4
225 | 35 | 20955-4P-7.5HP VLSC | VLSC_20955_4P_7.5HP | 165.3271 | 165.3271 | 495.9813 | 3 | 0 | 3 | B | VLS_Inline | 2 | 2 | 2 | 3 | BranchMin_2BranchMax_3 | 2 | 2.5 | 5 | HeaderMin_2.5HeaderMax_5 | 5
225 | 35 | 20955-4P-7.5HP VLSC | VLSC_20955_4P_7.5HP | 165.3271 | 165.3271 | 495.9813 | 3 | 0 | 3 | B | VLS_Inline | 2 | 2 | 2 | 3 | BranchMin_2BranchMax_3 | 2.5 | 2.5 | 5 | HeaderMin_2.5HeaderMax_5 | 2.5 | INVALID
225 | 35 | 20955-4P-7.5HP VLSC | VLSC_20955_4P_7.5HP | 165.3271 | 165.3271 | 495.9813 | 3 | 0 | 3 | B | VLS_Inline | 2 | 2 | 2 | 3 | BranchMin_2BranchMax_3 | 2.5 | 2.5 | 5 | HeaderMin_2.5HeaderMax_5 | 3
225 | 35 | 20955-4P-7.5HP VLSC | VLSC_20955_4P_7.5HP | 165.3271 | 165.3271 | 495.9813 | 3 | 0 | 3 | B | VLS_Inline | 2 | 2 | 2 | 3 | BranchMin_2BranchMax_3 | 2.5 | 2.5 | 5 | HeaderMin_2.5HeaderMax_5 | 4
225 | 35 | 20955-4P-7.5HP VLSC | VLSC_20955_4P_7.5HP | 165.3271 | 165.3271 | 495.9813 | 3 | 0 | 3 | B | VLS_Inline | 2 | 2 | 2 | 3 | BranchMin_2BranchMax_3 | 2.5 | 2.5 | 5 | HeaderMin_2.5HeaderMax_5 | 5
225 | 35 | 20955-4P-7.5HP VLSC | VLSC_20955_4P_7.5HP | 165.3271 | 165.3271 | 495.9813 | 3 | 0 | 3 | B | VLS_Inline | 2 | 2 | 2 | 3 | BranchMin_2BranchMax_3 | 3 | 2.5 | 5 | HeaderMin_2.5HeaderMax_5 | 2.5 | INVALID
225 | 35 | 20955-4P-7.5HP VLSC | VLSC_20955_4P_7.5HP | 165.3271 | 165.3271 | 495.9813 | 3 | 0 | 3 | B | VLS_Inline | 2 | 2 | 2 | 3 | BranchMin_2BranchMax_3 | 3 | 2.5 | 5 | HeaderMin_2.5HeaderMax_5 | 3 | INVALID
225 | 35 | 20955-4P-7.5HP VLSC | VLSC_20955_4P_7.5HP | 165.3271 | 165.3271 | 495.9813 | 3 | 0 | 3 | B | VLS_Inline | 2 | 2 | 2 | 3 | BranchMin_2BranchMax_3 | 3 | 2.5 | 5 | HeaderMin_2.5HeaderMax_5 | 4
225 | 35 | 20955-4P-7.5HP VLSC | VLSC_20955_4P_7.5HP | 165.3271 | 165.3271 | 495.9813 | 3 | 0 | 3 | B | VLS_Inline | 2 | 2 | 2 | 3 | BranchMin_2BranchMax_3 | 3 | 2.5 | 5 | HeaderMin_2.5HeaderMax_5 | 5
226 | 36 | 20959-2P-20HP VLSC | VLSC_20959_2P_20HP | 271.9533 | 271.9533 | 815.8599 | 3 | 0 | 3 | B | VLS_Inline | 2 | 2 | 2 | 4 | BranchMin_2BranchMax_4 | 2 | 2.5 | 6 | HeaderMin_2.5HeaderMax_6 | 2.5
226 | 36 | 20959-2P-20HP VLSC | VLSC_20959_2P_20HP | 271.9533 | 271.9533 | 815.8599 | 3 | 0 | 3 | B | VLS_Inline | 2 | 2 | 2 | 4 | BranchMin_2BranchMax_4 | 2 | 2.5 | 6 | HeaderMin_2.5HeaderMax_6 | 3
226 | 36 | 20959-2P-20HP VLSC | VLSC_20959_2P_20HP | 271.9533 | 271.9533 | 815.8599 | 3 | 0 | 3 | B | VLS_Inline | 2 | 2 | 2 | 4 | BranchMin_2BranchMax_4 | 2 | 2.5 | 6 | HeaderMin_2.5HeaderMax_6 | 4
226 | 36 | 20959-2P-20HP VLSC | VLSC_20959_2P_20HP | 271.9533 | 271.9533 | 815.8599 | 3 | 0 | 3 | B | VLS_Inline | 2 | 2 | 2 | 4 | BranchMin_2BranchMax_4 | 2 | 2.5 | 6 | HeaderMin_2.5HeaderMax_6 | 5
226 | 36 | 20959-2P-20HP VLSC | VLSC_20959_2P_20HP | 271.9533 | 271.9533 | 815.8599 | 3 | 0 | 3 | B | VLS_Inline | 2 | 2 | 2 | 4 | BranchMin_2BranchMax_4 | 2 | 2.5 | 6 | HeaderMin_2.5HeaderMax_6 | 6
226 | 36 | 20959-2P-20HP VLSC | VLSC_20959_2P_20HP | 271.9533 | 271.9533 | 815.8599 | 3 | 0 | 3 | B | VLS_Inline | 2 | 2 | 2 | 4 | BranchMin_2BranchMax_4 | 2.5 | 2.5 | 6 | HeaderMin_2.5HeaderMax_6 | 2.5 | INVALID
226 | 36 | 20959-2P-20HP VLSC | VLSC_20959_2P_20HP | 271.9533 | 271.9533 | 815.8599 | 3 | 0 | 3 | B | VLS_Inline | 2 | 2 | 2 | 4 | BranchMin_2BranchMax_4 | 2.5 | 2.5 | 6 | HeaderMin_2.5HeaderMax_6 | 3
226 | 36 | 20959-2P-20HP VLSC | VLSC_20959_2P_20HP | 271.9533 | 271.9533 | 815.8599 | 3 | 0 | 3 | B | VLS_Inline | 2 | 2 | 2 | 4 | BranchMin_2BranchMax_4 | 2.5 | 2.5 | 6 | HeaderMin_2.5HeaderMax_6 | 4
226 | 36 | 20959-2P-20HP VLSC | VLSC_20959_2P_20HP | 271.9533 | 271.9533 | 815.8599 | 3 | 0 | 3 | B | VLS_Inline | 2 | 2 | 2 | 4 | BranchMin_2BranchMax_4 | 2.5 | 2.5 | 6 | HeaderMin_2.5HeaderMax_6 | 5
226 | 36 | 20959-2P-20HP VLSC | VLSC_20959_2P_20HP | 271.9533 | 271.9533 | 815.8599 | 3 | 0 | 3 | B | VLS_Inline | 2 | 2 | 2 | 4 | BranchMin_2BranchMax_4 | 2.5 | 2.5 | 6 | HeaderMin_2.5HeaderMax_6 | 6
226 | 36 | 20959-2P-20HP VLSC | VLSC_20959_2P_20HP | 271.9533 | 271.9533 | 815.8599 | 3 | 0 | 3 | B | VLS_Inline | 2 | 2 | 2 | 4 | BranchMin_2BranchMax_4 | 3 | 2.5 | 6 | HeaderMin_2.5HeaderMax_6 | 2.5 | INVALID
226 | 36 | 20959-2P-20HP VLSC | VLSC_20959_2P_20HP | 271.9533 | 271.9533 | 815.8599 | 3 | 0 | 3 | B | VLS_Inline | 2 | 2 | 2 | 4 | BranchMin_2BranchMax_4 | 3 | 2.5 | 6 | HeaderMin_2.5HeaderMax_6 | 3 | INVALID
226 | 36 | 20959-2P-20HP VLSC | VLSC_20959_2P_20HP | 271.9533 | 271.9533 | 815.8599 | 3 | 0 | 3 | B | VLS_Inline | 2 | 2 | 2 | 4 | BranchMin_2BranchMax_4 | 3 | 2.5 | 6 | HeaderMin_2.5HeaderMax_6 | 4
226 | 36 | 20959-2P-20HP VLSC | VLSC_20959_2P_20HP | 271.9533 | 271.9533 | 815.8599 | 3 | 0 | 3 | B | VLS_Inline | 2 | 2 | 2 | 4 | BranchMin_2BranchMax_4 | 3 | 2.5 | 6 | HeaderMin_2.5HeaderMax_6 | 5
226 | 36 | 20959-2P-20HP VLSC | VLSC_20959_2P_20HP | 271.9533 | 271.9533 | 815.8599 | 3 | 0 | 3 | B | VLS_Inline | 2 | 2 | 2 | 4 | BranchMin_2BranchMax_4 | 3 | 2.5 | 6 | HeaderMin_2.5HeaderMax_6 | 6
226 | 36 | 20959-2P-20HP VLSC | VLSC_20959_2P_20HP | 271.9533 | 271.9533 | 815.8599 | 3 | 0 | 3 | B | VLS_Inline | 2 | 2 | 2 | 4 | BranchMin_2BranchMax_4 | 4 | 2.5 | 6 | HeaderMin_2.5HeaderMax_6 | 2.5 | INVALID
226 | 36 | 20959-2P-20HP VLSC | VLSC_20959_2P_20HP | 271.9533 | 271.9533 | 815.8599 | 3 | 0 | 3 | B | VLS_Inline | 2 | 2 | 2 | 4 | BranchMin_2BranchMax_4 | 4 | 2.5 | 6 | HeaderMin_2.5HeaderMax_6 | 3 | INVALID
226 | 36 | 20959-2P-20HP VLSC | VLSC_20959_2P_20HP | 271.9533 | 271.9533 | 815.8599 | 3 | 0 | 3 | B | VLS_Inline | 2 | 2 | 2 | 4 | BranchMin_2BranchMax_4 | 4 | 2.5 | 6 | HeaderMin_2.5HeaderMax_6 | 4 | INVALID
226 | 36 | 20959-2P-20HP VLSC | VLSC_20959_2P_20HP | 271.9533 | 271.9533 | 815.8599 | 3 | 0 | 3 | B | VLS_Inline | 2 | 2 | 2 | 4 | BranchMin_2BranchMax_4 | 4 | 2.5 | 6 | HeaderMin_2.5HeaderMax_6 | 5
226 | 36 | 20959-2P-20HP VLSC | VLSC_20959_2P_20HP | 271.9533 | 271.9533 | 815.8599 | 3 | 0 | 3 | B | VLS_Inline | 2 | 2 | 2 | 4 | BranchMin_2BranchMax_4 | 4 | 2.5 | 6 | HeaderMin_2.5HeaderMax_6 | 6
227 | 37 | 20959-2P-25HP VLSC | VLSC_20959_2P_25HP | 309.3395 | 309.3395 | 928.0185 | 3 | 0 | 3 | B | VLS_Inline | 2 | 2 | 2 | 4 | BranchMin_2BranchMax_4 | 2 | 2.5 | 6 | HeaderMin_2.5HeaderMax_6 | 2.5
227 | 37 | 20959-2P-25HP VLSC | VLSC_20959_2P_25HP | 309.3395 | 309.3395 | 928.0185 | 3 | 0 | 3 | B | VLS_Inline | 2 | 2 | 2 | 4 | BranchMin_2BranchMax_4 | 2 | 2.5 | 6 | HeaderMin_2.5HeaderMax_6 | 3
227 | 37 | 20959-2P-25HP VLSC | VLSC_20959_2P_25HP | 309.3395 | 309.3395 | 928.0185 | 3 | 0 | 3 | B | VLS_Inline | 2 | 2 | 2 | 4 | BranchMin_2BranchMax_4 | 2 | 2.5 | 6 | HeaderMin_2.5HeaderMax_6 | 4
227 | 37 | 20959-2P-25HP VLSC | VLSC_20959_2P_25HP | 309.3395 | 309.3395 | 928.0185 | 3 | 0 | 3 | B | VLS_Inline | 2 | 2 | 2 | 4 | BranchMin_2BranchMax_4 | 2 | 2.5 | 6 | HeaderMin_2.5HeaderMax_6 | 5
227 | 37 | 20959-2P-25HP VLSC | VLSC_20959_2P_25HP | 309.3395 | 309.3395 | 928.0185 | 3 | 0 | 3 | B | VLS_Inline | 2 | 2 | 2 | 4 | BranchMin_2BranchMax_4 | 2 | 2.5 | 6 | HeaderMin_2.5HeaderMax_6 | 6
227 | 37 | 20959-2P-25HP VLSC | VLSC_20959_2P_25HP | 309.3395 | 309.3395 | 928.0185 | 3 | 0 | 3 | B | VLS_Inline | 2 | 2 | 2 | 4 | BranchMin_2BranchMax_4 | 2.5 | 2.5 | 6 | HeaderMin_2.5HeaderMax_6 | 2.5 | INVALID
227 | 37 | 20959-2P-25HP VLSC | VLSC_20959_2P_25HP | 309.3395 | 309.3395 | 928.0185 | 3 | 0 | 3 | B | VLS_Inline | 2 | 2 | 2 | 4 | BranchMin_2BranchMax_4 | 2.5 | 2.5 | 6 | HeaderMin_2.5HeaderMax_6 | 3
227 | 37 | 20959-2P-25HP VLSC | VLSC_20959_2P_25HP | 309.3395 | 309.3395 | 928.0185 | 3 | 0 | 3 | B | VLS_Inline | 2 | 2 | 2 | 4 | BranchMin_2BranchMax_4 | 2.5 | 2.5 | 6 | HeaderMin_2.5HeaderMax_6 | 4
227 | 37 | 20959-2P-25HP VLSC | VLSC_20959_2P_25HP | 309.3395 | 309.3395 | 928.0185 | 3 | 0 | 3 | B | VLS_Inline | 2 | 2 | 2 | 4 | BranchMin_2BranchMax_4 | 2.5 | 2.5 | 6 | HeaderMin_2.5HeaderMax_6 | 5
227 | 37 | 20959-2P-25HP VLSC | VLSC_20959_2P_25HP | 309.3395 | 309.3395 | 928.0185 | 3 | 0 | 3 | B | VLS_Inline | 2 | 2 | 2 | 4 | BranchMin_2BranchMax_4 | 2.5 | 2.5 | 6 | HeaderMin_2.5HeaderMax_6 | 6
227 | 37 | 20959-2P-25HP VLSC | VLSC_20959_2P_25HP | 309.3395 | 309.3395 | 928.0185 | 3 | 0 | 3 | B | VLS_Inline | 2 | 2 | 2 | 4 | BranchMin_2BranchMax_4 | 3 | 2.5 | 6 | HeaderMin_2.5HeaderMax_6 | 2.5 | INVALID
227 | 37 | 20959-2P-25HP VLSC | VLSC_20959_2P_25HP | 309.3395 | 309.3395 | 928.0185 | 3 | 0 | 3 | B | VLS_Inline | 2 | 2 | 2 | 4 | BranchMin_2BranchMax_4 | 3 | 2.5 | 6 | HeaderMin_2.5HeaderMax_6 | 3 | INVALID
227 | 37 | 20959-2P-25HP VLSC | VLSC_20959_2P_25HP | 309.3395 | 309.3395 | 928.0185 | 3 | 0 | 3 | B | VLS_Inline | 2 | 2 | 2 | 4 | BranchMin_2BranchMax_4 | 3 | 2.5 | 6 | HeaderMin_2.5HeaderMax_6 | 4
227 | 37 | 20959-2P-25HP VLSC | VLSC_20959_2P_25HP | 309.3395 | 309.3395 | 928.0185 | 3 | 0 | 3 | B | VLS_Inline | 2 | 2 | 2 | 4 | BranchMin_2BranchMax_4 | 3 | 2.5 | 6 | HeaderMin_2.5HeaderMax_6 | 5
227 | 37 | 20959-2P-25HP VLSC | VLSC_20959_2P_25HP | 309.3395 | 309.3395 | 928.0185 | 3 | 0 | 3 | B | VLS_Inline | 2 | 2 | 2 | 4 | BranchMin_2BranchMax_4 | 3 | 2.5 | 6 | HeaderMin_2.5HeaderMax_6 | 6
227 | 37 | 20959-2P-25HP VLSC | VLSC_20959_2P_25HP | 309.3395 | 309.3395 | 928.0185 | 3 | 0 | 3 | B | VLS_Inline | 2 | 2 | 2 | 4 | BranchMin_2BranchMax_4 | 4 | 2.5 | 6 | HeaderMin_2.5HeaderMax_6 | 2.5 | INVALID
227 | 37 | 20959-2P-25HP VLSC | VLSC_20959_2P_25HP | 309.3395 | 309.3395 | 928.0185 | 3 | 0 | 3 | B | VLS_Inline | 2 | 2 | 2 | 4 | BranchMin_2BranchMax_4 | 4 | 2.5 | 6 | HeaderMin_2.5HeaderMax_6 | 3 | INVALID
227 | 37 | 20959-2P-25HP VLSC | VLSC_20959_2P_25HP | 309.3395 | 309.3395 | 928.0185 | 3 | 0 | 3 | B | VLS_Inline | 2 | 2 | 2 | 4 | BranchMin_2BranchMax_4 | 4 | 2.5 | 6 | HeaderMin_2.5HeaderMax_6 | 4 | INVALID
227 | 37 | 20959-2P-25HP VLSC | VLSC_20959_2P_25HP | 309.3395 | 309.3395 | 928.0185 | 3 | 0 | 3 | B | VLS_Inline | 2 | 2 | 2 | 4 | BranchMin_2BranchMax_4 | 4 | 2.5 | 6 | HeaderMin_2.5HeaderMax_6 | 5
227 | 37 | 20959-2P-25HP VLSC | VLSC_20959_2P_25HP | 309.3395 | 309.3395 | 928.0185 | 3 | 0 | 3 | B | VLS_Inline | 2 | 2 | 2 | 4 | BranchMin_2BranchMax_4 | 4 | 2.5 | 6 | HeaderMin_2.5HeaderMax_6 | 6
228 | 38 | 20959-2P-30HP VLSC | VLSC_20959_2P_30HP | 341.2848 | 341.2848 | 1023.8543 | 3 | 0 | 3 | B | VLS_Inline | 2 | 2 | 2 | 4 | BranchMin_2BranchMax_4 | 2 | 2.5 | 8 | HeaderMin_2.5HeaderMax_8 | 2.5
228 | 38 | 20959-2P-30HP VLSC | VLSC_20959_2P_30HP | 341.2848 | 341.2848 | 1023.8543 | 3 | 0 | 3 | B | VLS_Inline | 2 | 2 | 2 | 4 | BranchMin_2BranchMax_4 | 2 | 2.5 | 8 | HeaderMin_2.5HeaderMax_8 | 4
228 | 38 | 20959-2P-30HP VLSC | VLSC_20959_2P_30HP | 341.2848 | 341.2848 | 1023.8543 | 3 | 0 | 3 | B | VLS_Inline | 2 | 2 | 2 | 4 | BranchMin_2BranchMax_4 | 2 | 2.5 | 8 | HeaderMin_2.5HeaderMax_8 | 6
228 | 38 | 20959-2P-30HP VLSC | VLSC_20959_2P_30HP | 341.2848 | 341.2848 | 1023.8543 | 3 | 0 | 3 | B | VLS_Inline | 2 | 2 | 2 | 4 | BranchMin_2BranchMax_4 | 2 | 2.5 | 8 | HeaderMin_2.5HeaderMax_8 | 8
228 | 38 | 20959-2P-30HP VLSC | VLSC_20959_2P_30HP | 341.2848 | 341.2848 | 1023.8543 | 3 | 0 | 3 | B | VLS_Inline | 2 | 2 | 2 | 4 | BranchMin_2BranchMax_4 | 2.5 | 2.5 | 8 | HeaderMin_2.5HeaderMax_8 | 2.5 | INVALID
228 | 38 | 20959-2P-30HP VLSC | VLSC_20959_2P_30HP | 341.2848 | 341.2848 | 1023.8543 | 3 | 0 | 3 | B | VLS_Inline | 2 | 2 | 2 | 4 | BranchMin_2BranchMax_4 | 2.5 | 2.5 | 8 | HeaderMin_2.5HeaderMax_8 | 4
228 | 38 | 20959-2P-30HP VLSC | VLSC_20959_2P_30HP | 341.2848 | 341.2848 | 1023.8543 | 3 | 0 | 3 | B | VLS_Inline | 2 | 2 | 2 | 4 | BranchMin_2BranchMax_4 | 2.5 | 2.5 | 8 | HeaderMin_2.5HeaderMax_8 | 6
228 | 38 | 20959-2P-30HP VLSC | VLSC_20959_2P_30HP | 341.2848 | 341.2848 | 1023.8543 | 3 | 0 | 3 | B | VLS_Inline | 2 | 2 | 2 | 4 | BranchMin_2BranchMax_4 | 2.5 | 2.5 | 8 | HeaderMin_2.5HeaderMax_8 | 8
228 | 38 | 20959-2P-30HP VLSC | VLSC_20959_2P_30HP | 341.2848 | 341.2848 | 1023.8543 | 3 | 0 | 3 | B | VLS_Inline | 2 | 2 | 2 | 4 | BranchMin_2BranchMax_4 | 3 | 2.5 | 8 | HeaderMin_2.5HeaderMax_8 | 2.5 | INVALID
228 | 38 | 20959-2P-30HP VLSC | VLSC_20959_2P_30HP | 341.2848 | 341.2848 | 1023.8543 | 3 | 0 | 3 | B | VLS_Inline | 2 | 2 | 2 | 4 | BranchMin_2BranchMax_4 | 3 | 2.5 | 8 | HeaderMin_2.5HeaderMax_8 | 4
228 | 38 | 20959-2P-30HP VLSC | VLSC_20959_2P_30HP | 341.2848 | 341.2848 | 1023.8543 | 3 | 0 | 3 | B | VLS_Inline | 2 | 2 | 2 | 4 | BranchMin_2BranchMax_4 | 3 | 2.5 | 8 | HeaderMin_2.5HeaderMax_8 | 6
228 | 38 | 20959-2P-30HP VLSC | VLSC_20959_2P_30HP | 341.2848 | 341.2848 | 1023.8543 | 3 | 0 | 3 | B | VLS_Inline | 2 | 2 | 2 | 4 | BranchMin_2BranchMax_4 | 3 | 2.5 | 8 | HeaderMin_2.5HeaderMax_8 | 8
228 | 38 | 20959-2P-30HP VLSC | VLSC_20959_2P_30HP | 341.2848 | 341.2848 | 1023.8543 | 3 | 0 | 3 | B | VLS_Inline | 2 | 2 | 2 | 4 | BranchMin_2BranchMax_4 | 4 | 2.5 | 8 | HeaderMin_2.5HeaderMax_8 | 2.5 | INVALID
228 | 38 | 20959-2P-30HP VLSC | VLSC_20959_2P_30HP | 341.2848 | 341.2848 | 1023.8543 | 3 | 0 | 3 | B | VLS_Inline | 2 | 2 | 2 | 4 | BranchMin_2BranchMax_4 | 4 | 2.5 | 8 | HeaderMin_2.5HeaderMax_8 | 4 | INVALID
228 | 38 | 20959-2P-30HP VLSC | VLSC_20959_2P_30HP | 341.2848 | 341.2848 | 1023.8543 | 3 | 0 | 3 | B | VLS_Inline | 2 | 2 | 2 | 4 | BranchMin_2BranchMax_4 | 4 | 2.5 | 8 | HeaderMin_2.5HeaderMax_8 | 6
228 | 38 | 20959-2P-30HP VLSC | VLSC_20959_2P_30HP | 341.2848 | 341.2848 | 1023.8543 | 3 | 0 | 3 | B | VLS_Inline | 2 | 2 | 2 | 4 | BranchMin_2BranchMax_4 | 4 | 2.5 | 8 | HeaderMin_2.5HeaderMax_8 | 8
229 | 39 | 20959-2P-40HP VLSC | VLSC_20959_2P_40HP | 380.858 | 380.858 | 1142.5741 | 3 | 0 | 3 | B | VLS_Inline | 2 | 2 | 2 | 4 | BranchMin_2BranchMax_4 | 2 | 2.5 | 8 | HeaderMin_2.5HeaderMax_8 | 2.5
229 | 39 | 20959-2P-40HP VLSC | VLSC_20959_2P_40HP | 380.858 | 380.858 | 1142.5741 | 3 | 0 | 3 | B | VLS_Inline | 2 | 2 | 2 | 4 | BranchMin_2BranchMax_4 | 2 | 2.5 | 8 | HeaderMin_2.5HeaderMax_8 | 4
229 | 39 | 20959-2P-40HP VLSC | VLSC_20959_2P_40HP | 380.858 | 380.858 | 1142.5741 | 3 | 0 | 3 | B | VLS_Inline | 2 | 2 | 2 | 4 | BranchMin_2BranchMax_4 | 2 | 2.5 | 8 | HeaderMin_2.5HeaderMax_8 | 6
229 | 39 | 20959-2P-40HP VLSC | VLSC_20959_2P_40HP | 380.858 | 380.858 | 1142.5741 | 3 | 0 | 3 | B | VLS_Inline | 2 | 2 | 2 | 4 | BranchMin_2BranchMax_4 | 2 | 2.5 | 8 | HeaderMin_2.5HeaderMax_8 | 8
229 | 39 | 20959-2P-40HP VLSC | VLSC_20959_2P_40HP | 380.858 | 380.858 | 1142.5741 | 3 | 0 | 3 | B | VLS_Inline | 2 | 2 | 2 | 4 | BranchMin_2BranchMax_4 | 2.5 | 2.5 | 8 | HeaderMin_2.5HeaderMax_8 | 2.5 | INVALID
229 | 39 | 20959-2P-40HP VLSC | VLSC_20959_2P_40HP | 380.858 | 380.858 | 1142.5741 | 3 | 0 | 3 | B | VLS_Inline | 2 | 2 | 2 | 4 | BranchMin_2BranchMax_4 | 2.5 | 2.5 | 8 | HeaderMin_2.5HeaderMax_8 | 4
229 | 39 | 20959-2P-40HP VLSC | VLSC_20959_2P_40HP | 380.858 | 380.858 | 1142.5741 | 3 | 0 | 3 | B | VLS_Inline | 2 | 2 | 2 | 4 | BranchMin_2BranchMax_4 | 2.5 | 2.5 | 8 | HeaderMin_2.5HeaderMax_8 | 6
229 | 39 | 20959-2P-40HP VLSC | VLSC_20959_2P_40HP | 380.858 | 380.858 | 1142.5741 | 3 | 0 | 3 | B | VLS_Inline | 2 | 2 | 2 | 4 | BranchMin_2BranchMax_4 | 2.5 | 2.5 | 8 | HeaderMin_2.5HeaderMax_8 | 8
229 | 39 | 20959-2P-40HP VLSC | VLSC_20959_2P_40HP | 380.858 | 380.858 | 1142.5741 | 3 | 0 | 3 | B | VLS_Inline | 2 | 2 | 2 | 4 | BranchMin_2BranchMax_4 | 3 | 2.5 | 8 | HeaderMin_2.5HeaderMax_8 | 2.5 | INVALID
229 | 39 | 20959-2P-40HP VLSC | VLSC_20959_2P_40HP | 380.858 | 380.858 | 1142.5741 | 3 | 0 | 3 | B | VLS_Inline | 2 | 2 | 2 | 4 | BranchMin_2BranchMax_4 | 3 | 2.5 | 8 | HeaderMin_2.5HeaderMax_8 | 4
229 | 39 | 20959-2P-40HP VLSC | VLSC_20959_2P_40HP | 380.858 | 380.858 | 1142.5741 | 3 | 0 | 3 | B | VLS_Inline | 2 | 2 | 2 | 4 | BranchMin_2BranchMax_4 | 3 | 2.5 | 8 | HeaderMin_2.5HeaderMax_8 | 6
229 | 39 | 20959-2P-40HP VLSC | VLSC_20959_2P_40HP | 380.858 | 380.858 | 1142.5741 | 3 | 0 | 3 | B | VLS_Inline | 2 | 2 | 2 | 4 | BranchMin_2BranchMax_4 | 3 | 2.5 | 8 | HeaderMin_2.5HeaderMax_8 | 8
229 | 39 | 20959-2P-40HP VLSC | VLSC_20959_2P_40HP | 380.858 | 380.858 | 1142.5741 | 3 | 0 | 3 | B | VLS_Inline | 2 | 2 | 2 | 4 | BranchMin_2BranchMax_4 | 4 | 2.5 | 8 | HeaderMin_2.5HeaderMax_8 | 2.5 | INVALID
229 | 39 | 20959-2P-40HP VLSC | VLSC_20959_2P_40HP | 380.858 | 380.858 | 1142.5741 | 3 | 0 | 3 | B | VLS_Inline | 2 | 2 | 2 | 4 | BranchMin_2BranchMax_4 | 4 | 2.5 | 8 | HeaderMin_2.5HeaderMax_8 | 4 | INVALID
229 | 39 | 20959-2P-40HP VLSC | VLSC_20959_2P_40HP | 380.858 | 380.858 | 1142.5741 | 3 | 0 | 3 | B | VLS_Inline | 2 | 2 | 2 | 4 | BranchMin_2BranchMax_4 | 4 | 2.5 | 8 | HeaderMin_2.5HeaderMax_8 | 6
229 | 39 | 20959-2P-40HP VLSC | VLSC_20959_2P_40HP | 380.858 | 380.858 | 1142.5741 | 3 | 0 | 3 | B | VLS_Inline | 2 | 2 | 2 | 4 | BranchMin_2BranchMax_4 | 4 | 2.5 | 8 | HeaderMin_2.5HeaderMax_8 | 8
230 | 40 | 20959-2P-50HP VLSC | VLSC_20959_2P_50HP | 405.1149 | 405.1149 | 1215.3446 | 3 | 0 | 3 | B | VLS_Inline | 2 | 2 | 2 | 5 | BranchMin_2BranchMax_5 | 2 | 2.5 | 8 | HeaderMin_2.5HeaderMax_8 | 2.5
230 | 40 | 20959-2P-50HP VLSC | VLSC_20959_2P_50HP | 405.1149 | 405.1149 | 1215.3446 | 3 | 0 | 3 | B | VLS_Inline | 2 | 2 | 2 | 5 | BranchMin_2BranchMax_5 | 2 | 2.5 | 8 | HeaderMin_2.5HeaderMax_8 | 4
230 | 40 | 20959-2P-50HP VLSC | VLSC_20959_2P_50HP | 405.1149 | 405.1149 | 1215.3446 | 3 | 0 | 3 | B | VLS_Inline | 2 | 2 | 2 | 5 | BranchMin_2BranchMax_5 | 2 | 2.5 | 8 | HeaderMin_2.5HeaderMax_8 | 6
230 | 40 | 20959-2P-50HP VLSC | VLSC_20959_2P_50HP | 405.1149 | 405.1149 | 1215.3446 | 3 | 0 | 3 | B | VLS_Inline | 2 | 2 | 2 | 5 | BranchMin_2BranchMax_5 | 2 | 2.5 | 8 | HeaderMin_2.5HeaderMax_8 | 8
230 | 40 | 20959-2P-50HP VLSC | VLSC_20959_2P_50HP | 405.1149 | 405.1149 | 1215.3446 | 3 | 0 | 3 | B | VLS_Inline | 2 | 2 | 2 | 5 | BranchMin_2BranchMax_5 | 2.5 | 2.5 | 8 | HeaderMin_2.5HeaderMax_8 | 2.5 | INVALID
230 | 40 | 20959-2P-50HP VLSC | VLSC_20959_2P_50HP | 405.1149 | 405.1149 | 1215.3446 | 3 | 0 | 3 | B | VLS_Inline | 2 | 2 | 2 | 5 | BranchMin_2BranchMax_5 | 2.5 | 2.5 | 8 | HeaderMin_2.5HeaderMax_8 | 4
230 | 40 | 20959-2P-50HP VLSC | VLSC_20959_2P_50HP | 405.1149 | 405.1149 | 1215.3446 | 3 | 0 | 3 | B | VLS_Inline | 2 | 2 | 2 | 5 | BranchMin_2BranchMax_5 | 2.5 | 2.5 | 8 | HeaderMin_2.5HeaderMax_8 | 6
230 | 40 | 20959-2P-50HP VLSC | VLSC_20959_2P_50HP | 405.1149 | 405.1149 | 1215.3446 | 3 | 0 | 3 | B | VLS_Inline | 2 | 2 | 2 | 5 | BranchMin_2BranchMax_5 | 2.5 | 2.5 | 8 | HeaderMin_2.5HeaderMax_8 | 8
230 | 40 | 20959-2P-50HP VLSC | VLSC_20959_2P_50HP | 405.1149 | 405.1149 | 1215.3446 | 3 | 0 | 3 | B | VLS_Inline | 2 | 2 | 2 | 5 | BranchMin_2BranchMax_5 | 3 | 2.5 | 8 | HeaderMin_2.5HeaderMax_8 | 2.5 | INVALID
230 | 40 | 20959-2P-50HP VLSC | VLSC_20959_2P_50HP | 405.1149 | 405.1149 | 1215.3446 | 3 | 0 | 3 | B | VLS_Inline | 2 | 2 | 2 | 5 | BranchMin_2BranchMax_5 | 3 | 2.5 | 8 | HeaderMin_2.5HeaderMax_8 | 4
230 | 40 | 20959-2P-50HP VLSC | VLSC_20959_2P_50HP | 405.1149 | 405.1149 | 1215.3446 | 3 | 0 | 3 | B | VLS_Inline | 2 | 2 | 2 | 5 | BranchMin_2BranchMax_5 | 3 | 2.5 | 8 | HeaderMin_2.5HeaderMax_8 | 6
230 | 40 | 20959-2P-50HP VLSC | VLSC_20959_2P_50HP | 405.1149 | 405.1149 | 1215.3446 | 3 | 0 | 3 | B | VLS_Inline | 2 | 2 | 2 | 5 | BranchMin_2BranchMax_5 | 3 | 2.5 | 8 | HeaderMin_2.5HeaderMax_8 | 8
230 | 40 | 20959-2P-50HP VLSC | VLSC_20959_2P_50HP | 405.1149 | 405.1149 | 1215.3446 | 3 | 0 | 3 | B | VLS_Inline | 2 | 2 | 2 | 5 | BranchMin_2BranchMax_5 | 4 | 2.5 | 8 | HeaderMin_2.5HeaderMax_8 | 2.5 | INVALID
230 | 40 | 20959-2P-50HP VLSC | VLSC_20959_2P_50HP | 405.1149 | 405.1149 | 1215.3446 | 3 | 0 | 3 | B | VLS_Inline | 2 | 2 | 2 | 5 | BranchMin_2BranchMax_5 | 4 | 2.5 | 8 | HeaderMin_2.5HeaderMax_8 | 4 | INVALID
230 | 40 | 20959-2P-50HP VLSC | VLSC_20959_2P_50HP | 405.1149 | 405.1149 | 1215.3446 | 3 | 0 | 3 | B | VLS_Inline | 2 | 2 | 2 | 5 | BranchMin_2BranchMax_5 | 4 | 2.5 | 8 | HeaderMin_2.5HeaderMax_8 | 6
230 | 40 | 20959-2P-50HP VLSC | VLSC_20959_2P_50HP | 405.1149 | 405.1149 | 1215.3446 | 3 | 0 | 3 | B | VLS_Inline | 2 | 2 | 2 | 5 | BranchMin_2BranchMax_5 | 4 | 2.5 | 8 | HeaderMin_2.5HeaderMax_8 | 8
230 | 40 | 20959-2P-50HP VLSC | VLSC_20959_2P_50HP | 405.1149 | 405.1149 | 1215.3446 | 3 | 0 | 3 | B | VLS_Inline | 2 | 2 | 2 | 5 | BranchMin_2BranchMax_5 | 5 | 2.5 | 8 | HeaderMin_2.5HeaderMax_8 | 2.5 | INVALID
230 | 40 | 20959-2P-50HP VLSC | VLSC_20959_2P_50HP | 405.1149 | 405.1149 | 1215.3446 | 3 | 0 | 3 | B | VLS_Inline | 2 | 2 | 2 | 5 | BranchMin_2BranchMax_5 | 5 | 2.5 | 8 | HeaderMin_2.5HeaderMax_8 | 4 | INVALID
230 | 40 | 20959-2P-50HP VLSC | VLSC_20959_2P_50HP | 405.1149 | 405.1149 | 1215.3446 | 3 | 0 | 3 | B | VLS_Inline | 2 | 2 | 2 | 5 | BranchMin_2BranchMax_5 | 5 | 2.5 | 8 | HeaderMin_2.5HeaderMax_8 | 6
230 | 40 | 20959-2P-50HP VLSC | VLSC_20959_2P_50HP | 405.1149 | 405.1149 | 1215.3446 | 3 | 0 | 3 | B | VLS_Inline | 2 | 2 | 2 | 5 | BranchMin_2BranchMax_5 | 5 | 2.5 | 8 | HeaderMin_2.5HeaderMax_8 | 8
231 | 41 | 20959-2P-60HP VLSC | VLSC_20959_2P_60HP | 406.8778 | 406.8778 | 1220.6335 | 3 | 0 | 3 | B | VLS_Inline | 2 | 2 | 2 | 5 | BranchMin_2BranchMax_5 | 2 | 2.5 | 8 | HeaderMin_2.5HeaderMax_8 | 2.5
231 | 41 | 20959-2P-60HP VLSC | VLSC_20959_2P_60HP | 406.8778 | 406.8778 | 1220.6335 | 3 | 0 | 3 | B | VLS_Inline | 2 | 2 | 2 | 5 | BranchMin_2BranchMax_5 | 2 | 2.5 | 8 | HeaderMin_2.5HeaderMax_8 | 4
231 | 41 | 20959-2P-60HP VLSC | VLSC_20959_2P_60HP | 406.8778 | 406.8778 | 1220.6335 | 3 | 0 | 3 | B | VLS_Inline | 2 | 2 | 2 | 5 | BranchMin_2BranchMax_5 | 2 | 2.5 | 8 | HeaderMin_2.5HeaderMax_8 | 6
231 | 41 | 20959-2P-60HP VLSC | VLSC_20959_2P_60HP | 406.8778 | 406.8778 | 1220.6335 | 3 | 0 | 3 | B | VLS_Inline | 2 | 2 | 2 | 5 | BranchMin_2BranchMax_5 | 2 | 2.5 | 8 | HeaderMin_2.5HeaderMax_8 | 8
231 | 41 | 20959-2P-60HP VLSC | VLSC_20959_2P_60HP | 406.8778 | 406.8778 | 1220.6335 | 3 | 0 | 3 | B | VLS_Inline | 2 | 2 | 2 | 5 | BranchMin_2BranchMax_5 | 2.5 | 2.5 | 8 | HeaderMin_2.5HeaderMax_8 | 2.5 | INVALID
231 | 41 | 20959-2P-60HP VLSC | VLSC_20959_2P_60HP | 406.8778 | 406.8778 | 1220.6335 | 3 | 0 | 3 | B | VLS_Inline | 2 | 2 | 2 | 5 | BranchMin_2BranchMax_5 | 2.5 | 2.5 | 8 | HeaderMin_2.5HeaderMax_8 | 4
231 | 41 | 20959-2P-60HP VLSC | VLSC_20959_2P_60HP | 406.8778 | 406.8778 | 1220.6335 | 3 | 0 | 3 | B | VLS_Inline | 2 | 2 | 2 | 5 | BranchMin_2BranchMax_5 | 2.5 | 2.5 | 8 | HeaderMin_2.5HeaderMax_8 | 6
231 | 41 | 20959-2P-60HP VLSC | VLSC_20959_2P_60HP | 406.8778 | 406.8778 | 1220.6335 | 3 | 0 | 3 | B | VLS_Inline | 2 | 2 | 2 | 5 | BranchMin_2BranchMax_5 | 2.5 | 2.5 | 8 | HeaderMin_2.5HeaderMax_8 | 8
231 | 41 | 20959-2P-60HP VLSC | VLSC_20959_2P_60HP | 406.8778 | 406.8778 | 1220.6335 | 3 | 0 | 3 | B | VLS_Inline | 2 | 2 | 2 | 5 | BranchMin_2BranchMax_5 | 3 | 2.5 | 8 | HeaderMin_2.5HeaderMax_8 | 2.5 | INVALID
231 | 41 | 20959-2P-60HP VLSC | VLSC_20959_2P_60HP | 406.8778 | 406.8778 | 1220.6335 | 3 | 0 | 3 | B | VLS_Inline | 2 | 2 | 2 | 5 | BranchMin_2BranchMax_5 | 3 | 2.5 | 8 | HeaderMin_2.5HeaderMax_8 | 4
231 | 41 | 20959-2P-60HP VLSC | VLSC_20959_2P_60HP | 406.8778 | 406.8778 | 1220.6335 | 3 | 0 | 3 | B | VLS_Inline | 2 | 2 | 2 | 5 | BranchMin_2BranchMax_5 | 3 | 2.5 | 8 | HeaderMin_2.5HeaderMax_8 | 6
231 | 41 | 20959-2P-60HP VLSC | VLSC_20959_2P_60HP | 406.8778 | 406.8778 | 1220.6335 | 3 | 0 | 3 | B | VLS_Inline | 2 | 2 | 2 | 5 | BranchMin_2BranchMax_5 | 3 | 2.5 | 8 | HeaderMin_2.5HeaderMax_8 | 8
231 | 41 | 20959-2P-60HP VLSC | VLSC_20959_2P_60HP | 406.8778 | 406.8778 | 1220.6335 | 3 | 0 | 3 | B | VLS_Inline | 2 | 2 | 2 | 5 | BranchMin_2BranchMax_5 | 4 | 2.5 | 8 | HeaderMin_2.5HeaderMax_8 | 2.5 | INVALID
231 | 41 | 20959-2P-60HP VLSC | VLSC_20959_2P_60HP | 406.8778 | 406.8778 | 1220.6335 | 3 | 0 | 3 | B | VLS_Inline | 2 | 2 | 2 | 5 | BranchMin_2BranchMax_5 | 4 | 2.5 | 8 | HeaderMin_2.5HeaderMax_8 | 4 | INVALID
231 | 41 | 20959-2P-60HP VLSC | VLSC_20959_2P_60HP | 406.8778 | 406.8778 | 1220.6335 | 3 | 0 | 3 | B | VLS_Inline | 2 | 2 | 2 | 5 | BranchMin_2BranchMax_5 | 4 | 2.5 | 8 | HeaderMin_2.5HeaderMax_8 | 6
231 | 41 | 20959-2P-60HP VLSC | VLSC_20959_2P_60HP | 406.8778 | 406.8778 | 1220.6335 | 3 | 0 | 3 | B | VLS_Inline | 2 | 2 | 2 | 5 | BranchMin_2BranchMax_5 | 4 | 2.5 | 8 | HeaderMin_2.5HeaderMax_8 | 8
231 | 41 | 20959-2P-60HP VLSC | VLSC_20959_2P_60HP | 406.8778 | 406.8778 | 1220.6335 | 3 | 0 | 3 | B | VLS_Inline | 2 | 2 | 2 | 5 | BranchMin_2BranchMax_5 | 5 | 2.5 | 8 | HeaderMin_2.5HeaderMax_8 | 2.5 | INVALID
231 | 41 | 20959-2P-60HP VLSC | VLSC_20959_2P_60HP | 406.8778 | 406.8778 | 1220.6335 | 3 | 0 | 3 | B | VLS_Inline | 2 | 2 | 2 | 5 | BranchMin_2BranchMax_5 | 5 | 2.5 | 8 | HeaderMin_2.5HeaderMax_8 | 4 | INVALID
231 | 41 | 20959-2P-60HP VLSC | VLSC_20959_2P_60HP | 406.8778 | 406.8778 | 1220.6335 | 3 | 0 | 3 | B | VLS_Inline | 2 | 2 | 2 | 5 | BranchMin_2BranchMax_5 | 5 | 2.5 | 8 | HeaderMin_2.5HeaderMax_8 | 6
231 | 41 | 20959-2P-60HP VLSC | VLSC_20959_2P_60HP | 406.8778 | 406.8778 | 1220.6335 | 3 | 0 | 3 | B | VLS_Inline | 2 | 2 | 2 | 5 | BranchMin_2BranchMax_5 | 5 | 2.5 | 8 | HeaderMin_2.5HeaderMax_8 | 8
232 | 42 | 20959-4P-3HP VLSC | VLSC_20959_4P_3HP | 154.2292 | 154.2292 | 462.6875 | 3 | 0 | 3 | B | VLS_Inline | 2 | 2 | 2 | 3 | BranchMin_2BranchMax_3 | 2 | 2.5 | 5 | HeaderMin_2.5HeaderMax_5 | 2.5
232 | 42 | 20959-4P-3HP VLSC | VLSC_20959_4P_3HP | 154.2292 | 154.2292 | 462.6875 | 3 | 0 | 3 | B | VLS_Inline | 2 | 2 | 2 | 3 | BranchMin_2BranchMax_3 | 2 | 2.5 | 5 | HeaderMin_2.5HeaderMax_5 | 3
232 | 42 | 20959-4P-3HP VLSC | VLSC_20959_4P_3HP | 154.2292 | 154.2292 | 462.6875 | 3 | 0 | 3 | B | VLS_Inline | 2 | 2 | 2 | 3 | BranchMin_2BranchMax_3 | 2 | 2.5 | 5 | HeaderMin_2.5HeaderMax_5 | 4
232 | 42 | 20959-4P-3HP VLSC | VLSC_20959_4P_3HP | 154.2292 | 154.2292 | 462.6875 | 3 | 0 | 3 | B | VLS_Inline | 2 | 2 | 2 | 3 | BranchMin_2BranchMax_3 | 2 | 2.5 | 5 | HeaderMin_2.5HeaderMax_5 | 5
232 | 42 | 20959-4P-3HP VLSC | VLSC_20959_4P_3HP | 154.2292 | 154.2292 | 462.6875 | 3 | 0 | 3 | B | VLS_Inline | 2 | 2 | 2 | 3 | BranchMin_2BranchMax_3 | 2.5 | 2.5 | 5 | HeaderMin_2.5HeaderMax_5 | 2.5 | INVALID
232 | 42 | 20959-4P-3HP VLSC | VLSC_20959_4P_3HP | 154.2292 | 154.2292 | 462.6875 | 3 | 0 | 3 | B | VLS_Inline | 2 | 2 | 2 | 3 | BranchMin_2BranchMax_3 | 2.5 | 2.5 | 5 | HeaderMin_2.5HeaderMax_5 | 3
232 | 42 | 20959-4P-3HP VLSC | VLSC_20959_4P_3HP | 154.2292 | 154.2292 | 462.6875 | 3 | 0 | 3 | B | VLS_Inline | 2 | 2 | 2 | 3 | BranchMin_2BranchMax_3 | 2.5 | 2.5 | 5 | HeaderMin_2.5HeaderMax_5 | 4
232 | 42 | 20959-4P-3HP VLSC | VLSC_20959_4P_3HP | 154.2292 | 154.2292 | 462.6875 | 3 | 0 | 3 | B | VLS_Inline | 2 | 2 | 2 | 3 | BranchMin_2BranchMax_3 | 2.5 | 2.5 | 5 | HeaderMin_2.5HeaderMax_5 | 5
232 | 42 | 20959-4P-3HP VLSC | VLSC_20959_4P_3HP | 154.2292 | 154.2292 | 462.6875 | 3 | 0 | 3 | B | VLS_Inline | 2 | 2 | 2 | 3 | BranchMin_2BranchMax_3 | 3 | 2.5 | 5 | HeaderMin_2.5HeaderMax_5 | 2.5 | INVALID
232 | 42 | 20959-4P-3HP VLSC | VLSC_20959_4P_3HP | 154.2292 | 154.2292 | 462.6875 | 3 | 0 | 3 | B | VLS_Inline | 2 | 2 | 2 | 3 | BranchMin_2BranchMax_3 | 3 | 2.5 | 5 | HeaderMin_2.5HeaderMax_5 | 3 | INVALID
232 | 42 | 20959-4P-3HP VLSC | VLSC_20959_4P_3HP | 154.2292 | 154.2292 | 462.6875 | 3 | 0 | 3 | B | VLS_Inline | 2 | 2 | 2 | 3 | BranchMin_2BranchMax_3 | 3 | 2.5 | 5 | HeaderMin_2.5HeaderMax_5 | 4
232 | 42 | 20959-4P-3HP VLSC | VLSC_20959_4P_3HP | 154.2292 | 154.2292 | 462.6875 | 3 | 0 | 3 | B | VLS_Inline | 2 | 2 | 2 | 3 | BranchMin_2BranchMax_3 | 3 | 2.5 | 5 | HeaderMin_2.5HeaderMax_5 | 5
233 | 43 | 20959-4P-5HP VLSC | VLSC_20959_4P_5HP | 205.8649 | 205.8649 | 617.5946 | 3 | 0 | 3 | B | VLS_Inline | 2 | 2 | 2 | 3 | BranchMin_2BranchMax_3 | 2 | 2.5 | 5 | HeaderMin_2.5HeaderMax_5 | 2.5
233 | 43 | 20959-4P-5HP VLSC | VLSC_20959_4P_5HP | 205.8649 | 205.8649 | 617.5946 | 3 | 0 | 3 | B | VLS_Inline | 2 | 2 | 2 | 3 | BranchMin_2BranchMax_3 | 2 | 2.5 | 5 | HeaderMin_2.5HeaderMax_5 | 3
233 | 43 | 20959-4P-5HP VLSC | VLSC_20959_4P_5HP | 205.8649 | 205.8649 | 617.5946 | 3 | 0 | 3 | B | VLS_Inline | 2 | 2 | 2 | 3 | BranchMin_2BranchMax_3 | 2 | 2.5 | 5 | HeaderMin_2.5HeaderMax_5 | 4
233 | 43 | 20959-4P-5HP VLSC | VLSC_20959_4P_5HP | 205.8649 | 205.8649 | 617.5946 | 3 | 0 | 3 | B | VLS_Inline | 2 | 2 | 2 | 3 | BranchMin_2BranchMax_3 | 2 | 2.5 | 5 | HeaderMin_2.5HeaderMax_5 | 5
233 | 43 | 20959-4P-5HP VLSC | VLSC_20959_4P_5HP | 205.8649 | 205.8649 | 617.5946 | 3 | 0 | 3 | B | VLS_Inline | 2 | 2 | 2 | 3 | BranchMin_2BranchMax_3 | 2.5 | 2.5 | 5 | HeaderMin_2.5HeaderMax_5 | 2.5 | INVALID
233 | 43 | 20959-4P-5HP VLSC | VLSC_20959_4P_5HP | 205.8649 | 205.8649 | 617.5946 | 3 | 0 | 3 | B | VLS_Inline | 2 | 2 | 2 | 3 | BranchMin_2BranchMax_3 | 2.5 | 2.5 | 5 | HeaderMin_2.5HeaderMax_5 | 3
233 | 43 | 20959-4P-5HP VLSC | VLSC_20959_4P_5HP | 205.8649 | 205.8649 | 617.5946 | 3 | 0 | 3 | B | VLS_Inline | 2 | 2 | 2 | 3 | BranchMin_2BranchMax_3 | 2.5 | 2.5 | 5 | HeaderMin_2.5HeaderMax_5 | 4
233 | 43 | 20959-4P-5HP VLSC | VLSC_20959_4P_5HP | 205.8649 | 205.8649 | 617.5946 | 3 | 0 | 3 | B | VLS_Inline | 2 | 2 | 2 | 3 | BranchMin_2BranchMax_3 | 2.5 | 2.5 | 5 | HeaderMin_2.5HeaderMax_5 | 5
233 | 43 | 20959-4P-5HP VLSC | VLSC_20959_4P_5HP | 205.8649 | 205.8649 | 617.5946 | 3 | 0 | 3 | B | VLS_Inline | 2 | 2 | 2 | 3 | BranchMin_2BranchMax_3 | 3 | 2.5 | 5 | HeaderMin_2.5HeaderMax_5 | 2.5 | INVALID
233 | 43 | 20959-4P-5HP VLSC | VLSC_20959_4P_5HP | 205.8649 | 205.8649 | 617.5946 | 3 | 0 | 3 | B | VLS_Inline | 2 | 2 | 2 | 3 | BranchMin_2BranchMax_3 | 3 | 2.5 | 5 | HeaderMin_2.5HeaderMax_5 | 3 | INVALID
233 | 43 | 20959-4P-5HP VLSC | VLSC_20959_4P_5HP | 205.8649 | 205.8649 | 617.5946 | 3 | 0 | 3 | B | VLS_Inline | 2 | 2 | 2 | 3 | BranchMin_2BranchMax_3 | 3 | 2.5 | 5 | HeaderMin_2.5HeaderMax_5 | 4
233 | 43 | 20959-4P-5HP VLSC | VLSC_20959_4P_5HP | 205.8649 | 205.8649 | 617.5946 | 3 | 0 | 3 | B | VLS_Inline | 2 | 2 | 2 | 3 | BranchMin_2BranchMax_3 | 3 | 2.5 | 5 | HeaderMin_2.5HeaderMax_5 | 5
234 | 44 | 20959-4P-7.5HP VLSC | VLSC_20959_4P_7.5HP | 227.7916 | 227.7916 | 683.3749 | 3 | 0 | 3 | B | VLS_Inline | 2 | 2 | 2 | 4 | BranchMin_2BranchMax_4 | 2 | 2.5 | 6 | HeaderMin_2.5HeaderMax_6 | 2.5
234 | 44 | 20959-4P-7.5HP VLSC | VLSC_20959_4P_7.5HP | 227.7916 | 227.7916 | 683.3749 | 3 | 0 | 3 | B | VLS_Inline | 2 | 2 | 2 | 4 | BranchMin_2BranchMax_4 | 2 | 2.5 | 6 | HeaderMin_2.5HeaderMax_6 | 3
234 | 44 | 20959-4P-7.5HP VLSC | VLSC_20959_4P_7.5HP | 227.7916 | 227.7916 | 683.3749 | 3 | 0 | 3 | B | VLS_Inline | 2 | 2 | 2 | 4 | BranchMin_2BranchMax_4 | 2 | 2.5 | 6 | HeaderMin_2.5HeaderMax_6 | 4
234 | 44 | 20959-4P-7.5HP VLSC | VLSC_20959_4P_7.5HP | 227.7916 | 227.7916 | 683.3749 | 3 | 0 | 3 | B | VLS_Inline | 2 | 2 | 2 | 4 | BranchMin_2BranchMax_4 | 2 | 2.5 | 6 | HeaderMin_2.5HeaderMax_6 | 5
234 | 44 | 20959-4P-7.5HP VLSC | VLSC_20959_4P_7.5HP | 227.7916 | 227.7916 | 683.3749 | 3 | 0 | 3 | B | VLS_Inline | 2 | 2 | 2 | 4 | BranchMin_2BranchMax_4 | 2 | 2.5 | 6 | HeaderMin_2.5HeaderMax_6 | 6
234 | 44 | 20959-4P-7.5HP VLSC | VLSC_20959_4P_7.5HP | 227.7916 | 227.7916 | 683.3749 | 3 | 0 | 3 | B | VLS_Inline | 2 | 2 | 2 | 4 | BranchMin_2BranchMax_4 | 2.5 | 2.5 | 6 | HeaderMin_2.5HeaderMax_6 | 2.5 | INVALID
234 | 44 | 20959-4P-7.5HP VLSC | VLSC_20959_4P_7.5HP | 227.7916 | 227.7916 | 683.3749 | 3 | 0 | 3 | B | VLS_Inline | 2 | 2 | 2 | 4 | BranchMin_2BranchMax_4 | 2.5 | 2.5 | 6 | HeaderMin_2.5HeaderMax_6 | 3
234 | 44 | 20959-4P-7.5HP VLSC | VLSC_20959_4P_7.5HP | 227.7916 | 227.7916 | 683.3749 | 3 | 0 | 3 | B | VLS_Inline | 2 | 2 | 2 | 4 | BranchMin_2BranchMax_4 | 2.5 | 2.5 | 6 | HeaderMin_2.5HeaderMax_6 | 4
234 | 44 | 20959-4P-7.5HP VLSC | VLSC_20959_4P_7.5HP | 227.7916 | 227.7916 | 683.3749 | 3 | 0 | 3 | B | VLS_Inline | 2 | 2 | 2 | 4 | BranchMin_2BranchMax_4 | 2.5 | 2.5 | 6 | HeaderMin_2.5HeaderMax_6 | 5
234 | 44 | 20959-4P-7.5HP VLSC | VLSC_20959_4P_7.5HP | 227.7916 | 227.7916 | 683.3749 | 3 | 0 | 3 | B | VLS_Inline | 2 | 2 | 2 | 4 | BranchMin_2BranchMax_4 | 2.5 | 2.5 | 6 | HeaderMin_2.5HeaderMax_6 | 6
234 | 44 | 20959-4P-7.5HP VLSC | VLSC_20959_4P_7.5HP | 227.7916 | 227.7916 | 683.3749 | 3 | 0 | 3 | B | VLS_Inline | 2 | 2 | 2 | 4 | BranchMin_2BranchMax_4 | 3 | 2.5 | 6 | HeaderMin_2.5HeaderMax_6 | 2.5 | INVALID
234 | 44 | 20959-4P-7.5HP VLSC | VLSC_20959_4P_7.5HP | 227.7916 | 227.7916 | 683.3749 | 3 | 0 | 3 | B | VLS_Inline | 2 | 2 | 2 | 4 | BranchMin_2BranchMax_4 | 3 | 2.5 | 6 | HeaderMin_2.5HeaderMax_6 | 3 | INVALID
234 | 44 | 20959-4P-7.5HP VLSC | VLSC_20959_4P_7.5HP | 227.7916 | 227.7916 | 683.3749 | 3 | 0 | 3 | B | VLS_Inline | 2 | 2 | 2 | 4 | BranchMin_2BranchMax_4 | 3 | 2.5 | 6 | HeaderMin_2.5HeaderMax_6 | 4
234 | 44 | 20959-4P-7.5HP VLSC | VLSC_20959_4P_7.5HP | 227.7916 | 227.7916 | 683.3749 | 3 | 0 | 3 | B | VLS_Inline | 2 | 2 | 2 | 4 | BranchMin_2BranchMax_4 | 3 | 2.5 | 6 | HeaderMin_2.5HeaderMax_6 | 5
234 | 44 | 20959-4P-7.5HP VLSC | VLSC_20959_4P_7.5HP | 227.7916 | 227.7916 | 683.3749 | 3 | 0 | 3 | B | VLS_Inline | 2 | 2 | 2 | 4 | BranchMin_2BranchMax_4 | 3 | 2.5 | 6 | HeaderMin_2.5HeaderMax_6 | 6
234 | 44 | 20959-4P-7.5HP VLSC | VLSC_20959_4P_7.5HP | 227.7916 | 227.7916 | 683.3749 | 3 | 0 | 3 | B | VLS_Inline | 2 | 2 | 2 | 4 | BranchMin_2BranchMax_4 | 4 | 2.5 | 6 | HeaderMin_2.5HeaderMax_6 | 2.5 | INVALID
234 | 44 | 20959-4P-7.5HP VLSC | VLSC_20959_4P_7.5HP | 227.7916 | 227.7916 | 683.3749 | 3 | 0 | 3 | B | VLS_Inline | 2 | 2 | 2 | 4 | BranchMin_2BranchMax_4 | 4 | 2.5 | 6 | HeaderMin_2.5HeaderMax_6 | 3 | INVALID
234 | 44 | 20959-4P-7.5HP VLSC | VLSC_20959_4P_7.5HP | 227.7916 | 227.7916 | 683.3749 | 3 | 0 | 3 | B | VLS_Inline | 2 | 2 | 2 | 4 | BranchMin_2BranchMax_4 | 4 | 2.5 | 6 | HeaderMin_2.5HeaderMax_6 | 4 | INVALID
234 | 44 | 20959-4P-7.5HP VLSC | VLSC_20959_4P_7.5HP | 227.7916 | 227.7916 | 683.3749 | 3 | 0 | 3 | B | VLS_Inline | 2 | 2 | 2 | 4 | BranchMin_2BranchMax_4 | 4 | 2.5 | 6 | HeaderMin_2.5HeaderMax_6 | 5
234 | 44 | 20959-4P-7.5HP VLSC | VLSC_20959_4P_7.5HP | 227.7916 | 227.7916 | 683.3749 | 3 | 0 | 3 | B | VLS_Inline | 2 | 2 | 2 | 4 | BranchMin_2BranchMax_4 | 4 | 2.5 | 6 | HeaderMin_2.5HeaderMax_6 | 6
235 | 45 | 25709-2P-10HP VLSC | VLSC_25709_2P_10HP | 294.5625 | 294.5625 | 883.6876 | 3 | 0 | 3 | B | VLS_Inline | 2.5 | 2.5 | 2.5 | 4 | BranchMin_2.5BranchMax_4 | 2.5 | 3 | 6 | HeaderMin_3HeaderMax_6 | 3
235 | 45 | 25709-2P-10HP VLSC | VLSC_25709_2P_10HP | 294.5625 | 294.5625 | 883.6876 | 3 | 0 | 3 | B | VLS_Inline | 2.5 | 2.5 | 2.5 | 4 | BranchMin_2.5BranchMax_4 | 2.5 | 3 | 6 | HeaderMin_3HeaderMax_6 | 4
235 | 45 | 25709-2P-10HP VLSC | VLSC_25709_2P_10HP | 294.5625 | 294.5625 | 883.6876 | 3 | 0 | 3 | B | VLS_Inline | 2.5 | 2.5 | 2.5 | 4 | BranchMin_2.5BranchMax_4 | 2.5 | 3 | 6 | HeaderMin_3HeaderMax_6 | 5
235 | 45 | 25709-2P-10HP VLSC | VLSC_25709_2P_10HP | 294.5625 | 294.5625 | 883.6876 | 3 | 0 | 3 | B | VLS_Inline | 2.5 | 2.5 | 2.5 | 4 | BranchMin_2.5BranchMax_4 | 2.5 | 3 | 6 | HeaderMin_3HeaderMax_6 | 6
235 | 45 | 25709-2P-10HP VLSC | VLSC_25709_2P_10HP | 294.5625 | 294.5625 | 883.6876 | 3 | 0 | 3 | B | VLS_Inline | 2.5 | 2.5 | 2.5 | 4 | BranchMin_2.5BranchMax_4 | 3 | 3 | 6 | HeaderMin_3HeaderMax_6 | 3 | INVALID
235 | 45 | 25709-2P-10HP VLSC | VLSC_25709_2P_10HP | 294.5625 | 294.5625 | 883.6876 | 3 | 0 | 3 | B | VLS_Inline | 2.5 | 2.5 | 2.5 | 4 | BranchMin_2.5BranchMax_4 | 3 | 3 | 6 | HeaderMin_3HeaderMax_6 | 4
235 | 45 | 25709-2P-10HP VLSC | VLSC_25709_2P_10HP | 294.5625 | 294.5625 | 883.6876 | 3 | 0 | 3 | B | VLS_Inline | 2.5 | 2.5 | 2.5 | 4 | BranchMin_2.5BranchMax_4 | 3 | 3 | 6 | HeaderMin_3HeaderMax_6 | 5
235 | 45 | 25709-2P-10HP VLSC | VLSC_25709_2P_10HP | 294.5625 | 294.5625 | 883.6876 | 3 | 0 | 3 | B | VLS_Inline | 2.5 | 2.5 | 2.5 | 4 | BranchMin_2.5BranchMax_4 | 3 | 3 | 6 | HeaderMin_3HeaderMax_6 | 6
235 | 45 | 25709-2P-10HP VLSC | VLSC_25709_2P_10HP | 294.5625 | 294.5625 | 883.6876 | 3 | 0 | 3 | B | VLS_Inline | 2.5 | 2.5 | 2.5 | 4 | BranchMin_2.5BranchMax_4 | 4 | 3 | 6 | HeaderMin_3HeaderMax_6 | 3 | INVALID
235 | 45 | 25709-2P-10HP VLSC | VLSC_25709_2P_10HP | 294.5625 | 294.5625 | 883.6876 | 3 | 0 | 3 | B | VLS_Inline | 2.5 | 2.5 | 2.5 | 4 | BranchMin_2.5BranchMax_4 | 4 | 3 | 6 | HeaderMin_3HeaderMax_6 | 4 | INVALID
235 | 45 | 25709-2P-10HP VLSC | VLSC_25709_2P_10HP | 294.5625 | 294.5625 | 883.6876 | 3 | 0 | 3 | B | VLS_Inline | 2.5 | 2.5 | 2.5 | 4 | BranchMin_2.5BranchMax_4 | 4 | 3 | 6 | HeaderMin_3HeaderMax_6 | 5
235 | 45 | 25709-2P-10HP VLSC | VLSC_25709_2P_10HP | 294.5625 | 294.5625 | 883.6876 | 3 | 0 | 3 | B | VLS_Inline | 2.5 | 2.5 | 2.5 | 4 | BranchMin_2.5BranchMax_4 | 4 | 3 | 6 | HeaderMin_3HeaderMax_6 | 6
236 | 46 | 25709-2P-15HP VLSC | VLSC_25709_2P_15HP | 355.8818 | 355.8818 | 1067.6453 | 3 | 0 | 3 | B | VLS_Inline | 2.5 | 2.5 | 2.5 | 4 | BranchMin_2.5BranchMax_4 | 2.5 | 3 | 8 | HeaderMin_3HeaderMax_8 | 3
236 | 46 | 25709-2P-15HP VLSC | VLSC_25709_2P_15HP | 355.8818 | 355.8818 | 1067.6453 | 3 | 0 | 3 | B | VLS_Inline | 2.5 | 2.5 | 2.5 | 4 | BranchMin_2.5BranchMax_4 | 2.5 | 3 | 8 | HeaderMin_3HeaderMax_8 | 4
236 | 46 | 25709-2P-15HP VLSC | VLSC_25709_2P_15HP | 355.8818 | 355.8818 | 1067.6453 | 3 | 0 | 3 | B | VLS_Inline | 2.5 | 2.5 | 2.5 | 4 | BranchMin_2.5BranchMax_4 | 2.5 | 3 | 8 | HeaderMin_3HeaderMax_8 | 5
236 | 46 | 25709-2P-15HP VLSC | VLSC_25709_2P_15HP | 355.8818 | 355.8818 | 1067.6453 | 3 | 0 | 3 | B | VLS_Inline | 2.5 | 2.5 | 2.5 | 4 | BranchMin_2.5BranchMax_4 | 2.5 | 3 | 8 | HeaderMin_3HeaderMax_8 | 6
236 | 46 | 25709-2P-15HP VLSC | VLSC_25709_2P_15HP | 355.8818 | 355.8818 | 1067.6453 | 3 | 0 | 3 | B | VLS_Inline | 2.5 | 2.5 | 2.5 | 4 | BranchMin_2.5BranchMax_4 | 2.5 | 3 | 8 | HeaderMin_3HeaderMax_8 | 8
236 | 46 | 25709-2P-15HP VLSC | VLSC_25709_2P_15HP | 355.8818 | 355.8818 | 1067.6453 | 3 | 0 | 3 | B | VLS_Inline | 2.5 | 2.5 | 2.5 | 4 | BranchMin_2.5BranchMax_4 | 3 | 3 | 8 | HeaderMin_3HeaderMax_8 | 3 | INVALID
236 | 46 | 25709-2P-15HP VLSC | VLSC_25709_2P_15HP | 355.8818 | 355.8818 | 1067.6453 | 3 | 0 | 3 | B | VLS_Inline | 2.5 | 2.5 | 2.5 | 4 | BranchMin_2.5BranchMax_4 | 3 | 3 | 8 | HeaderMin_3HeaderMax_8 | 4
236 | 46 | 25709-2P-15HP VLSC | VLSC_25709_2P_15HP | 355.8818 | 355.8818 | 1067.6453 | 3 | 0 | 3 | B | VLS_Inline | 2.5 | 2.5 | 2.5 | 4 | BranchMin_2.5BranchMax_4 | 3 | 3 | 8 | HeaderMin_3HeaderMax_8 | 5
236 | 46 | 25709-2P-15HP VLSC | VLSC_25709_2P_15HP | 355.8818 | 355.8818 | 1067.6453 | 3 | 0 | 3 | B | VLS_Inline | 2.5 | 2.5 | 2.5 | 4 | BranchMin_2.5BranchMax_4 | 3 | 3 | 8 | HeaderMin_3HeaderMax_8 | 6
236 | 46 | 25709-2P-15HP VLSC | VLSC_25709_2P_15HP | 355.8818 | 355.8818 | 1067.6453 | 3 | 0 | 3 | B | VLS_Inline | 2.5 | 2.5 | 2.5 | 4 | BranchMin_2.5BranchMax_4 | 3 | 3 | 8 | HeaderMin_3HeaderMax_8 | 8
236 | 46 | 25709-2P-15HP VLSC | VLSC_25709_2P_15HP | 355.8818 | 355.8818 | 1067.6453 | 3 | 0 | 3 | B | VLS_Inline | 2.5 | 2.5 | 2.5 | 4 | BranchMin_2.5BranchMax_4 | 4 | 3 | 8 | HeaderMin_3HeaderMax_8 | 3 | INVALID
236 | 46 | 25709-2P-15HP VLSC | VLSC_25709_2P_15HP | 355.8818 | 355.8818 | 1067.6453 | 3 | 0 | 3 | B | VLS_Inline | 2.5 | 2.5 | 2.5 | 4 | BranchMin_2.5BranchMax_4 | 4 | 3 | 8 | HeaderMin_3HeaderMax_8 | 4 | INVALID
236 | 46 | 25709-2P-15HP VLSC | VLSC_25709_2P_15HP | 355.8818 | 355.8818 | 1067.6453 | 3 | 0 | 3 | B | VLS_Inline | 2.5 | 2.5 | 2.5 | 4 | BranchMin_2.5BranchMax_4 | 4 | 3 | 8 | HeaderMin_3HeaderMax_8 | 5
236 | 46 | 25709-2P-15HP VLSC | VLSC_25709_2P_15HP | 355.8818 | 355.8818 | 1067.6453 | 3 | 0 | 3 | B | VLS_Inline | 2.5 | 2.5 | 2.5 | 4 | BranchMin_2.5BranchMax_4 | 4 | 3 | 8 | HeaderMin_3HeaderMax_8 | 6
236 | 46 | 25709-2P-15HP VLSC | VLSC_25709_2P_15HP | 355.8818 | 355.8818 | 1067.6453 | 3 | 0 | 3 | B | VLS_Inline | 2.5 | 2.5 | 2.5 | 4 | BranchMin_2.5BranchMax_4 | 4 | 3 | 8 | HeaderMin_3HeaderMax_8 | 8
237 | 47 | 25709-2P-20HP VLSC | VLSC_25709_2P_20HP | 415.2757 | 415.2757 | 1245.8272 | 3 | 0 | 3 | B | VLS_Inline | 2.5 | 2.5 | 2.5 | 5 | BranchMin_2.5BranchMax_5 | 2.5 | 3 | 8 | HeaderMin_3HeaderMax_8 | 3
237 | 47 | 25709-2P-20HP VLSC | VLSC_25709_2P_20HP | 415.2757 | 415.2757 | 1245.8272 | 3 | 0 | 3 | B | VLS_Inline | 2.5 | 2.5 | 2.5 | 5 | BranchMin_2.5BranchMax_5 | 2.5 | 3 | 8 | HeaderMin_3HeaderMax_8 | 4
237 | 47 | 25709-2P-20HP VLSC | VLSC_25709_2P_20HP | 415.2757 | 415.2757 | 1245.8272 | 3 | 0 | 3 | B | VLS_Inline | 2.5 | 2.5 | 2.5 | 5 | BranchMin_2.5BranchMax_5 | 2.5 | 3 | 8 | HeaderMin_3HeaderMax_8 | 5
237 | 47 | 25709-2P-20HP VLSC | VLSC_25709_2P_20HP | 415.2757 | 415.2757 | 1245.8272 | 3 | 0 | 3 | B | VLS_Inline | 2.5 | 2.5 | 2.5 | 5 | BranchMin_2.5BranchMax_5 | 2.5 | 3 | 8 | HeaderMin_3HeaderMax_8 | 6
237 | 47 | 25709-2P-20HP VLSC | VLSC_25709_2P_20HP | 415.2757 | 415.2757 | 1245.8272 | 3 | 0 | 3 | B | VLS_Inline | 2.5 | 2.5 | 2.5 | 5 | BranchMin_2.5BranchMax_5 | 2.5 | 3 | 8 | HeaderMin_3HeaderMax_8 | 8
237 | 47 | 25709-2P-20HP VLSC | VLSC_25709_2P_20HP | 415.2757 | 415.2757 | 1245.8272 | 3 | 0 | 3 | B | VLS_Inline | 2.5 | 2.5 | 2.5 | 5 | BranchMin_2.5BranchMax_5 | 3 | 3 | 8 | HeaderMin_3HeaderMax_8 | 3 | INVALID
237 | 47 | 25709-2P-20HP VLSC | VLSC_25709_2P_20HP | 415.2757 | 415.2757 | 1245.8272 | 3 | 0 | 3 | B | VLS_Inline | 2.5 | 2.5 | 2.5 | 5 | BranchMin_2.5BranchMax_5 | 3 | 3 | 8 | HeaderMin_3HeaderMax_8 | 4
237 | 47 | 25709-2P-20HP VLSC | VLSC_25709_2P_20HP | 415.2757 | 415.2757 | 1245.8272 | 3 | 0 | 3 | B | VLS_Inline | 2.5 | 2.5 | 2.5 | 5 | BranchMin_2.5BranchMax_5 | 3 | 3 | 8 | HeaderMin_3HeaderMax_8 | 5
237 | 47 | 25709-2P-20HP VLSC | VLSC_25709_2P_20HP | 415.2757 | 415.2757 | 1245.8272 | 3 | 0 | 3 | B | VLS_Inline | 2.5 | 2.5 | 2.5 | 5 | BranchMin_2.5BranchMax_5 | 3 | 3 | 8 | HeaderMin_3HeaderMax_8 | 6
237 | 47 | 25709-2P-20HP VLSC | VLSC_25709_2P_20HP | 415.2757 | 415.2757 | 1245.8272 | 3 | 0 | 3 | B | VLS_Inline | 2.5 | 2.5 | 2.5 | 5 | BranchMin_2.5BranchMax_5 | 3 | 3 | 8 | HeaderMin_3HeaderMax_8 | 8
237 | 47 | 25709-2P-20HP VLSC | VLSC_25709_2P_20HP | 415.2757 | 415.2757 | 1245.8272 | 3 | 0 | 3 | B | VLS_Inline | 2.5 | 2.5 | 2.5 | 5 | BranchMin_2.5BranchMax_5 | 4 | 3 | 8 | HeaderMin_3HeaderMax_8 | 3 | INVALID
237 | 47 | 25709-2P-20HP VLSC | VLSC_25709_2P_20HP | 415.2757 | 415.2757 | 1245.8272 | 3 | 0 | 3 | B | VLS_Inline | 2.5 | 2.5 | 2.5 | 5 | BranchMin_2.5BranchMax_5 | 4 | 3 | 8 | HeaderMin_3HeaderMax_8 | 4 | INVALID
237 | 47 | 25709-2P-20HP VLSC | VLSC_25709_2P_20HP | 415.2757 | 415.2757 | 1245.8272 | 3 | 0 | 3 | B | VLS_Inline | 2.5 | 2.5 | 2.5 | 5 | BranchMin_2.5BranchMax_5 | 4 | 3 | 8 | HeaderMin_3HeaderMax_8 | 5
237 | 47 | 25709-2P-20HP VLSC | VLSC_25709_2P_20HP | 415.2757 | 415.2757 | 1245.8272 | 3 | 0 | 3 | B | VLS_Inline | 2.5 | 2.5 | 2.5 | 5 | BranchMin_2.5BranchMax_5 | 4 | 3 | 8 | HeaderMin_3HeaderMax_8 | 6
237 | 47 | 25709-2P-20HP VLSC | VLSC_25709_2P_20HP | 415.2757 | 415.2757 | 1245.8272 | 3 | 0 | 3 | B | VLS_Inline | 2.5 | 2.5 | 2.5 | 5 | BranchMin_2.5BranchMax_5 | 4 | 3 | 8 | HeaderMin_3HeaderMax_8 | 8
237 | 47 | 25709-2P-20HP VLSC | VLSC_25709_2P_20HP | 415.2757 | 415.2757 | 1245.8272 | 3 | 0 | 3 | B | VLS_Inline | 2.5 | 2.5 | 2.5 | 5 | BranchMin_2.5BranchMax_5 | 5 | 3 | 8 | HeaderMin_3HeaderMax_8 | 3 | INVALID
237 | 47 | 25709-2P-20HP VLSC | VLSC_25709_2P_20HP | 415.2757 | 415.2757 | 1245.8272 | 3 | 0 | 3 | B | VLS_Inline | 2.5 | 2.5 | 2.5 | 5 | BranchMin_2.5BranchMax_5 | 5 | 3 | 8 | HeaderMin_3HeaderMax_8 | 4 | INVALID
237 | 47 | 25709-2P-20HP VLSC | VLSC_25709_2P_20HP | 415.2757 | 415.2757 | 1245.8272 | 3 | 0 | 3 | B | VLS_Inline | 2.5 | 2.5 | 2.5 | 5 | BranchMin_2.5BranchMax_5 | 5 | 3 | 8 | HeaderMin_3HeaderMax_8 | 5 | INVALID
237 | 47 | 25709-2P-20HP VLSC | VLSC_25709_2P_20HP | 415.2757 | 415.2757 | 1245.8272 | 3 | 0 | 3 | B | VLS_Inline | 2.5 | 2.5 | 2.5 | 5 | BranchMin_2.5BranchMax_5 | 5 | 3 | 8 | HeaderMin_3HeaderMax_8 | 6
237 | 47 | 25709-2P-20HP VLSC | VLSC_25709_2P_20HP | 415.2757 | 415.2757 | 1245.8272 | 3 | 0 | 3 | B | VLS_Inline | 2.5 | 2.5 | 2.5 | 5 | BranchMin_2.5BranchMax_5 | 5 | 3 | 8 | HeaderMin_3HeaderMax_8 | 8
238 | 48 | 25709-2P-25HP VLSC | VLSC_25709_2P_25HP | 449.14 | 449.14 | 1347.4201 | 3 | 0 | 3 | B | VLS_Inline | 2.5 | 2.5 | 2.5 | 5 | BranchMin_2.5BranchMax_5 | 2.5 | 3 | 8 | HeaderMin_3HeaderMax_8 | 3
238 | 48 | 25709-2P-25HP VLSC | VLSC_25709_2P_25HP | 449.14 | 449.14 | 1347.4201 | 3 | 0 | 3 | B | VLS_Inline | 2.5 | 2.5 | 2.5 | 5 | BranchMin_2.5BranchMax_5 | 2.5 | 3 | 8 | HeaderMin_3HeaderMax_8 | 4
238 | 48 | 25709-2P-25HP VLSC | VLSC_25709_2P_25HP | 449.14 | 449.14 | 1347.4201 | 3 | 0 | 3 | B | VLS_Inline | 2.5 | 2.5 | 2.5 | 5 | BranchMin_2.5BranchMax_5 | 2.5 | 3 | 8 | HeaderMin_3HeaderMax_8 | 5
238 | 48 | 25709-2P-25HP VLSC | VLSC_25709_2P_25HP | 449.14 | 449.14 | 1347.4201 | 3 | 0 | 3 | B | VLS_Inline | 2.5 | 2.5 | 2.5 | 5 | BranchMin_2.5BranchMax_5 | 2.5 | 3 | 8 | HeaderMin_3HeaderMax_8 | 6
238 | 48 | 25709-2P-25HP VLSC | VLSC_25709_2P_25HP | 449.14 | 449.14 | 1347.4201 | 3 | 0 | 3 | B | VLS_Inline | 2.5 | 2.5 | 2.5 | 5 | BranchMin_2.5BranchMax_5 | 2.5 | 3 | 8 | HeaderMin_3HeaderMax_8 | 8
238 | 48 | 25709-2P-25HP VLSC | VLSC_25709_2P_25HP | 449.14 | 449.14 | 1347.4201 | 3 | 0 | 3 | B | VLS_Inline | 2.5 | 2.5 | 2.5 | 5 | BranchMin_2.5BranchMax_5 | 3 | 3 | 8 | HeaderMin_3HeaderMax_8 | 3 | INVALID
238 | 48 | 25709-2P-25HP VLSC | VLSC_25709_2P_25HP | 449.14 | 449.14 | 1347.4201 | 3 | 0 | 3 | B | VLS_Inline | 2.5 | 2.5 | 2.5 | 5 | BranchMin_2.5BranchMax_5 | 3 | 3 | 8 | HeaderMin_3HeaderMax_8 | 4
238 | 48 | 25709-2P-25HP VLSC | VLSC_25709_2P_25HP | 449.14 | 449.14 | 1347.4201 | 3 | 0 | 3 | B | VLS_Inline | 2.5 | 2.5 | 2.5 | 5 | BranchMin_2.5BranchMax_5 | 3 | 3 | 8 | HeaderMin_3HeaderMax_8 | 5
238 | 48 | 25709-2P-25HP VLSC | VLSC_25709_2P_25HP | 449.14 | 449.14 | 1347.4201 | 3 | 0 | 3 | B | VLS_Inline | 2.5 | 2.5 | 2.5 | 5 | BranchMin_2.5BranchMax_5 | 3 | 3 | 8 | HeaderMin_3HeaderMax_8 | 6
238 | 48 | 25709-2P-25HP VLSC | VLSC_25709_2P_25HP | 449.14 | 449.14 | 1347.4201 | 3 | 0 | 3 | B | VLS_Inline | 2.5 | 2.5 | 2.5 | 5 | BranchMin_2.5BranchMax_5 | 3 | 3 | 8 | HeaderMin_3HeaderMax_8 | 8
238 | 48 | 25709-2P-25HP VLSC | VLSC_25709_2P_25HP | 449.14 | 449.14 | 1347.4201 | 3 | 0 | 3 | B | VLS_Inline | 2.5 | 2.5 | 2.5 | 5 | BranchMin_2.5BranchMax_5 | 4 | 3 | 8 | HeaderMin_3HeaderMax_8 | 3 | INVALID
238 | 48 | 25709-2P-25HP VLSC | VLSC_25709_2P_25HP | 449.14 | 449.14 | 1347.4201 | 3 | 0 | 3 | B | VLS_Inline | 2.5 | 2.5 | 2.5 | 5 | BranchMin_2.5BranchMax_5 | 4 | 3 | 8 | HeaderMin_3HeaderMax_8 | 4 | INVALID
238 | 48 | 25709-2P-25HP VLSC | VLSC_25709_2P_25HP | 449.14 | 449.14 | 1347.4201 | 3 | 0 | 3 | B | VLS_Inline | 2.5 | 2.5 | 2.5 | 5 | BranchMin_2.5BranchMax_5 | 4 | 3 | 8 | HeaderMin_3HeaderMax_8 | 5
238 | 48 | 25709-2P-25HP VLSC | VLSC_25709_2P_25HP | 449.14 | 449.14 | 1347.4201 | 3 | 0 | 3 | B | VLS_Inline | 2.5 | 2.5 | 2.5 | 5 | BranchMin_2.5BranchMax_5 | 4 | 3 | 8 | HeaderMin_3HeaderMax_8 | 6
238 | 48 | 25709-2P-25HP VLSC | VLSC_25709_2P_25HP | 449.14 | 449.14 | 1347.4201 | 3 | 0 | 3 | B | VLS_Inline | 2.5 | 2.5 | 2.5 | 5 | BranchMin_2.5BranchMax_5 | 4 | 3 | 8 | HeaderMin_3HeaderMax_8 | 8
238 | 48 | 25709-2P-25HP VLSC | VLSC_25709_2P_25HP | 449.14 | 449.14 | 1347.4201 | 3 | 0 | 3 | B | VLS_Inline | 2.5 | 2.5 | 2.5 | 5 | BranchMin_2.5BranchMax_5 | 5 | 3 | 8 | HeaderMin_3HeaderMax_8 | 3 | INVALID
238 | 48 | 25709-2P-25HP VLSC | VLSC_25709_2P_25HP | 449.14 | 449.14 | 1347.4201 | 3 | 0 | 3 | B | VLS_Inline | 2.5 | 2.5 | 2.5 | 5 | BranchMin_2.5BranchMax_5 | 5 | 3 | 8 | HeaderMin_3HeaderMax_8 | 4 | INVALID
238 | 48 | 25709-2P-25HP VLSC | VLSC_25709_2P_25HP | 449.14 | 449.14 | 1347.4201 | 3 | 0 | 3 | B | VLS_Inline | 2.5 | 2.5 | 2.5 | 5 | BranchMin_2.5BranchMax_5 | 5 | 3 | 8 | HeaderMin_3HeaderMax_8 | 5 | INVALID
238 | 48 | 25709-2P-25HP VLSC | VLSC_25709_2P_25HP | 449.14 | 449.14 | 1347.4201 | 3 | 0 | 3 | B | VLS_Inline | 2.5 | 2.5 | 2.5 | 5 | BranchMin_2.5BranchMax_5 | 5 | 3 | 8 | HeaderMin_3HeaderMax_8 | 6
238 | 48 | 25709-2P-25HP VLSC | VLSC_25709_2P_25HP | 449.14 | 449.14 | 1347.4201 | 3 | 0 | 3 | B | VLS_Inline | 2.5 | 2.5 | 2.5 | 5 | BranchMin_2.5BranchMax_5 | 5 | 3 | 8 | HeaderMin_3HeaderMax_8 | 8
239 | 49 | 25709-4P-3HP VLSC | VLSC_25709_4P_3HP | 222.9265 | 222.9265 | 668.7796 | 3 | 0 | 3 | B | VLS_Inline | 2.5 | 2.5 | 2.5 | 4 | BranchMin_2.5BranchMax_4 | 2.5 | 3 | 6 | HeaderMin_3HeaderMax_6 | 3
239 | 49 | 25709-4P-3HP VLSC | VLSC_25709_4P_3HP | 222.9265 | 222.9265 | 668.7796 | 3 | 0 | 3 | B | VLS_Inline | 2.5 | 2.5 | 2.5 | 4 | BranchMin_2.5BranchMax_4 | 2.5 | 3 | 6 | HeaderMin_3HeaderMax_6 | 4
239 | 49 | 25709-4P-3HP VLSC | VLSC_25709_4P_3HP | 222.9265 | 222.9265 | 668.7796 | 3 | 0 | 3 | B | VLS_Inline | 2.5 | 2.5 | 2.5 | 4 | BranchMin_2.5BranchMax_4 | 2.5 | 3 | 6 | HeaderMin_3HeaderMax_6 | 5
239 | 49 | 25709-4P-3HP VLSC | VLSC_25709_4P_3HP | 222.9265 | 222.9265 | 668.7796 | 3 | 0 | 3 | B | VLS_Inline | 2.5 | 2.5 | 2.5 | 4 | BranchMin_2.5BranchMax_4 | 2.5 | 3 | 6 | HeaderMin_3HeaderMax_6 | 6
239 | 49 | 25709-4P-3HP VLSC | VLSC_25709_4P_3HP | 222.9265 | 222.9265 | 668.7796 | 3 | 0 | 3 | B | VLS_Inline | 2.5 | 2.5 | 2.5 | 4 | BranchMin_2.5BranchMax_4 | 3 | 3 | 6 | HeaderMin_3HeaderMax_6 | 3 | INVALID
239 | 49 | 25709-4P-3HP VLSC | VLSC_25709_4P_3HP | 222.9265 | 222.9265 | 668.7796 | 3 | 0 | 3 | B | VLS_Inline | 2.5 | 2.5 | 2.5 | 4 | BranchMin_2.5BranchMax_4 | 3 | 3 | 6 | HeaderMin_3HeaderMax_6 | 4
239 | 49 | 25709-4P-3HP VLSC | VLSC_25709_4P_3HP | 222.9265 | 222.9265 | 668.7796 | 3 | 0 | 3 | B | VLS_Inline | 2.5 | 2.5 | 2.5 | 4 | BranchMin_2.5BranchMax_4 | 3 | 3 | 6 | HeaderMin_3HeaderMax_6 | 5
239 | 49 | 25709-4P-3HP VLSC | VLSC_25709_4P_3HP | 222.9265 | 222.9265 | 668.7796 | 3 | 0 | 3 | B | VLS_Inline | 2.5 | 2.5 | 2.5 | 4 | BranchMin_2.5BranchMax_4 | 3 | 3 | 6 | HeaderMin_3HeaderMax_6 | 6
239 | 49 | 25709-4P-3HP VLSC | VLSC_25709_4P_3HP | 222.9265 | 222.9265 | 668.7796 | 3 | 0 | 3 | B | VLS_Inline | 2.5 | 2.5 | 2.5 | 4 | BranchMin_2.5BranchMax_4 | 4 | 3 | 6 | HeaderMin_3HeaderMax_6 | 3 | INVALID
239 | 49 | 25709-4P-3HP VLSC | VLSC_25709_4P_3HP | 222.9265 | 222.9265 | 668.7796 | 3 | 0 | 3 | B | VLS_Inline | 2.5 | 2.5 | 2.5 | 4 | BranchMin_2.5BranchMax_4 | 4 | 3 | 6 | HeaderMin_3HeaderMax_6 | 4 | INVALID
239 | 49 | 25709-4P-3HP VLSC | VLSC_25709_4P_3HP | 222.9265 | 222.9265 | 668.7796 | 3 | 0 | 3 | B | VLS_Inline | 2.5 | 2.5 | 2.5 | 4 | BranchMin_2.5BranchMax_4 | 4 | 3 | 6 | HeaderMin_3HeaderMax_6 | 5
239 | 49 | 25709-4P-3HP VLSC | VLSC_25709_4P_3HP | 222.9265 | 222.9265 | 668.7796 | 3 | 0 | 3 | B | VLS_Inline | 2.5 | 2.5 | 2.5 | 4 | BranchMin_2.5BranchMax_4 | 4 | 3 | 6 | HeaderMin_3HeaderMax_6 | 6
240 | 50 | 25953-2P-20HP VLSC | VLSC_25953_2P_20HP | 339.6329 | 339.6329 | 1018.8988 | 3 | 0 | 3 | B | VLS_Inline | 2.5 | 2.5 | 2.5 | 4 | BranchMin_2.5BranchMax_4 | 2.5 | 3 | 8 | HeaderMin_3HeaderMax_8 | 3
240 | 50 | 25953-2P-20HP VLSC | VLSC_25953_2P_20HP | 339.6329 | 339.6329 | 1018.8988 | 3 | 0 | 3 | B | VLS_Inline | 2.5 | 2.5 | 2.5 | 4 | BranchMin_2.5BranchMax_4 | 2.5 | 3 | 8 | HeaderMin_3HeaderMax_8 | 4
240 | 50 | 25953-2P-20HP VLSC | VLSC_25953_2P_20HP | 339.6329 | 339.6329 | 1018.8988 | 3 | 0 | 3 | B | VLS_Inline | 2.5 | 2.5 | 2.5 | 4 | BranchMin_2.5BranchMax_4 | 2.5 | 3 | 8 | HeaderMin_3HeaderMax_8 | 5
240 | 50 | 25953-2P-20HP VLSC | VLSC_25953_2P_20HP | 339.6329 | 339.6329 | 1018.8988 | 3 | 0 | 3 | B | VLS_Inline | 2.5 | 2.5 | 2.5 | 4 | BranchMin_2.5BranchMax_4 | 2.5 | 3 | 8 | HeaderMin_3HeaderMax_8 | 6
240 | 50 | 25953-2P-20HP VLSC | VLSC_25953_2P_20HP | 339.6329 | 339.6329 | 1018.8988 | 3 | 0 | 3 | B | VLS_Inline | 2.5 | 2.5 | 2.5 | 4 | BranchMin_2.5BranchMax_4 | 2.5 | 3 | 8 | HeaderMin_3HeaderMax_8 | 8
240 | 50 | 25953-2P-20HP VLSC | VLSC_25953_2P_20HP | 339.6329 | 339.6329 | 1018.8988 | 3 | 0 | 3 | B | VLS_Inline | 2.5 | 2.5 | 2.5 | 4 | BranchMin_2.5BranchMax_4 | 3 | 3 | 8 | HeaderMin_3HeaderMax_8 | 3 | INVALID
240 | 50 | 25953-2P-20HP VLSC | VLSC_25953_2P_20HP | 339.6329 | 339.6329 | 1018.8988 | 3 | 0 | 3 | B | VLS_Inline | 2.5 | 2.5 | 2.5 | 4 | BranchMin_2.5BranchMax_4 | 3 | 3 | 8 | HeaderMin_3HeaderMax_8 | 4
240 | 50 | 25953-2P-20HP VLSC | VLSC_25953_2P_20HP | 339.6329 | 339.6329 | 1018.8988 | 3 | 0 | 3 | B | VLS_Inline | 2.5 | 2.5 | 2.5 | 4 | BranchMin_2.5BranchMax_4 | 3 | 3 | 8 | HeaderMin_3HeaderMax_8 | 5
240 | 50 | 25953-2P-20HP VLSC | VLSC_25953_2P_20HP | 339.6329 | 339.6329 | 1018.8988 | 3 | 0 | 3 | B | VLS_Inline | 2.5 | 2.5 | 2.5 | 4 | BranchMin_2.5BranchMax_4 | 3 | 3 | 8 | HeaderMin_3HeaderMax_8 | 6
240 | 50 | 25953-2P-20HP VLSC | VLSC_25953_2P_20HP | 339.6329 | 339.6329 | 1018.8988 | 3 | 0 | 3 | B | VLS_Inline | 2.5 | 2.5 | 2.5 | 4 | BranchMin_2.5BranchMax_4 | 3 | 3 | 8 | HeaderMin_3HeaderMax_8 | 8
240 | 50 | 25953-2P-20HP VLSC | VLSC_25953_2P_20HP | 339.6329 | 339.6329 | 1018.8988 | 3 | 0 | 3 | B | VLS_Inline | 2.5 | 2.5 | 2.5 | 4 | BranchMin_2.5BranchMax_4 | 4 | 3 | 8 | HeaderMin_3HeaderMax_8 | 3 | INVALID
240 | 50 | 25953-2P-20HP VLSC | VLSC_25953_2P_20HP | 339.6329 | 339.6329 | 1018.8988 | 3 | 0 | 3 | B | VLS_Inline | 2.5 | 2.5 | 2.5 | 4 | BranchMin_2.5BranchMax_4 | 4 | 3 | 8 | HeaderMin_3HeaderMax_8 | 4 | INVALID
240 | 50 | 25953-2P-20HP VLSC | VLSC_25953_2P_20HP | 339.6329 | 339.6329 | 1018.8988 | 3 | 0 | 3 | B | VLS_Inline | 2.5 | 2.5 | 2.5 | 4 | BranchMin_2.5BranchMax_4 | 4 | 3 | 8 | HeaderMin_3HeaderMax_8 | 5
240 | 50 | 25953-2P-20HP VLSC | VLSC_25953_2P_20HP | 339.6329 | 339.6329 | 1018.8988 | 3 | 0 | 3 | B | VLS_Inline | 2.5 | 2.5 | 2.5 | 4 | BranchMin_2.5BranchMax_4 | 4 | 3 | 8 | HeaderMin_3HeaderMax_8 | 6
240 | 50 | 25953-2P-20HP VLSC | VLSC_25953_2P_20HP | 339.6329 | 339.6329 | 1018.8988 | 3 | 0 | 3 | B | VLS_Inline | 2.5 | 2.5 | 2.5 | 4 | BranchMin_2.5BranchMax_4 | 4 | 3 | 8 | HeaderMin_3HeaderMax_8 | 8
241 | 51 | 25953-2P-25HP VLSC | VLSC_25953_2P_25HP | 384.0902 | 384.0902 | 1152.2706 | 3 | 0 | 3 | B | VLS_Inline | 2.5 | 2.5 | 2.5 | 4 | BranchMin_2.5BranchMax_4 | 2.5 | 3 | 8 | HeaderMin_3HeaderMax_8 | 3
241 | 51 | 25953-2P-25HP VLSC | VLSC_25953_2P_25HP | 384.0902 | 384.0902 | 1152.2706 | 3 | 0 | 3 | B | VLS_Inline | 2.5 | 2.5 | 2.5 | 4 | BranchMin_2.5BranchMax_4 | 2.5 | 3 | 8 | HeaderMin_3HeaderMax_8 | 4
241 | 51 | 25953-2P-25HP VLSC | VLSC_25953_2P_25HP | 384.0902 | 384.0902 | 1152.2706 | 3 | 0 | 3 | B | VLS_Inline | 2.5 | 2.5 | 2.5 | 4 | BranchMin_2.5BranchMax_4 | 2.5 | 3 | 8 | HeaderMin_3HeaderMax_8 | 5
241 | 51 | 25953-2P-25HP VLSC | VLSC_25953_2P_25HP | 384.0902 | 384.0902 | 1152.2706 | 3 | 0 | 3 | B | VLS_Inline | 2.5 | 2.5 | 2.5 | 4 | BranchMin_2.5BranchMax_4 | 2.5 | 3 | 8 | HeaderMin_3HeaderMax_8 | 6
241 | 51 | 25953-2P-25HP VLSC | VLSC_25953_2P_25HP | 384.0902 | 384.0902 | 1152.2706 | 3 | 0 | 3 | B | VLS_Inline | 2.5 | 2.5 | 2.5 | 4 | BranchMin_2.5BranchMax_4 | 2.5 | 3 | 8 | HeaderMin_3HeaderMax_8 | 8
241 | 51 | 25953-2P-25HP VLSC | VLSC_25953_2P_25HP | 384.0902 | 384.0902 | 1152.2706 | 3 | 0 | 3 | B | VLS_Inline | 2.5 | 2.5 | 2.5 | 4 | BranchMin_2.5BranchMax_4 | 3 | 3 | 8 | HeaderMin_3HeaderMax_8 | 3 | INVALID
241 | 51 | 25953-2P-25HP VLSC | VLSC_25953_2P_25HP | 384.0902 | 384.0902 | 1152.2706 | 3 | 0 | 3 | B | VLS_Inline | 2.5 | 2.5 | 2.5 | 4 | BranchMin_2.5BranchMax_4 | 3 | 3 | 8 | HeaderMin_3HeaderMax_8 | 4
241 | 51 | 25953-2P-25HP VLSC | VLSC_25953_2P_25HP | 384.0902 | 384.0902 | 1152.2706 | 3 | 0 | 3 | B | VLS_Inline | 2.5 | 2.5 | 2.5 | 4 | BranchMin_2.5BranchMax_4 | 3 | 3 | 8 | HeaderMin_3HeaderMax_8 | 5
241 | 51 | 25953-2P-25HP VLSC | VLSC_25953_2P_25HP | 384.0902 | 384.0902 | 1152.2706 | 3 | 0 | 3 | B | VLS_Inline | 2.5 | 2.5 | 2.5 | 4 | BranchMin_2.5BranchMax_4 | 3 | 3 | 8 | HeaderMin_3HeaderMax_8 | 6
241 | 51 | 25953-2P-25HP VLSC | VLSC_25953_2P_25HP | 384.0902 | 384.0902 | 1152.2706 | 3 | 0 | 3 | B | VLS_Inline | 2.5 | 2.5 | 2.5 | 4 | BranchMin_2.5BranchMax_4 | 3 | 3 | 8 | HeaderMin_3HeaderMax_8 | 8
241 | 51 | 25953-2P-25HP VLSC | VLSC_25953_2P_25HP | 384.0902 | 384.0902 | 1152.2706 | 3 | 0 | 3 | B | VLS_Inline | 2.5 | 2.5 | 2.5 | 4 | BranchMin_2.5BranchMax_4 | 4 | 3 | 8 | HeaderMin_3HeaderMax_8 | 3 | INVALID
241 | 51 | 25953-2P-25HP VLSC | VLSC_25953_2P_25HP | 384.0902 | 384.0902 | 1152.2706 | 3 | 0 | 3 | B | VLS_Inline | 2.5 | 2.5 | 2.5 | 4 | BranchMin_2.5BranchMax_4 | 4 | 3 | 8 | HeaderMin_3HeaderMax_8 | 4 | INVALID
241 | 51 | 25953-2P-25HP VLSC | VLSC_25953_2P_25HP | 384.0902 | 384.0902 | 1152.2706 | 3 | 0 | 3 | B | VLS_Inline | 2.5 | 2.5 | 2.5 | 4 | BranchMin_2.5BranchMax_4 | 4 | 3 | 8 | HeaderMin_3HeaderMax_8 | 5
241 | 51 | 25953-2P-25HP VLSC | VLSC_25953_2P_25HP | 384.0902 | 384.0902 | 1152.2706 | 3 | 0 | 3 | B | VLS_Inline | 2.5 | 2.5 | 2.5 | 4 | BranchMin_2.5BranchMax_4 | 4 | 3 | 8 | HeaderMin_3HeaderMax_8 | 6
241 | 51 | 25953-2P-25HP VLSC | VLSC_25953_2P_25HP | 384.0902 | 384.0902 | 1152.2706 | 3 | 0 | 3 | B | VLS_Inline | 2.5 | 2.5 | 2.5 | 4 | BranchMin_2.5BranchMax_4 | 4 | 3 | 8 | HeaderMin_3HeaderMax_8 | 8
242 | 52 | 25953-2P-30HP VLSC | VLSC_25953_2P_30HP | 424.5536 | 424.5536 | 1273.6608 | 3 | 0 | 3 | B | VLS_Inline | 2.5 | 2.5 | 2.5 | 5 | BranchMin_2.5BranchMax_5 | 2.5 | 3 | 8 | HeaderMin_3HeaderMax_8 | 3
242 | 52 | 25953-2P-30HP VLSC | VLSC_25953_2P_30HP | 424.5536 | 424.5536 | 1273.6608 | 3 | 0 | 3 | B | VLS_Inline | 2.5 | 2.5 | 2.5 | 5 | BranchMin_2.5BranchMax_5 | 2.5 | 3 | 8 | HeaderMin_3HeaderMax_8 | 4
242 | 52 | 25953-2P-30HP VLSC | VLSC_25953_2P_30HP | 424.5536 | 424.5536 | 1273.6608 | 3 | 0 | 3 | B | VLS_Inline | 2.5 | 2.5 | 2.5 | 5 | BranchMin_2.5BranchMax_5 | 2.5 | 3 | 8 | HeaderMin_3HeaderMax_8 | 5
242 | 52 | 25953-2P-30HP VLSC | VLSC_25953_2P_30HP | 424.5536 | 424.5536 | 1273.6608 | 3 | 0 | 3 | B | VLS_Inline | 2.5 | 2.5 | 2.5 | 5 | BranchMin_2.5BranchMax_5 | 2.5 | 3 | 8 | HeaderMin_3HeaderMax_8 | 6
242 | 52 | 25953-2P-30HP VLSC | VLSC_25953_2P_30HP | 424.5536 | 424.5536 | 1273.6608 | 3 | 0 | 3 | B | VLS_Inline | 2.5 | 2.5 | 2.5 | 5 | BranchMin_2.5BranchMax_5 | 2.5 | 3 | 8 | HeaderMin_3HeaderMax_8 | 8
242 | 52 | 25953-2P-30HP VLSC | VLSC_25953_2P_30HP | 424.5536 | 424.5536 | 1273.6608 | 3 | 0 | 3 | B | VLS_Inline | 2.5 | 2.5 | 2.5 | 5 | BranchMin_2.5BranchMax_5 | 3 | 3 | 8 | HeaderMin_3HeaderMax_8 | 3 | INVALID
242 | 52 | 25953-2P-30HP VLSC | VLSC_25953_2P_30HP | 424.5536 | 424.5536 | 1273.6608 | 3 | 0 | 3 | B | VLS_Inline | 2.5 | 2.5 | 2.5 | 5 | BranchMin_2.5BranchMax_5 | 3 | 3 | 8 | HeaderMin_3HeaderMax_8 | 4
242 | 52 | 25953-2P-30HP VLSC | VLSC_25953_2P_30HP | 424.5536 | 424.5536 | 1273.6608 | 3 | 0 | 3 | B | VLS_Inline | 2.5 | 2.5 | 2.5 | 5 | BranchMin_2.5BranchMax_5 | 3 | 3 | 8 | HeaderMin_3HeaderMax_8 | 5
242 | 52 | 25953-2P-30HP VLSC | VLSC_25953_2P_30HP | 424.5536 | 424.5536 | 1273.6608 | 3 | 0 | 3 | B | VLS_Inline | 2.5 | 2.5 | 2.5 | 5 | BranchMin_2.5BranchMax_5 | 3 | 3 | 8 | HeaderMin_3HeaderMax_8 | 6
242 | 52 | 25953-2P-30HP VLSC | VLSC_25953_2P_30HP | 424.5536 | 424.5536 | 1273.6608 | 3 | 0 | 3 | B | VLS_Inline | 2.5 | 2.5 | 2.5 | 5 | BranchMin_2.5BranchMax_5 | 3 | 3 | 8 | HeaderMin_3HeaderMax_8 | 8
242 | 52 | 25953-2P-30HP VLSC | VLSC_25953_2P_30HP | 424.5536 | 424.5536 | 1273.6608 | 3 | 0 | 3 | B | VLS_Inline | 2.5 | 2.5 | 2.5 | 5 | BranchMin_2.5BranchMax_5 | 4 | 3 | 8 | HeaderMin_3HeaderMax_8 | 3 | INVALID
242 | 52 | 25953-2P-30HP VLSC | VLSC_25953_2P_30HP | 424.5536 | 424.5536 | 1273.6608 | 3 | 0 | 3 | B | VLS_Inline | 2.5 | 2.5 | 2.5 | 5 | BranchMin_2.5BranchMax_5 | 4 | 3 | 8 | HeaderMin_3HeaderMax_8 | 4 | INVALID
242 | 52 | 25953-2P-30HP VLSC | VLSC_25953_2P_30HP | 424.5536 | 424.5536 | 1273.6608 | 3 | 0 | 3 | B | VLS_Inline | 2.5 | 2.5 | 2.5 | 5 | BranchMin_2.5BranchMax_5 | 4 | 3 | 8 | HeaderMin_3HeaderMax_8 | 5
242 | 52 | 25953-2P-30HP VLSC | VLSC_25953_2P_30HP | 424.5536 | 424.5536 | 1273.6608 | 3 | 0 | 3 | B | VLS_Inline | 2.5 | 2.5 | 2.5 | 5 | BranchMin_2.5BranchMax_5 | 4 | 3 | 8 | HeaderMin_3HeaderMax_8 | 6
242 | 52 | 25953-2P-30HP VLSC | VLSC_25953_2P_30HP | 424.5536 | 424.5536 | 1273.6608 | 3 | 0 | 3 | B | VLS_Inline | 2.5 | 2.5 | 2.5 | 5 | BranchMin_2.5BranchMax_5 | 4 | 3 | 8 | HeaderMin_3HeaderMax_8 | 8
242 | 52 | 25953-2P-30HP VLSC | VLSC_25953_2P_30HP | 424.5536 | 424.5536 | 1273.6608 | 3 | 0 | 3 | B | VLS_Inline | 2.5 | 2.5 | 2.5 | 5 | BranchMin_2.5BranchMax_5 | 5 | 3 | 8 | HeaderMin_3HeaderMax_8 | 3 | INVALID
242 | 52 | 25953-2P-30HP VLSC | VLSC_25953_2P_30HP | 424.5536 | 424.5536 | 1273.6608 | 3 | 0 | 3 | B | VLS_Inline | 2.5 | 2.5 | 2.5 | 5 | BranchMin_2.5BranchMax_5 | 5 | 3 | 8 | HeaderMin_3HeaderMax_8 | 4 | INVALID
242 | 52 | 25953-2P-30HP VLSC | VLSC_25953_2P_30HP | 424.5536 | 424.5536 | 1273.6608 | 3 | 0 | 3 | B | VLS_Inline | 2.5 | 2.5 | 2.5 | 5 | BranchMin_2.5BranchMax_5 | 5 | 3 | 8 | HeaderMin_3HeaderMax_8 | 5 | INVALID
242 | 52 | 25953-2P-30HP VLSC | VLSC_25953_2P_30HP | 424.5536 | 424.5536 | 1273.6608 | 3 | 0 | 3 | B | VLS_Inline | 2.5 | 2.5 | 2.5 | 5 | BranchMin_2.5BranchMax_5 | 5 | 3 | 8 | HeaderMin_3HeaderMax_8 | 6
242 | 52 | 25953-2P-30HP VLSC | VLSC_25953_2P_30HP | 424.5536 | 424.5536 | 1273.6608 | 3 | 0 | 3 | B | VLS_Inline | 2.5 | 2.5 | 2.5 | 5 | BranchMin_2.5BranchMax_5 | 5 | 3 | 8 | HeaderMin_3HeaderMax_8 | 8
243 | 53 | 25953-2P-40HP VLSC | VLSC_25953_2P_40HP | 491.3603 | 491.3603 | 1474.0808 | 3 | 0 | 3 | B | VLS_Inline | 2.5 | 2.5 | 2.5 | 5 | BranchMin_2.5BranchMax_5 | 2.5 | 3 | 8 | HeaderMin_3HeaderMax_8 | 3
243 | 53 | 25953-2P-40HP VLSC | VLSC_25953_2P_40HP | 491.3603 | 491.3603 | 1474.0808 | 3 | 0 | 3 | B | VLS_Inline | 2.5 | 2.5 | 2.5 | 5 | BranchMin_2.5BranchMax_5 | 2.5 | 3 | 8 | HeaderMin_3HeaderMax_8 | 4
243 | 53 | 25953-2P-40HP VLSC | VLSC_25953_2P_40HP | 491.3603 | 491.3603 | 1474.0808 | 3 | 0 | 3 | B | VLS_Inline | 2.5 | 2.5 | 2.5 | 5 | BranchMin_2.5BranchMax_5 | 2.5 | 3 | 8 | HeaderMin_3HeaderMax_8 | 5
243 | 53 | 25953-2P-40HP VLSC | VLSC_25953_2P_40HP | 491.3603 | 491.3603 | 1474.0808 | 3 | 0 | 3 | B | VLS_Inline | 2.5 | 2.5 | 2.5 | 5 | BranchMin_2.5BranchMax_5 | 2.5 | 3 | 8 | HeaderMin_3HeaderMax_8 | 6
243 | 53 | 25953-2P-40HP VLSC | VLSC_25953_2P_40HP | 491.3603 | 491.3603 | 1474.0808 | 3 | 0 | 3 | B | VLS_Inline | 2.5 | 2.5 | 2.5 | 5 | BranchMin_2.5BranchMax_5 | 2.5 | 3 | 8 | HeaderMin_3HeaderMax_8 | 8
243 | 53 | 25953-2P-40HP VLSC | VLSC_25953_2P_40HP | 491.3603 | 491.3603 | 1474.0808 | 3 | 0 | 3 | B | VLS_Inline | 2.5 | 2.5 | 2.5 | 5 | BranchMin_2.5BranchMax_5 | 3 | 3 | 8 | HeaderMin_3HeaderMax_8 | 3 | INVALID
243 | 53 | 25953-2P-40HP VLSC | VLSC_25953_2P_40HP | 491.3603 | 491.3603 | 1474.0808 | 3 | 0 | 3 | B | VLS_Inline | 2.5 | 2.5 | 2.5 | 5 | BranchMin_2.5BranchMax_5 | 3 | 3 | 8 | HeaderMin_3HeaderMax_8 | 4
243 | 53 | 25953-2P-40HP VLSC | VLSC_25953_2P_40HP | 491.3603 | 491.3603 | 1474.0808 | 3 | 0 | 3 | B | VLS_Inline | 2.5 | 2.5 | 2.5 | 5 | BranchMin_2.5BranchMax_5 | 3 | 3 | 8 | HeaderMin_3HeaderMax_8 | 5
243 | 53 | 25953-2P-40HP VLSC | VLSC_25953_2P_40HP | 491.3603 | 491.3603 | 1474.0808 | 3 | 0 | 3 | B | VLS_Inline | 2.5 | 2.5 | 2.5 | 5 | BranchMin_2.5BranchMax_5 | 3 | 3 | 8 | HeaderMin_3HeaderMax_8 | 6
243 | 53 | 25953-2P-40HP VLSC | VLSC_25953_2P_40HP | 491.3603 | 491.3603 | 1474.0808 | 3 | 0 | 3 | B | VLS_Inline | 2.5 | 2.5 | 2.5 | 5 | BranchMin_2.5BranchMax_5 | 3 | 3 | 8 | HeaderMin_3HeaderMax_8 | 8
243 | 53 | 25953-2P-40HP VLSC | VLSC_25953_2P_40HP | 491.3603 | 491.3603 | 1474.0808 | 3 | 0 | 3 | B | VLS_Inline | 2.5 | 2.5 | 2.5 | 5 | BranchMin_2.5BranchMax_5 | 4 | 3 | 8 | HeaderMin_3HeaderMax_8 | 3 | INVALID
243 | 53 | 25953-2P-40HP VLSC | VLSC_25953_2P_40HP | 491.3603 | 491.3603 | 1474.0808 | 3 | 0 | 3 | B | VLS_Inline | 2.5 | 2.5 | 2.5 | 5 | BranchMin_2.5BranchMax_5 | 4 | 3 | 8 | HeaderMin_3HeaderMax_8 | 4 | INVALID
243 | 53 | 25953-2P-40HP VLSC | VLSC_25953_2P_40HP | 491.3603 | 491.3603 | 1474.0808 | 3 | 0 | 3 | B | VLS_Inline | 2.5 | 2.5 | 2.5 | 5 | BranchMin_2.5BranchMax_5 | 4 | 3 | 8 | HeaderMin_3HeaderMax_8 | 5
243 | 53 | 25953-2P-40HP VLSC | VLSC_25953_2P_40HP | 491.3603 | 491.3603 | 1474.0808 | 3 | 0 | 3 | B | VLS_Inline | 2.5 | 2.5 | 2.5 | 5 | BranchMin_2.5BranchMax_5 | 4 | 3 | 8 | HeaderMin_3HeaderMax_8 | 6
243 | 53 | 25953-2P-40HP VLSC | VLSC_25953_2P_40HP | 491.3603 | 491.3603 | 1474.0808 | 3 | 0 | 3 | B | VLS_Inline | 2.5 | 2.5 | 2.5 | 5 | BranchMin_2.5BranchMax_5 | 4 | 3 | 8 | HeaderMin_3HeaderMax_8 | 8
243 | 53 | 25953-2P-40HP VLSC | VLSC_25953_2P_40HP | 491.3603 | 491.3603 | 1474.0808 | 3 | 0 | 3 | B | VLS_Inline | 2.5 | 2.5 | 2.5 | 5 | BranchMin_2.5BranchMax_5 | 5 | 3 | 8 | HeaderMin_3HeaderMax_8 | 3 | INVALID
243 | 53 | 25953-2P-40HP VLSC | VLSC_25953_2P_40HP | 491.3603 | 491.3603 | 1474.0808 | 3 | 0 | 3 | B | VLS_Inline | 2.5 | 2.5 | 2.5 | 5 | BranchMin_2.5BranchMax_5 | 5 | 3 | 8 | HeaderMin_3HeaderMax_8 | 4 | INVALID
243 | 53 | 25953-2P-40HP VLSC | VLSC_25953_2P_40HP | 491.3603 | 491.3603 | 1474.0808 | 3 | 0 | 3 | B | VLS_Inline | 2.5 | 2.5 | 2.5 | 5 | BranchMin_2.5BranchMax_5 | 5 | 3 | 8 | HeaderMin_3HeaderMax_8 | 5 | INVALID
243 | 53 | 25953-2P-40HP VLSC | VLSC_25953_2P_40HP | 491.3603 | 491.3603 | 1474.0808 | 3 | 0 | 3 | B | VLS_Inline | 2.5 | 2.5 | 2.5 | 5 | BranchMin_2.5BranchMax_5 | 5 | 3 | 8 | HeaderMin_3HeaderMax_8 | 6
243 | 53 | 25953-2P-40HP VLSC | VLSC_25953_2P_40HP | 491.3603 | 491.3603 | 1474.0808 | 3 | 0 | 3 | B | VLS_Inline | 2.5 | 2.5 | 2.5 | 5 | BranchMin_2.5BranchMax_5 | 5 | 3 | 8 | HeaderMin_3HeaderMax_8 | 8
244 | 54 | 25953-2P-50HP VLSC | VLSC_25953_2P_50HP | 551.7418 | 551.7418 | 1655.2254 | 3 | 0 | 3 | B | VLS_Inline | 2.5 | 2.5 | 2.5 | 5 | BranchMin_2.5BranchMax_5 | 2.5 | 3 | 10 | HeaderMin_3HeaderMax_10 | 3
244 | 54 | 25953-2P-50HP VLSC | VLSC_25953_2P_50HP | 551.7418 | 551.7418 | 1655.2254 | 3 | 0 | 3 | B | VLS_Inline | 2.5 | 2.5 | 2.5 | 5 | BranchMin_2.5BranchMax_5 | 2.5 | 3 | 10 | HeaderMin_3HeaderMax_10 | 4
244 | 54 | 25953-2P-50HP VLSC | VLSC_25953_2P_50HP | 551.7418 | 551.7418 | 1655.2254 | 3 | 0 | 3 | B | VLS_Inline | 2.5 | 2.5 | 2.5 | 5 | BranchMin_2.5BranchMax_5 | 2.5 | 3 | 10 | HeaderMin_3HeaderMax_10 | 5
244 | 54 | 25953-2P-50HP VLSC | VLSC_25953_2P_50HP | 551.7418 | 551.7418 | 1655.2254 | 3 | 0 | 3 | B | VLS_Inline | 2.5 | 2.5 | 2.5 | 5 | BranchMin_2.5BranchMax_5 | 2.5 | 3 | 10 | HeaderMin_3HeaderMax_10 | 6
244 | 54 | 25953-2P-50HP VLSC | VLSC_25953_2P_50HP | 551.7418 | 551.7418 | 1655.2254 | 3 | 0 | 3 | B | VLS_Inline | 2.5 | 2.5 | 2.5 | 5 | BranchMin_2.5BranchMax_5 | 2.5 | 3 | 10 | HeaderMin_3HeaderMax_10 | 8
244 | 54 | 25953-2P-50HP VLSC | VLSC_25953_2P_50HP | 551.7418 | 551.7418 | 1655.2254 | 3 | 0 | 3 | B | VLS_Inline | 2.5 | 2.5 | 2.5 | 5 | BranchMin_2.5BranchMax_5 | 2.5 | 3 | 10 | HeaderMin_3HeaderMax_10 | 10
244 | 54 | 25953-2P-50HP VLSC | VLSC_25953_2P_50HP | 551.7418 | 551.7418 | 1655.2254 | 3 | 0 | 3 | B | VLS_Inline | 2.5 | 2.5 | 2.5 | 5 | BranchMin_2.5BranchMax_5 | 3 | 3 | 10 | HeaderMin_3HeaderMax_10 | 3 | INVALID
244 | 54 | 25953-2P-50HP VLSC | VLSC_25953_2P_50HP | 551.7418 | 551.7418 | 1655.2254 | 3 | 0 | 3 | B | VLS_Inline | 2.5 | 2.5 | 2.5 | 5 | BranchMin_2.5BranchMax_5 | 3 | 3 | 10 | HeaderMin_3HeaderMax_10 | 4
244 | 54 | 25953-2P-50HP VLSC | VLSC_25953_2P_50HP | 551.7418 | 551.7418 | 1655.2254 | 3 | 0 | 3 | B | VLS_Inline | 2.5 | 2.5 | 2.5 | 5 | BranchMin_2.5BranchMax_5 | 3 | 3 | 10 | HeaderMin_3HeaderMax_10 | 5
244 | 54 | 25953-2P-50HP VLSC | VLSC_25953_2P_50HP | 551.7418 | 551.7418 | 1655.2254 | 3 | 0 | 3 | B | VLS_Inline | 2.5 | 2.5 | 2.5 | 5 | BranchMin_2.5BranchMax_5 | 3 | 3 | 10 | HeaderMin_3HeaderMax_10 | 6
244 | 54 | 25953-2P-50HP VLSC | VLSC_25953_2P_50HP | 551.7418 | 551.7418 | 1655.2254 | 3 | 0 | 3 | B | VLS_Inline | 2.5 | 2.5 | 2.5 | 5 | BranchMin_2.5BranchMax_5 | 3 | 3 | 10 | HeaderMin_3HeaderMax_10 | 8
244 | 54 | 25953-2P-50HP VLSC | VLSC_25953_2P_50HP | 551.7418 | 551.7418 | 1655.2254 | 3 | 0 | 3 | B | VLS_Inline | 2.5 | 2.5 | 2.5 | 5 | BranchMin_2.5BranchMax_5 | 3 | 3 | 10 | HeaderMin_3HeaderMax_10 | 10
244 | 54 | 25953-2P-50HP VLSC | VLSC_25953_2P_50HP | 551.7418 | 551.7418 | 1655.2254 | 3 | 0 | 3 | B | VLS_Inline | 2.5 | 2.5 | 2.5 | 5 | BranchMin_2.5BranchMax_5 | 4 | 3 | 10 | HeaderMin_3HeaderMax_10 | 3 | INVALID
244 | 54 | 25953-2P-50HP VLSC | VLSC_25953_2P_50HP | 551.7418 | 551.7418 | 1655.2254 | 3 | 0 | 3 | B | VLS_Inline | 2.5 | 2.5 | 2.5 | 5 | BranchMin_2.5BranchMax_5 | 4 | 3 | 10 | HeaderMin_3HeaderMax_10 | 4 | INVALID
244 | 54 | 25953-2P-50HP VLSC | VLSC_25953_2P_50HP | 551.7418 | 551.7418 | 1655.2254 | 3 | 0 | 3 | B | VLS_Inline | 2.5 | 2.5 | 2.5 | 5 | BranchMin_2.5BranchMax_5 | 4 | 3 | 10 | HeaderMin_3HeaderMax_10 | 5
244 | 54 | 25953-2P-50HP VLSC | VLSC_25953_2P_50HP | 551.7418 | 551.7418 | 1655.2254 | 3 | 0 | 3 | B | VLS_Inline | 2.5 | 2.5 | 2.5 | 5 | BranchMin_2.5BranchMax_5 | 4 | 3 | 10 | HeaderMin_3HeaderMax_10 | 6
244 | 54 | 25953-2P-50HP VLSC | VLSC_25953_2P_50HP | 551.7418 | 551.7418 | 1655.2254 | 3 | 0 | 3 | B | VLS_Inline | 2.5 | 2.5 | 2.5 | 5 | BranchMin_2.5BranchMax_5 | 4 | 3 | 10 | HeaderMin_3HeaderMax_10 | 8
244 | 54 | 25953-2P-50HP VLSC | VLSC_25953_2P_50HP | 551.7418 | 551.7418 | 1655.2254 | 3 | 0 | 3 | B | VLS_Inline | 2.5 | 2.5 | 2.5 | 5 | BranchMin_2.5BranchMax_5 | 4 | 3 | 10 | HeaderMin_3HeaderMax_10 | 10
244 | 54 | 25953-2P-50HP VLSC | VLSC_25953_2P_50HP | 551.7418 | 551.7418 | 1655.2254 | 3 | 0 | 3 | B | VLS_Inline | 2.5 | 2.5 | 2.5 | 5 | BranchMin_2.5BranchMax_5 | 5 | 3 | 10 | HeaderMin_3HeaderMax_10 | 3 | INVALID
244 | 54 | 25953-2P-50HP VLSC | VLSC_25953_2P_50HP | 551.7418 | 551.7418 | 1655.2254 | 3 | 0 | 3 | B | VLS_Inline | 2.5 | 2.5 | 2.5 | 5 | BranchMin_2.5BranchMax_5 | 5 | 3 | 10 | HeaderMin_3HeaderMax_10 | 4 | INVALID
244 | 54 | 25953-2P-50HP VLSC | VLSC_25953_2P_50HP | 551.7418 | 551.7418 | 1655.2254 | 3 | 0 | 3 | B | VLS_Inline | 2.5 | 2.5 | 2.5 | 5 | BranchMin_2.5BranchMax_5 | 5 | 3 | 10 | HeaderMin_3HeaderMax_10 | 5 | INVALID
244 | 54 | 25953-2P-50HP VLSC | VLSC_25953_2P_50HP | 551.7418 | 551.7418 | 1655.2254 | 3 | 0 | 3 | B | VLS_Inline | 2.5 | 2.5 | 2.5 | 5 | BranchMin_2.5BranchMax_5 | 5 | 3 | 10 | HeaderMin_3HeaderMax_10 | 6
244 | 54 | 25953-2P-50HP VLSC | VLSC_25953_2P_50HP | 551.7418 | 551.7418 | 1655.2254 | 3 | 0 | 3 | B | VLS_Inline | 2.5 | 2.5 | 2.5 | 5 | BranchMin_2.5BranchMax_5 | 5 | 3 | 10 | HeaderMin_3HeaderMax_10 | 8
244 | 54 | 25953-2P-50HP VLSC | VLSC_25953_2P_50HP | 551.7418 | 551.7418 | 1655.2254 | 3 | 0 | 3 | B | VLS_Inline | 2.5 | 2.5 | 2.5 | 5 | BranchMin_2.5BranchMax_5 | 5 | 3 | 10 | HeaderMin_3HeaderMax_10 | 10
245 | 55 | 25953-2P-60HP VLSC | VLSC_25953_2P_60HP | 573.0512 | 573.0512 | 1719.1537 | 3 | 0 | 3 | B | VLS_Inline | 2.5 | 2.5 | 2.5 | 5 | BranchMin_2.5BranchMax_5 | 2.5 | 3 | 10 | HeaderMin_3HeaderMax_10 | 3
245 | 55 | 25953-2P-60HP VLSC | VLSC_25953_2P_60HP | 573.0512 | 573.0512 | 1719.1537 | 3 | 0 | 3 | B | VLS_Inline | 2.5 | 2.5 | 2.5 | 5 | BranchMin_2.5BranchMax_5 | 2.5 | 3 | 10 | HeaderMin_3HeaderMax_10 | 4
245 | 55 | 25953-2P-60HP VLSC | VLSC_25953_2P_60HP | 573.0512 | 573.0512 | 1719.1537 | 3 | 0 | 3 | B | VLS_Inline | 2.5 | 2.5 | 2.5 | 5 | BranchMin_2.5BranchMax_5 | 2.5 | 3 | 10 | HeaderMin_3HeaderMax_10 | 5
245 | 55 | 25953-2P-60HP VLSC | VLSC_25953_2P_60HP | 573.0512 | 573.0512 | 1719.1537 | 3 | 0 | 3 | B | VLS_Inline | 2.5 | 2.5 | 2.5 | 5 | BranchMin_2.5BranchMax_5 | 2.5 | 3 | 10 | HeaderMin_3HeaderMax_10 | 6
245 | 55 | 25953-2P-60HP VLSC | VLSC_25953_2P_60HP | 573.0512 | 573.0512 | 1719.1537 | 3 | 0 | 3 | B | VLS_Inline | 2.5 | 2.5 | 2.5 | 5 | BranchMin_2.5BranchMax_5 | 2.5 | 3 | 10 | HeaderMin_3HeaderMax_10 | 8
245 | 55 | 25953-2P-60HP VLSC | VLSC_25953_2P_60HP | 573.0512 | 573.0512 | 1719.1537 | 3 | 0 | 3 | B | VLS_Inline | 2.5 | 2.5 | 2.5 | 5 | BranchMin_2.5BranchMax_5 | 2.5 | 3 | 10 | HeaderMin_3HeaderMax_10 | 10
245 | 55 | 25953-2P-60HP VLSC | VLSC_25953_2P_60HP | 573.0512 | 573.0512 | 1719.1537 | 3 | 0 | 3 | B | VLS_Inline | 2.5 | 2.5 | 2.5 | 5 | BranchMin_2.5BranchMax_5 | 3 | 3 | 10 | HeaderMin_3HeaderMax_10 | 3 | INVALID
245 | 55 | 25953-2P-60HP VLSC | VLSC_25953_2P_60HP | 573.0512 | 573.0512 | 1719.1537 | 3 | 0 | 3 | B | VLS_Inline | 2.5 | 2.5 | 2.5 | 5 | BranchMin_2.5BranchMax_5 | 3 | 3 | 10 | HeaderMin_3HeaderMax_10 | 4
245 | 55 | 25953-2P-60HP VLSC | VLSC_25953_2P_60HP | 573.0512 | 573.0512 | 1719.1537 | 3 | 0 | 3 | B | VLS_Inline | 2.5 | 2.5 | 2.5 | 5 | BranchMin_2.5BranchMax_5 | 3 | 3 | 10 | HeaderMin_3HeaderMax_10 | 5
245 | 55 | 25953-2P-60HP VLSC | VLSC_25953_2P_60HP | 573.0512 | 573.0512 | 1719.1537 | 3 | 0 | 3 | B | VLS_Inline | 2.5 | 2.5 | 2.5 | 5 | BranchMin_2.5BranchMax_5 | 3 | 3 | 10 | HeaderMin_3HeaderMax_10 | 6
245 | 55 | 25953-2P-60HP VLSC | VLSC_25953_2P_60HP | 573.0512 | 573.0512 | 1719.1537 | 3 | 0 | 3 | B | VLS_Inline | 2.5 | 2.5 | 2.5 | 5 | BranchMin_2.5BranchMax_5 | 3 | 3 | 10 | HeaderMin_3HeaderMax_10 | 8
245 | 55 | 25953-2P-60HP VLSC | VLSC_25953_2P_60HP | 573.0512 | 573.0512 | 1719.1537 | 3 | 0 | 3 | B | VLS_Inline | 2.5 | 2.5 | 2.5 | 5 | BranchMin_2.5BranchMax_5 | 3 | 3 | 10 | HeaderMin_3HeaderMax_10 | 10
245 | 55 | 25953-2P-60HP VLSC | VLSC_25953_2P_60HP | 573.0512 | 573.0512 | 1719.1537 | 3 | 0 | 3 | B | VLS_Inline | 2.5 | 2.5 | 2.5 | 5 | BranchMin_2.5BranchMax_5 | 4 | 3 | 10 | HeaderMin_3HeaderMax_10 | 3 | INVALID
245 | 55 | 25953-2P-60HP VLSC | VLSC_25953_2P_60HP | 573.0512 | 573.0512 | 1719.1537 | 3 | 0 | 3 | B | VLS_Inline | 2.5 | 2.5 | 2.5 | 5 | BranchMin_2.5BranchMax_5 | 4 | 3 | 10 | HeaderMin_3HeaderMax_10 | 4 | INVALID
245 | 55 | 25953-2P-60HP VLSC | VLSC_25953_2P_60HP | 573.0512 | 573.0512 | 1719.1537 | 3 | 0 | 3 | B | VLS_Inline | 2.5 | 2.5 | 2.5 | 5 | BranchMin_2.5BranchMax_5 | 4 | 3 | 10 | HeaderMin_3HeaderMax_10 | 5
245 | 55 | 25953-2P-60HP VLSC | VLSC_25953_2P_60HP | 573.0512 | 573.0512 | 1719.1537 | 3 | 0 | 3 | B | VLS_Inline | 2.5 | 2.5 | 2.5 | 5 | BranchMin_2.5BranchMax_5 | 4 | 3 | 10 | HeaderMin_3HeaderMax_10 | 6
245 | 55 | 25953-2P-60HP VLSC | VLSC_25953_2P_60HP | 573.0512 | 573.0512 | 1719.1537 | 3 | 0 | 3 | B | VLS_Inline | 2.5 | 2.5 | 2.5 | 5 | BranchMin_2.5BranchMax_5 | 4 | 3 | 10 | HeaderMin_3HeaderMax_10 | 8
245 | 55 | 25953-2P-60HP VLSC | VLSC_25953_2P_60HP | 573.0512 | 573.0512 | 1719.1537 | 3 | 0 | 3 | B | VLS_Inline | 2.5 | 2.5 | 2.5 | 5 | BranchMin_2.5BranchMax_5 | 4 | 3 | 10 | HeaderMin_3HeaderMax_10 | 10
245 | 55 | 25953-2P-60HP VLSC | VLSC_25953_2P_60HP | 573.0512 | 573.0512 | 1719.1537 | 3 | 0 | 3 | B | VLS_Inline | 2.5 | 2.5 | 2.5 | 5 | BranchMin_2.5BranchMax_5 | 5 | 3 | 10 | HeaderMin_3HeaderMax_10 | 3 | INVALID
245 | 55 | 25953-2P-60HP VLSC | VLSC_25953_2P_60HP | 573.0512 | 573.0512 | 1719.1537 | 3 | 0 | 3 | B | VLS_Inline | 2.5 | 2.5 | 2.5 | 5 | BranchMin_2.5BranchMax_5 | 5 | 3 | 10 | HeaderMin_3HeaderMax_10 | 4 | INVALID
245 | 55 | 25953-2P-60HP VLSC | VLSC_25953_2P_60HP | 573.0512 | 573.0512 | 1719.1537 | 3 | 0 | 3 | B | VLS_Inline | 2.5 | 2.5 | 2.5 | 5 | BranchMin_2.5BranchMax_5 | 5 | 3 | 10 | HeaderMin_3HeaderMax_10 | 5 | INVALID
245 | 55 | 25953-2P-60HP VLSC | VLSC_25953_2P_60HP | 573.0512 | 573.0512 | 1719.1537 | 3 | 0 | 3 | B | VLS_Inline | 2.5 | 2.5 | 2.5 | 5 | BranchMin_2.5BranchMax_5 | 5 | 3 | 10 | HeaderMin_3HeaderMax_10 | 6
245 | 55 | 25953-2P-60HP VLSC | VLSC_25953_2P_60HP | 573.0512 | 573.0512 | 1719.1537 | 3 | 0 | 3 | B | VLS_Inline | 2.5 | 2.5 | 2.5 | 5 | BranchMin_2.5BranchMax_5 | 5 | 3 | 10 | HeaderMin_3HeaderMax_10 | 8
245 | 55 | 25953-2P-60HP VLSC | VLSC_25953_2P_60HP | 573.0512 | 573.0512 | 1719.1537 | 3 | 0 | 3 | B | VLS_Inline | 2.5 | 2.5 | 2.5 | 5 | BranchMin_2.5BranchMax_5 | 5 | 3 | 10 | HeaderMin_3HeaderMax_10 | 10
246 | 56 | 25953-4P-3HP VLSC | VLSC_25953_4P_3HP | 179.981 | 179.981 | 539.9431 | 3 | 0 | 3 | B | VLS_Inline | 2.5 | 2.5 | 2.5 | 3 | BranchMin_2.5BranchMax_3 | 2.5 | 3 | 5 | HeaderMin_3HeaderMax_5 | 3
246 | 56 | 25953-4P-3HP VLSC | VLSC_25953_4P_3HP | 179.981 | 179.981 | 539.9431 | 3 | 0 | 3 | B | VLS_Inline | 2.5 | 2.5 | 2.5 | 3 | BranchMin_2.5BranchMax_3 | 2.5 | 3 | 5 | HeaderMin_3HeaderMax_5 | 4
246 | 56 | 25953-4P-3HP VLSC | VLSC_25953_4P_3HP | 179.981 | 179.981 | 539.9431 | 3 | 0 | 3 | B | VLS_Inline | 2.5 | 2.5 | 2.5 | 3 | BranchMin_2.5BranchMax_3 | 2.5 | 3 | 5 | HeaderMin_3HeaderMax_5 | 5
246 | 56 | 25953-4P-3HP VLSC | VLSC_25953_4P_3HP | 179.981 | 179.981 | 539.9431 | 3 | 0 | 3 | B | VLS_Inline | 2.5 | 2.5 | 2.5 | 3 | BranchMin_2.5BranchMax_3 | 3 | 3 | 5 | HeaderMin_3HeaderMax_5 | 3 | INVALID
246 | 56 | 25953-4P-3HP VLSC | VLSC_25953_4P_3HP | 179.981 | 179.981 | 539.9431 | 3 | 0 | 3 | B | VLS_Inline | 2.5 | 2.5 | 2.5 | 3 | BranchMin_2.5BranchMax_3 | 3 | 3 | 5 | HeaderMin_3HeaderMax_5 | 4
246 | 56 | 25953-4P-3HP VLSC | VLSC_25953_4P_3HP | 179.981 | 179.981 | 539.9431 | 3 | 0 | 3 | B | VLS_Inline | 2.5 | 2.5 | 2.5 | 3 | BranchMin_2.5BranchMax_3 | 3 | 3 | 5 | HeaderMin_3HeaderMax_5 | 5
247 | 57 | 25953-4P-5HP VLSC | VLSC_25953_4P_5HP | 237.9031 | 237.9031 | 713.7094 | 3 | 0 | 3 | B | VLS_Inline | 2.5 | 2.5 | 2.5 | 4 | BranchMin_2.5BranchMax_4 | 2.5 | 3 | 6 | HeaderMin_3HeaderMax_6 | 3
247 | 57 | 25953-4P-5HP VLSC | VLSC_25953_4P_5HP | 237.9031 | 237.9031 | 713.7094 | 3 | 0 | 3 | B | VLS_Inline | 2.5 | 2.5 | 2.5 | 4 | BranchMin_2.5BranchMax_4 | 2.5 | 3 | 6 | HeaderMin_3HeaderMax_6 | 4
247 | 57 | 25953-4P-5HP VLSC | VLSC_25953_4P_5HP | 237.9031 | 237.9031 | 713.7094 | 3 | 0 | 3 | B | VLS_Inline | 2.5 | 2.5 | 2.5 | 4 | BranchMin_2.5BranchMax_4 | 2.5 | 3 | 6 | HeaderMin_3HeaderMax_6 | 5
247 | 57 | 25953-4P-5HP VLSC | VLSC_25953_4P_5HP | 237.9031 | 237.9031 | 713.7094 | 3 | 0 | 3 | B | VLS_Inline | 2.5 | 2.5 | 2.5 | 4 | BranchMin_2.5BranchMax_4 | 2.5 | 3 | 6 | HeaderMin_3HeaderMax_6 | 6
247 | 57 | 25953-4P-5HP VLSC | VLSC_25953_4P_5HP | 237.9031 | 237.9031 | 713.7094 | 3 | 0 | 3 | B | VLS_Inline | 2.5 | 2.5 | 2.5 | 4 | BranchMin_2.5BranchMax_4 | 3 | 3 | 6 | HeaderMin_3HeaderMax_6 | 3 | INVALID
247 | 57 | 25953-4P-5HP VLSC | VLSC_25953_4P_5HP | 237.9031 | 237.9031 | 713.7094 | 3 | 0 | 3 | B | VLS_Inline | 2.5 | 2.5 | 2.5 | 4 | BranchMin_2.5BranchMax_4 | 3 | 3 | 6 | HeaderMin_3HeaderMax_6 | 4
247 | 57 | 25953-4P-5HP VLSC | VLSC_25953_4P_5HP | 237.9031 | 237.9031 | 713.7094 | 3 | 0 | 3 | B | VLS_Inline | 2.5 | 2.5 | 2.5 | 4 | BranchMin_2.5BranchMax_4 | 3 | 3 | 6 | HeaderMin_3HeaderMax_6 | 5
247 | 57 | 25953-4P-5HP VLSC | VLSC_25953_4P_5HP | 237.9031 | 237.9031 | 713.7094 | 3 | 0 | 3 | B | VLS_Inline | 2.5 | 2.5 | 2.5 | 4 | BranchMin_2.5BranchMax_4 | 3 | 3 | 6 | HeaderMin_3HeaderMax_6 | 6
247 | 57 | 25953-4P-5HP VLSC | VLSC_25953_4P_5HP | 237.9031 | 237.9031 | 713.7094 | 3 | 0 | 3 | B | VLS_Inline | 2.5 | 2.5 | 2.5 | 4 | BranchMin_2.5BranchMax_4 | 4 | 3 | 6 | HeaderMin_3HeaderMax_6 | 3 | INVALID
247 | 57 | 25953-4P-5HP VLSC | VLSC_25953_4P_5HP | 237.9031 | 237.9031 | 713.7094 | 3 | 0 | 3 | B | VLS_Inline | 2.5 | 2.5 | 2.5 | 4 | BranchMin_2.5BranchMax_4 | 4 | 3 | 6 | HeaderMin_3HeaderMax_6 | 4 | INVALID
247 | 57 | 25953-4P-5HP VLSC | VLSC_25953_4P_5HP | 237.9031 | 237.9031 | 713.7094 | 3 | 0 | 3 | B | VLS_Inline | 2.5 | 2.5 | 2.5 | 4 | BranchMin_2.5BranchMax_4 | 4 | 3 | 6 | HeaderMin_3HeaderMax_6 | 5
247 | 57 | 25953-4P-5HP VLSC | VLSC_25953_4P_5HP | 237.9031 | 237.9031 | 713.7094 | 3 | 0 | 3 | B | VLS_Inline | 2.5 | 2.5 | 2.5 | 4 | BranchMin_2.5BranchMax_4 | 4 | 3 | 6 | HeaderMin_3HeaderMax_6 | 6
248 | 58 | 25953-4P-7.5HP VLSC | VLSC_25953_4P_7.5HP | 284.3868 | 284.3868 | 853.1603 | 3 | 0 | 3 | B | VLS_Inline | 2.5 | 2.5 | 2.5 | 4 | BranchMin_2.5BranchMax_4 | 2.5 | 3 | 6 | HeaderMin_3HeaderMax_6 | 3
248 | 58 | 25953-4P-7.5HP VLSC | VLSC_25953_4P_7.5HP | 284.3868 | 284.3868 | 853.1603 | 3 | 0 | 3 | B | VLS_Inline | 2.5 | 2.5 | 2.5 | 4 | BranchMin_2.5BranchMax_4 | 2.5 | 3 | 6 | HeaderMin_3HeaderMax_6 | 4
248 | 58 | 25953-4P-7.5HP VLSC | VLSC_25953_4P_7.5HP | 284.3868 | 284.3868 | 853.1603 | 3 | 0 | 3 | B | VLS_Inline | 2.5 | 2.5 | 2.5 | 4 | BranchMin_2.5BranchMax_4 | 2.5 | 3 | 6 | HeaderMin_3HeaderMax_6 | 5
248 | 58 | 25953-4P-7.5HP VLSC | VLSC_25953_4P_7.5HP | 284.3868 | 284.3868 | 853.1603 | 3 | 0 | 3 | B | VLS_Inline | 2.5 | 2.5 | 2.5 | 4 | BranchMin_2.5BranchMax_4 | 2.5 | 3 | 6 | HeaderMin_3HeaderMax_6 | 6
248 | 58 | 25953-4P-7.5HP VLSC | VLSC_25953_4P_7.5HP | 284.3868 | 284.3868 | 853.1603 | 3 | 0 | 3 | B | VLS_Inline | 2.5 | 2.5 | 2.5 | 4 | BranchMin_2.5BranchMax_4 | 3 | 3 | 6 | HeaderMin_3HeaderMax_6 | 3 | INVALID
248 | 58 | 25953-4P-7.5HP VLSC | VLSC_25953_4P_7.5HP | 284.3868 | 284.3868 | 853.1603 | 3 | 0 | 3 | B | VLS_Inline | 2.5 | 2.5 | 2.5 | 4 | BranchMin_2.5BranchMax_4 | 3 | 3 | 6 | HeaderMin_3HeaderMax_6 | 4
248 | 58 | 25953-4P-7.5HP VLSC | VLSC_25953_4P_7.5HP | 284.3868 | 284.3868 | 853.1603 | 3 | 0 | 3 | B | VLS_Inline | 2.5 | 2.5 | 2.5 | 4 | BranchMin_2.5BranchMax_4 | 3 | 3 | 6 | HeaderMin_3HeaderMax_6 | 5
248 | 58 | 25953-4P-7.5HP VLSC | VLSC_25953_4P_7.5HP | 284.3868 | 284.3868 | 853.1603 | 3 | 0 | 3 | B | VLS_Inline | 2.5 | 2.5 | 2.5 | 4 | BranchMin_2.5BranchMax_4 | 3 | 3 | 6 | HeaderMin_3HeaderMax_6 | 6
248 | 58 | 25953-4P-7.5HP VLSC | VLSC_25953_4P_7.5HP | 284.3868 | 284.3868 | 853.1603 | 3 | 0 | 3 | B | VLS_Inline | 2.5 | 2.5 | 2.5 | 4 | BranchMin_2.5BranchMax_4 | 4 | 3 | 6 | HeaderMin_3HeaderMax_6 | 3 | INVALID
248 | 58 | 25953-4P-7.5HP VLSC | VLSC_25953_4P_7.5HP | 284.3868 | 284.3868 | 853.1603 | 3 | 0 | 3 | B | VLS_Inline | 2.5 | 2.5 | 2.5 | 4 | BranchMin_2.5BranchMax_4 | 4 | 3 | 6 | HeaderMin_3HeaderMax_6 | 4 | INVALID
248 | 58 | 25953-4P-7.5HP VLSC | VLSC_25953_4P_7.5HP | 284.3868 | 284.3868 | 853.1603 | 3 | 0 | 3 | B | VLS_Inline | 2.5 | 2.5 | 2.5 | 4 | BranchMin_2.5BranchMax_4 | 4 | 3 | 6 | HeaderMin_3HeaderMax_6 | 5
248 | 58 | 25953-4P-7.5HP VLSC | VLSC_25953_4P_7.5HP | 284.3868 | 284.3868 | 853.1603 | 3 | 0 | 3 | B | VLS_Inline | 2.5 | 2.5 | 2.5 | 4 | BranchMin_2.5BranchMax_4 | 4 | 3 | 6 | HeaderMin_3HeaderMax_6 | 6
249 | 59 | 25121-4P-7.5HP VLSC | VLSC_25121_4P_7.5HP | 260.585 | 260.585 | 781.755 | 3 | 0 | 3 | B | VLS_Inline | 2.5 | 2.5 | 2.5 | 4 | BranchMin_2.5BranchMax_4 | 2.5 | 3 | 6 | HeaderMin_3HeaderMax_6 | 3
249 | 59 | 25121-4P-7.5HP VLSC | VLSC_25121_4P_7.5HP | 260.585 | 260.585 | 781.755 | 3 | 0 | 3 | B | VLS_Inline | 2.5 | 2.5 | 2.5 | 4 | BranchMin_2.5BranchMax_4 | 2.5 | 3 | 6 | HeaderMin_3HeaderMax_6 | 4
249 | 59 | 25121-4P-7.5HP VLSC | VLSC_25121_4P_7.5HP | 260.585 | 260.585 | 781.755 | 3 | 0 | 3 | B | VLS_Inline | 2.5 | 2.5 | 2.5 | 4 | BranchMin_2.5BranchMax_4 | 2.5 | 3 | 6 | HeaderMin_3HeaderMax_6 | 5
249 | 59 | 25121-4P-7.5HP VLSC | VLSC_25121_4P_7.5HP | 260.585 | 260.585 | 781.755 | 3 | 0 | 3 | B | VLS_Inline | 2.5 | 2.5 | 2.5 | 4 | BranchMin_2.5BranchMax_4 | 2.5 | 3 | 6 | HeaderMin_3HeaderMax_6 | 6
249 | 59 | 25121-4P-7.5HP VLSC | VLSC_25121_4P_7.5HP | 260.585 | 260.585 | 781.755 | 3 | 0 | 3 | B | VLS_Inline | 2.5 | 2.5 | 2.5 | 4 | BranchMin_2.5BranchMax_4 | 3 | 3 | 6 | HeaderMin_3HeaderMax_6 | 3 | INVALID
249 | 59 | 25121-4P-7.5HP VLSC | VLSC_25121_4P_7.5HP | 260.585 | 260.585 | 781.755 | 3 | 0 | 3 | B | VLS_Inline | 2.5 | 2.5 | 2.5 | 4 | BranchMin_2.5BranchMax_4 | 3 | 3 | 6 | HeaderMin_3HeaderMax_6 | 4
249 | 59 | 25121-4P-7.5HP VLSC | VLSC_25121_4P_7.5HP | 260.585 | 260.585 | 781.755 | 3 | 0 | 3 | B | VLS_Inline | 2.5 | 2.5 | 2.5 | 4 | BranchMin_2.5BranchMax_4 | 3 | 3 | 6 | HeaderMin_3HeaderMax_6 | 5
249 | 59 | 25121-4P-7.5HP VLSC | VLSC_25121_4P_7.5HP | 260.585 | 260.585 | 781.755 | 3 | 0 | 3 | B | VLS_Inline | 2.5 | 2.5 | 2.5 | 4 | BranchMin_2.5BranchMax_4 | 3 | 3 | 6 | HeaderMin_3HeaderMax_6 | 6
249 | 59 | 25121-4P-7.5HP VLSC | VLSC_25121_4P_7.5HP | 260.585 | 260.585 | 781.755 | 3 | 0 | 3 | B | VLS_Inline | 2.5 | 2.5 | 2.5 | 4 | BranchMin_2.5BranchMax_4 | 4 | 3 | 6 | HeaderMin_3HeaderMax_6 | 3 | INVALID
249 | 59 | 25121-4P-7.5HP VLSC | VLSC_25121_4P_7.5HP | 260.585 | 260.585 | 781.755 | 3 | 0 | 3 | B | VLS_Inline | 2.5 | 2.5 | 2.5 | 4 | BranchMin_2.5BranchMax_4 | 4 | 3 | 6 | HeaderMin_3HeaderMax_6 | 4 | INVALID
249 | 59 | 25121-4P-7.5HP VLSC | VLSC_25121_4P_7.5HP | 260.585 | 260.585 | 781.755 | 3 | 0 | 3 | B | VLS_Inline | 2.5 | 2.5 | 2.5 | 4 | BranchMin_2.5BranchMax_4 | 4 | 3 | 6 | HeaderMin_3HeaderMax_6 | 5
249 | 59 | 25121-4P-7.5HP VLSC | VLSC_25121_4P_7.5HP | 260.585 | 260.585 | 781.755 | 3 | 0 | 3 | B | VLS_Inline | 2.5 | 2.5 | 2.5 | 4 | BranchMin_2.5BranchMax_4 | 4 | 3 | 6 | HeaderMin_3HeaderMax_6 | 6
250 | 60 | 25121-4P-10HP VLSC | VLSC_25121_4P_10HP | 273.2839 | 273.2839 | 819.8518 | 3 | 0 | 3 | B | VLS_Inline | 2.5 | 2.5 | 2.5 | 4 | BranchMin_2.5BranchMax_4 | 2.5 | 3 | 6 | HeaderMin_3HeaderMax_6 | 3
250 | 60 | 25121-4P-10HP VLSC | VLSC_25121_4P_10HP | 273.2839 | 273.2839 | 819.8518 | 3 | 0 | 3 | B | VLS_Inline | 2.5 | 2.5 | 2.5 | 4 | BranchMin_2.5BranchMax_4 | 2.5 | 3 | 6 | HeaderMin_3HeaderMax_6 | 4
250 | 60 | 25121-4P-10HP VLSC | VLSC_25121_4P_10HP | 273.2839 | 273.2839 | 819.8518 | 3 | 0 | 3 | B | VLS_Inline | 2.5 | 2.5 | 2.5 | 4 | BranchMin_2.5BranchMax_4 | 2.5 | 3 | 6 | HeaderMin_3HeaderMax_6 | 5
250 | 60 | 25121-4P-10HP VLSC | VLSC_25121_4P_10HP | 273.2839 | 273.2839 | 819.8518 | 3 | 0 | 3 | B | VLS_Inline | 2.5 | 2.5 | 2.5 | 4 | BranchMin_2.5BranchMax_4 | 2.5 | 3 | 6 | HeaderMin_3HeaderMax_6 | 6
250 | 60 | 25121-4P-10HP VLSC | VLSC_25121_4P_10HP | 273.2839 | 273.2839 | 819.8518 | 3 | 0 | 3 | B | VLS_Inline | 2.5 | 2.5 | 2.5 | 4 | BranchMin_2.5BranchMax_4 | 3 | 3 | 6 | HeaderMin_3HeaderMax_6 | 3 | INVALID
250 | 60 | 25121-4P-10HP VLSC | VLSC_25121_4P_10HP | 273.2839 | 273.2839 | 819.8518 | 3 | 0 | 3 | B | VLS_Inline | 2.5 | 2.5 | 2.5 | 4 | BranchMin_2.5BranchMax_4 | 3 | 3 | 6 | HeaderMin_3HeaderMax_6 | 4
250 | 60 | 25121-4P-10HP VLSC | VLSC_25121_4P_10HP | 273.2839 | 273.2839 | 819.8518 | 3 | 0 | 3 | B | VLS_Inline | 2.5 | 2.5 | 2.5 | 4 | BranchMin_2.5BranchMax_4 | 3 | 3 | 6 | HeaderMin_3HeaderMax_6 | 5
250 | 60 | 25121-4P-10HP VLSC | VLSC_25121_4P_10HP | 273.2839 | 273.2839 | 819.8518 | 3 | 0 | 3 | B | VLS_Inline | 2.5 | 2.5 | 2.5 | 4 | BranchMin_2.5BranchMax_4 | 3 | 3 | 6 | HeaderMin_3HeaderMax_6 | 6
250 | 60 | 25121-4P-10HP VLSC | VLSC_25121_4P_10HP | 273.2839 | 273.2839 | 819.8518 | 3 | 0 | 3 | B | VLS_Inline | 2.5 | 2.5 | 2.5 | 4 | BranchMin_2.5BranchMax_4 | 4 | 3 | 6 | HeaderMin_3HeaderMax_6 | 3 | INVALID
250 | 60 | 25121-4P-10HP VLSC | VLSC_25121_4P_10HP | 273.2839 | 273.2839 | 819.8518 | 3 | 0 | 3 | B | VLS_Inline | 2.5 | 2.5 | 2.5 | 4 | BranchMin_2.5BranchMax_4 | 4 | 3 | 6 | HeaderMin_3HeaderMax_6 | 4 | INVALID
250 | 60 | 25121-4P-10HP VLSC | VLSC_25121_4P_10HP | 273.2839 | 273.2839 | 819.8518 | 3 | 0 | 3 | B | VLS_Inline | 2.5 | 2.5 | 2.5 | 4 | BranchMin_2.5BranchMax_4 | 4 | 3 | 6 | HeaderMin_3HeaderMax_6 | 5
250 | 60 | 25121-4P-10HP VLSC | VLSC_25121_4P_10HP | 273.2839 | 273.2839 | 819.8518 | 3 | 0 | 3 | B | VLS_Inline | 2.5 | 2.5 | 2.5 | 4 | BranchMin_2.5BranchMax_4 | 4 | 3 | 6 | HeaderMin_3HeaderMax_6 | 6
251 | 61 | 25121-4P-15HP VLSC | VLSC_25121_4P_15HP | 330.9972 | 330.9972 | 992.9917 | 3 | 0 | 3 | B | VLS_Inline | 2.5 | 2.5 | 2.5 | 4 | BranchMin_2.5BranchMax_4 | 2.5 | 3 | 8 | HeaderMin_3HeaderMax_8 | 3
251 | 61 | 25121-4P-15HP VLSC | VLSC_25121_4P_15HP | 330.9972 | 330.9972 | 992.9917 | 3 | 0 | 3 | B | VLS_Inline | 2.5 | 2.5 | 2.5 | 4 | BranchMin_2.5BranchMax_4 | 2.5 | 3 | 8 | HeaderMin_3HeaderMax_8 | 4
251 | 61 | 25121-4P-15HP VLSC | VLSC_25121_4P_15HP | 330.9972 | 330.9972 | 992.9917 | 3 | 0 | 3 | B | VLS_Inline | 2.5 | 2.5 | 2.5 | 4 | BranchMin_2.5BranchMax_4 | 2.5 | 3 | 8 | HeaderMin_3HeaderMax_8 | 5
251 | 61 | 25121-4P-15HP VLSC | VLSC_25121_4P_15HP | 330.9972 | 330.9972 | 992.9917 | 3 | 0 | 3 | B | VLS_Inline | 2.5 | 2.5 | 2.5 | 4 | BranchMin_2.5BranchMax_4 | 2.5 | 3 | 8 | HeaderMin_3HeaderMax_8 | 6
251 | 61 | 25121-4P-15HP VLSC | VLSC_25121_4P_15HP | 330.9972 | 330.9972 | 992.9917 | 3 | 0 | 3 | B | VLS_Inline | 2.5 | 2.5 | 2.5 | 4 | BranchMin_2.5BranchMax_4 | 2.5 | 3 | 8 | HeaderMin_3HeaderMax_8 | 8
251 | 61 | 25121-4P-15HP VLSC | VLSC_25121_4P_15HP | 330.9972 | 330.9972 | 992.9917 | 3 | 0 | 3 | B | VLS_Inline | 2.5 | 2.5 | 2.5 | 4 | BranchMin_2.5BranchMax_4 | 3 | 3 | 8 | HeaderMin_3HeaderMax_8 | 3 | INVALID
251 | 61 | 25121-4P-15HP VLSC | VLSC_25121_4P_15HP | 330.9972 | 330.9972 | 992.9917 | 3 | 0 | 3 | B | VLS_Inline | 2.5 | 2.5 | 2.5 | 4 | BranchMin_2.5BranchMax_4 | 3 | 3 | 8 | HeaderMin_3HeaderMax_8 | 4
251 | 61 | 25121-4P-15HP VLSC | VLSC_25121_4P_15HP | 330.9972 | 330.9972 | 992.9917 | 3 | 0 | 3 | B | VLS_Inline | 2.5 | 2.5 | 2.5 | 4 | BranchMin_2.5BranchMax_4 | 3 | 3 | 8 | HeaderMin_3HeaderMax_8 | 5
251 | 61 | 25121-4P-15HP VLSC | VLSC_25121_4P_15HP | 330.9972 | 330.9972 | 992.9917 | 3 | 0 | 3 | B | VLS_Inline | 2.5 | 2.5 | 2.5 | 4 | BranchMin_2.5BranchMax_4 | 3 | 3 | 8 | HeaderMin_3HeaderMax_8 | 6
251 | 61 | 25121-4P-15HP VLSC | VLSC_25121_4P_15HP | 330.9972 | 330.9972 | 992.9917 | 3 | 0 | 3 | B | VLS_Inline | 2.5 | 2.5 | 2.5 | 4 | BranchMin_2.5BranchMax_4 | 3 | 3 | 8 | HeaderMin_3HeaderMax_8 | 8
251 | 61 | 25121-4P-15HP VLSC | VLSC_25121_4P_15HP | 330.9972 | 330.9972 | 992.9917 | 3 | 0 | 3 | B | VLS_Inline | 2.5 | 2.5 | 2.5 | 4 | BranchMin_2.5BranchMax_4 | 4 | 3 | 8 | HeaderMin_3HeaderMax_8 | 3 | INVALID
251 | 61 | 25121-4P-15HP VLSC | VLSC_25121_4P_15HP | 330.9972 | 330.9972 | 992.9917 | 3 | 0 | 3 | B | VLS_Inline | 2.5 | 2.5 | 2.5 | 4 | BranchMin_2.5BranchMax_4 | 4 | 3 | 8 | HeaderMin_3HeaderMax_8 | 4 | INVALID
251 | 61 | 25121-4P-15HP VLSC | VLSC_25121_4P_15HP | 330.9972 | 330.9972 | 992.9917 | 3 | 0 | 3 | B | VLS_Inline | 2.5 | 2.5 | 2.5 | 4 | BranchMin_2.5BranchMax_4 | 4 | 3 | 8 | HeaderMin_3HeaderMax_8 | 5
251 | 61 | 25121-4P-15HP VLSC | VLSC_25121_4P_15HP | 330.9972 | 330.9972 | 992.9917 | 3 | 0 | 3 | B | VLS_Inline | 2.5 | 2.5 | 2.5 | 4 | BranchMin_2.5BranchMax_4 | 4 | 3 | 8 | HeaderMin_3HeaderMax_8 | 6
251 | 61 | 25121-4P-15HP VLSC | VLSC_25121_4P_15HP | 330.9972 | 330.9972 | 992.9917 | 3 | 0 | 3 | B | VLS_Inline | 2.5 | 2.5 | 2.5 | 4 | BranchMin_2.5BranchMax_4 | 4 | 3 | 8 | HeaderMin_3HeaderMax_8 | 8
252 | 62 | 30707-2P-15HP VLSC | VLSC_30707_2P_15HP | 524.7552 | 524.7552 | 1574.2657 | 3 | 0 | 3 | B | VLS_Inline | 3 | 3 | 3 | 5 | BranchMin_3BranchMax_5 | 3 | 4 | 8 | HeaderMin_4HeaderMax_8 | 4
252 | 62 | 30707-2P-15HP VLSC | VLSC_30707_2P_15HP | 524.7552 | 524.7552 | 1574.2657 | 3 | 0 | 3 | B | VLS_Inline | 3 | 3 | 3 | 5 | BranchMin_3BranchMax_5 | 3 | 4 | 8 | HeaderMin_4HeaderMax_8 | 5
252 | 62 | 30707-2P-15HP VLSC | VLSC_30707_2P_15HP | 524.7552 | 524.7552 | 1574.2657 | 3 | 0 | 3 | B | VLS_Inline | 3 | 3 | 3 | 5 | BranchMin_3BranchMax_5 | 3 | 4 | 8 | HeaderMin_4HeaderMax_8 | 6
252 | 62 | 30707-2P-15HP VLSC | VLSC_30707_2P_15HP | 524.7552 | 524.7552 | 1574.2657 | 3 | 0 | 3 | B | VLS_Inline | 3 | 3 | 3 | 5 | BranchMin_3BranchMax_5 | 3 | 4 | 8 | HeaderMin_4HeaderMax_8 | 8
252 | 62 | 30707-2P-15HP VLSC | VLSC_30707_2P_15HP | 524.7552 | 524.7552 | 1574.2657 | 3 | 0 | 3 | B | VLS_Inline | 3 | 3 | 3 | 5 | BranchMin_3BranchMax_5 | 4 | 4 | 8 | HeaderMin_4HeaderMax_8 | 4 | INVALID
252 | 62 | 30707-2P-15HP VLSC | VLSC_30707_2P_15HP | 524.7552 | 524.7552 | 1574.2657 | 3 | 0 | 3 | B | VLS_Inline | 3 | 3 | 3 | 5 | BranchMin_3BranchMax_5 | 4 | 4 | 8 | HeaderMin_4HeaderMax_8 | 5
252 | 62 | 30707-2P-15HP VLSC | VLSC_30707_2P_15HP | 524.7552 | 524.7552 | 1574.2657 | 3 | 0 | 3 | B | VLS_Inline | 3 | 3 | 3 | 5 | BranchMin_3BranchMax_5 | 4 | 4 | 8 | HeaderMin_4HeaderMax_8 | 6
252 | 62 | 30707-2P-15HP VLSC | VLSC_30707_2P_15HP | 524.7552 | 524.7552 | 1574.2657 | 3 | 0 | 3 | B | VLS_Inline | 3 | 3 | 3 | 5 | BranchMin_3BranchMax_5 | 4 | 4 | 8 | HeaderMin_4HeaderMax_8 | 8
252 | 62 | 30707-2P-15HP VLSC | VLSC_30707_2P_15HP | 524.7552 | 524.7552 | 1574.2657 | 3 | 0 | 3 | B | VLS_Inline | 3 | 3 | 3 | 5 | BranchMin_3BranchMax_5 | 5 | 4 | 8 | HeaderMin_4HeaderMax_8 | 4 | INVALID
252 | 62 | 30707-2P-15HP VLSC | VLSC_30707_2P_15HP | 524.7552 | 524.7552 | 1574.2657 | 3 | 0 | 3 | B | VLS_Inline | 3 | 3 | 3 | 5 | BranchMin_3BranchMax_5 | 5 | 4 | 8 | HeaderMin_4HeaderMax_8 | 5 | INVALID
252 | 62 | 30707-2P-15HP VLSC | VLSC_30707_2P_15HP | 524.7552 | 524.7552 | 1574.2657 | 3 | 0 | 3 | B | VLS_Inline | 3 | 3 | 3 | 5 | BranchMin_3BranchMax_5 | 5 | 4 | 8 | HeaderMin_4HeaderMax_8 | 6
252 | 62 | 30707-2P-15HP VLSC | VLSC_30707_2P_15HP | 524.7552 | 524.7552 | 1574.2657 | 3 | 0 | 3 | B | VLS_Inline | 3 | 3 | 3 | 5 | BranchMin_3BranchMax_5 | 5 | 4 | 8 | HeaderMin_4HeaderMax_8 | 8
253 | 63 | 30707-2P-20HP VLSC | VLSC_30707_2P_20HP | 534.9404 | 534.9404 | 1604.8213 | 3 | 0 | 3 | B | VLS_Inline | 3 | 3 | 3 | 5 | BranchMin_3BranchMax_5 | 3 | 4 | 10 | HeaderMin_4HeaderMax_10 | 4
253 | 63 | 30707-2P-20HP VLSC | VLSC_30707_2P_20HP | 534.9404 | 534.9404 | 1604.8213 | 3 | 0 | 3 | B | VLS_Inline | 3 | 3 | 3 | 5 | BranchMin_3BranchMax_5 | 3 | 4 | 10 | HeaderMin_4HeaderMax_10 | 5
253 | 63 | 30707-2P-20HP VLSC | VLSC_30707_2P_20HP | 534.9404 | 534.9404 | 1604.8213 | 3 | 0 | 3 | B | VLS_Inline | 3 | 3 | 3 | 5 | BranchMin_3BranchMax_5 | 3 | 4 | 10 | HeaderMin_4HeaderMax_10 | 6
253 | 63 | 30707-2P-20HP VLSC | VLSC_30707_2P_20HP | 534.9404 | 534.9404 | 1604.8213 | 3 | 0 | 3 | B | VLS_Inline | 3 | 3 | 3 | 5 | BranchMin_3BranchMax_5 | 3 | 4 | 10 | HeaderMin_4HeaderMax_10 | 8
253 | 63 | 30707-2P-20HP VLSC | VLSC_30707_2P_20HP | 534.9404 | 534.9404 | 1604.8213 | 3 | 0 | 3 | B | VLS_Inline | 3 | 3 | 3 | 5 | BranchMin_3BranchMax_5 | 3 | 4 | 10 | HeaderMin_4HeaderMax_10 | 10
253 | 63 | 30707-2P-20HP VLSC | VLSC_30707_2P_20HP | 534.9404 | 534.9404 | 1604.8213 | 3 | 0 | 3 | B | VLS_Inline | 3 | 3 | 3 | 5 | BranchMin_3BranchMax_5 | 4 | 4 | 10 | HeaderMin_4HeaderMax_10 | 4 | INVALID
253 | 63 | 30707-2P-20HP VLSC | VLSC_30707_2P_20HP | 534.9404 | 534.9404 | 1604.8213 | 3 | 0 | 3 | B | VLS_Inline | 3 | 3 | 3 | 5 | BranchMin_3BranchMax_5 | 4 | 4 | 10 | HeaderMin_4HeaderMax_10 | 5
253 | 63 | 30707-2P-20HP VLSC | VLSC_30707_2P_20HP | 534.9404 | 534.9404 | 1604.8213 | 3 | 0 | 3 | B | VLS_Inline | 3 | 3 | 3 | 5 | BranchMin_3BranchMax_5 | 4 | 4 | 10 | HeaderMin_4HeaderMax_10 | 6
253 | 63 | 30707-2P-20HP VLSC | VLSC_30707_2P_20HP | 534.9404 | 534.9404 | 1604.8213 | 3 | 0 | 3 | B | VLS_Inline | 3 | 3 | 3 | 5 | BranchMin_3BranchMax_5 | 4 | 4 | 10 | HeaderMin_4HeaderMax_10 | 8
253 | 63 | 30707-2P-20HP VLSC | VLSC_30707_2P_20HP | 534.9404 | 534.9404 | 1604.8213 | 3 | 0 | 3 | B | VLS_Inline | 3 | 3 | 3 | 5 | BranchMin_3BranchMax_5 | 4 | 4 | 10 | HeaderMin_4HeaderMax_10 | 10
253 | 63 | 30707-2P-20HP VLSC | VLSC_30707_2P_20HP | 534.9404 | 534.9404 | 1604.8213 | 3 | 0 | 3 | B | VLS_Inline | 3 | 3 | 3 | 5 | BranchMin_3BranchMax_5 | 5 | 4 | 10 | HeaderMin_4HeaderMax_10 | 4 | INVALID
253 | 63 | 30707-2P-20HP VLSC | VLSC_30707_2P_20HP | 534.9404 | 534.9404 | 1604.8213 | 3 | 0 | 3 | B | VLS_Inline | 3 | 3 | 3 | 5 | BranchMin_3BranchMax_5 | 5 | 4 | 10 | HeaderMin_4HeaderMax_10 | 5 | INVALID
253 | 63 | 30707-2P-20HP VLSC | VLSC_30707_2P_20HP | 534.9404 | 534.9404 | 1604.8213 | 3 | 0 | 3 | B | VLS_Inline | 3 | 3 | 3 | 5 | BranchMin_3BranchMax_5 | 5 | 4 | 10 | HeaderMin_4HeaderMax_10 | 6
253 | 63 | 30707-2P-20HP VLSC | VLSC_30707_2P_20HP | 534.9404 | 534.9404 | 1604.8213 | 3 | 0 | 3 | B | VLS_Inline | 3 | 3 | 3 | 5 | BranchMin_3BranchMax_5 | 5 | 4 | 10 | HeaderMin_4HeaderMax_10 | 8
253 | 63 | 30707-2P-20HP VLSC | VLSC_30707_2P_20HP | 534.9404 | 534.9404 | 1604.8213 | 3 | 0 | 3 | B | VLS_Inline | 3 | 3 | 3 | 5 | BranchMin_3BranchMax_5 | 5 | 4 | 10 | HeaderMin_4HeaderMax_10 | 10
254 | 64 | 30707-2P-25HP VLSC | VLSC_30707_2P_25HP | 573.9449 | 573.9449 | 1721.8346 | 3 | 0 | 3 | B | VLS_Inline | 3 | 3 | 3 | 5 | BranchMin_3BranchMax_5 | 3 | 4 | 10 | HeaderMin_4HeaderMax_10 | 4
254 | 64 | 30707-2P-25HP VLSC | VLSC_30707_2P_25HP | 573.9449 | 573.9449 | 1721.8346 | 3 | 0 | 3 | B | VLS_Inline | 3 | 3 | 3 | 5 | BranchMin_3BranchMax_5 | 3 | 4 | 10 | HeaderMin_4HeaderMax_10 | 5
254 | 64 | 30707-2P-25HP VLSC | VLSC_30707_2P_25HP | 573.9449 | 573.9449 | 1721.8346 | 3 | 0 | 3 | B | VLS_Inline | 3 | 3 | 3 | 5 | BranchMin_3BranchMax_5 | 3 | 4 | 10 | HeaderMin_4HeaderMax_10 | 6
254 | 64 | 30707-2P-25HP VLSC | VLSC_30707_2P_25HP | 573.9449 | 573.9449 | 1721.8346 | 3 | 0 | 3 | B | VLS_Inline | 3 | 3 | 3 | 5 | BranchMin_3BranchMax_5 | 3 | 4 | 10 | HeaderMin_4HeaderMax_10 | 8
254 | 64 | 30707-2P-25HP VLSC | VLSC_30707_2P_25HP | 573.9449 | 573.9449 | 1721.8346 | 3 | 0 | 3 | B | VLS_Inline | 3 | 3 | 3 | 5 | BranchMin_3BranchMax_5 | 3 | 4 | 10 | HeaderMin_4HeaderMax_10 | 10
254 | 64 | 30707-2P-25HP VLSC | VLSC_30707_2P_25HP | 573.9449 | 573.9449 | 1721.8346 | 3 | 0 | 3 | B | VLS_Inline | 3 | 3 | 3 | 5 | BranchMin_3BranchMax_5 | 4 | 4 | 10 | HeaderMin_4HeaderMax_10 | 4 | INVALID
254 | 64 | 30707-2P-25HP VLSC | VLSC_30707_2P_25HP | 573.9449 | 573.9449 | 1721.8346 | 3 | 0 | 3 | B | VLS_Inline | 3 | 3 | 3 | 5 | BranchMin_3BranchMax_5 | 4 | 4 | 10 | HeaderMin_4HeaderMax_10 | 5
254 | 64 | 30707-2P-25HP VLSC | VLSC_30707_2P_25HP | 573.9449 | 573.9449 | 1721.8346 | 3 | 0 | 3 | B | VLS_Inline | 3 | 3 | 3 | 5 | BranchMin_3BranchMax_5 | 4 | 4 | 10 | HeaderMin_4HeaderMax_10 | 6
254 | 64 | 30707-2P-25HP VLSC | VLSC_30707_2P_25HP | 573.9449 | 573.9449 | 1721.8346 | 3 | 0 | 3 | B | VLS_Inline | 3 | 3 | 3 | 5 | BranchMin_3BranchMax_5 | 4 | 4 | 10 | HeaderMin_4HeaderMax_10 | 8
254 | 64 | 30707-2P-25HP VLSC | VLSC_30707_2P_25HP | 573.9449 | 573.9449 | 1721.8346 | 3 | 0 | 3 | B | VLS_Inline | 3 | 3 | 3 | 5 | BranchMin_3BranchMax_5 | 4 | 4 | 10 | HeaderMin_4HeaderMax_10 | 10
254 | 64 | 30707-2P-25HP VLSC | VLSC_30707_2P_25HP | 573.9449 | 573.9449 | 1721.8346 | 3 | 0 | 3 | B | VLS_Inline | 3 | 3 | 3 | 5 | BranchMin_3BranchMax_5 | 5 | 4 | 10 | HeaderMin_4HeaderMax_10 | 4 | INVALID
254 | 64 | 30707-2P-25HP VLSC | VLSC_30707_2P_25HP | 573.9449 | 573.9449 | 1721.8346 | 3 | 0 | 3 | B | VLS_Inline | 3 | 3 | 3 | 5 | BranchMin_3BranchMax_5 | 5 | 4 | 10 | HeaderMin_4HeaderMax_10 | 5 | INVALID
254 | 64 | 30707-2P-25HP VLSC | VLSC_30707_2P_25HP | 573.9449 | 573.9449 | 1721.8346 | 3 | 0 | 3 | B | VLS_Inline | 3 | 3 | 3 | 5 | BranchMin_3BranchMax_5 | 5 | 4 | 10 | HeaderMin_4HeaderMax_10 | 6
254 | 64 | 30707-2P-25HP VLSC | VLSC_30707_2P_25HP | 573.9449 | 573.9449 | 1721.8346 | 3 | 0 | 3 | B | VLS_Inline | 3 | 3 | 3 | 5 | BranchMin_3BranchMax_5 | 5 | 4 | 10 | HeaderMin_4HeaderMax_10 | 8
254 | 64 | 30707-2P-25HP VLSC | VLSC_30707_2P_25HP | 573.9449 | 573.9449 | 1721.8346 | 3 | 0 | 3 | B | VLS_Inline | 3 | 3 | 3 | 5 | BranchMin_3BranchMax_5 | 5 | 4 | 10 | HeaderMin_4HeaderMax_10 | 10
255 | 65 | 30707-2P-30HP VLSC | VLSC_30707_2P_30HP | 599.7227 | 599.7227 | 1799.168 | 3 | 0 | 3 | B | VLS_Inline | 3 | 3 | 3 | 5 | BranchMin_3BranchMax_5 | 3 | 4 | 10 | HeaderMin_4HeaderMax_10 | 4
255 | 65 | 30707-2P-30HP VLSC | VLSC_30707_2P_30HP | 599.7227 | 599.7227 | 1799.168 | 3 | 0 | 3 | B | VLS_Inline | 3 | 3 | 3 | 5 | BranchMin_3BranchMax_5 | 3 | 4 | 10 | HeaderMin_4HeaderMax_10 | 5
255 | 65 | 30707-2P-30HP VLSC | VLSC_30707_2P_30HP | 599.7227 | 599.7227 | 1799.168 | 3 | 0 | 3 | B | VLS_Inline | 3 | 3 | 3 | 5 | BranchMin_3BranchMax_5 | 3 | 4 | 10 | HeaderMin_4HeaderMax_10 | 6
255 | 65 | 30707-2P-30HP VLSC | VLSC_30707_2P_30HP | 599.7227 | 599.7227 | 1799.168 | 3 | 0 | 3 | B | VLS_Inline | 3 | 3 | 3 | 5 | BranchMin_3BranchMax_5 | 3 | 4 | 10 | HeaderMin_4HeaderMax_10 | 8
255 | 65 | 30707-2P-30HP VLSC | VLSC_30707_2P_30HP | 599.7227 | 599.7227 | 1799.168 | 3 | 0 | 3 | B | VLS_Inline | 3 | 3 | 3 | 5 | BranchMin_3BranchMax_5 | 3 | 4 | 10 | HeaderMin_4HeaderMax_10 | 10
255 | 65 | 30707-2P-30HP VLSC | VLSC_30707_2P_30HP | 599.7227 | 599.7227 | 1799.168 | 3 | 0 | 3 | B | VLS_Inline | 3 | 3 | 3 | 5 | BranchMin_3BranchMax_5 | 4 | 4 | 10 | HeaderMin_4HeaderMax_10 | 4 | INVALID
255 | 65 | 30707-2P-30HP VLSC | VLSC_30707_2P_30HP | 599.7227 | 599.7227 | 1799.168 | 3 | 0 | 3 | B | VLS_Inline | 3 | 3 | 3 | 5 | BranchMin_3BranchMax_5 | 4 | 4 | 10 | HeaderMin_4HeaderMax_10 | 5
255 | 65 | 30707-2P-30HP VLSC | VLSC_30707_2P_30HP | 599.7227 | 599.7227 | 1799.168 | 3 | 0 | 3 | B | VLS_Inline | 3 | 3 | 3 | 5 | BranchMin_3BranchMax_5 | 4 | 4 | 10 | HeaderMin_4HeaderMax_10 | 6
255 | 65 | 30707-2P-30HP VLSC | VLSC_30707_2P_30HP | 599.7227 | 599.7227 | 1799.168 | 3 | 0 | 3 | B | VLS_Inline | 3 | 3 | 3 | 5 | BranchMin_3BranchMax_5 | 4 | 4 | 10 | HeaderMin_4HeaderMax_10 | 8
255 | 65 | 30707-2P-30HP VLSC | VLSC_30707_2P_30HP | 599.7227 | 599.7227 | 1799.168 | 3 | 0 | 3 | B | VLS_Inline | 3 | 3 | 3 | 5 | BranchMin_3BranchMax_5 | 4 | 4 | 10 | HeaderMin_4HeaderMax_10 | 10
255 | 65 | 30707-2P-30HP VLSC | VLSC_30707_2P_30HP | 599.7227 | 599.7227 | 1799.168 | 3 | 0 | 3 | B | VLS_Inline | 3 | 3 | 3 | 5 | BranchMin_3BranchMax_5 | 5 | 4 | 10 | HeaderMin_4HeaderMax_10 | 4 | INVALID
255 | 65 | 30707-2P-30HP VLSC | VLSC_30707_2P_30HP | 599.7227 | 599.7227 | 1799.168 | 3 | 0 | 3 | B | VLS_Inline | 3 | 3 | 3 | 5 | BranchMin_3BranchMax_5 | 5 | 4 | 10 | HeaderMin_4HeaderMax_10 | 5 | INVALID
255 | 65 | 30707-2P-30HP VLSC | VLSC_30707_2P_30HP | 599.7227 | 599.7227 | 1799.168 | 3 | 0 | 3 | B | VLS_Inline | 3 | 3 | 3 | 5 | BranchMin_3BranchMax_5 | 5 | 4 | 10 | HeaderMin_4HeaderMax_10 | 6
255 | 65 | 30707-2P-30HP VLSC | VLSC_30707_2P_30HP | 599.7227 | 599.7227 | 1799.168 | 3 | 0 | 3 | B | VLS_Inline | 3 | 3 | 3 | 5 | BranchMin_3BranchMax_5 | 5 | 4 | 10 | HeaderMin_4HeaderMax_10 | 8
255 | 65 | 30707-2P-30HP VLSC | VLSC_30707_2P_30HP | 599.7227 | 599.7227 | 1799.168 | 3 | 0 | 3 | B | VLS_Inline | 3 | 3 | 3 | 5 | BranchMin_3BranchMax_5 | 5 | 4 | 10 | HeaderMin_4HeaderMax_10 | 10
256 | 66 | 30957-2P-30HP VLSC | VLSC_30957_2P_30HP | 512.3923 | 512.3923 | 1537.1769 | 3 | 0 | 3 | B | VLS_Inline | 3 | 3 | 3 | 5 | BranchMin_3BranchMax_5 | 3 | 4 | 8 | HeaderMin_4HeaderMax_8 | 4
256 | 66 | 30957-2P-30HP VLSC | VLSC_30957_2P_30HP | 512.3923 | 512.3923 | 1537.1769 | 3 | 0 | 3 | B | VLS_Inline | 3 | 3 | 3 | 5 | BranchMin_3BranchMax_5 | 3 | 4 | 8 | HeaderMin_4HeaderMax_8 | 5
256 | 66 | 30957-2P-30HP VLSC | VLSC_30957_2P_30HP | 512.3923 | 512.3923 | 1537.1769 | 3 | 0 | 3 | B | VLS_Inline | 3 | 3 | 3 | 5 | BranchMin_3BranchMax_5 | 3 | 4 | 8 | HeaderMin_4HeaderMax_8 | 6
256 | 66 | 30957-2P-30HP VLSC | VLSC_30957_2P_30HP | 512.3923 | 512.3923 | 1537.1769 | 3 | 0 | 3 | B | VLS_Inline | 3 | 3 | 3 | 5 | BranchMin_3BranchMax_5 | 3 | 4 | 8 | HeaderMin_4HeaderMax_8 | 8
256 | 66 | 30957-2P-30HP VLSC | VLSC_30957_2P_30HP | 512.3923 | 512.3923 | 1537.1769 | 3 | 0 | 3 | B | VLS_Inline | 3 | 3 | 3 | 5 | BranchMin_3BranchMax_5 | 4 | 4 | 8 | HeaderMin_4HeaderMax_8 | 4 | INVALID
256 | 66 | 30957-2P-30HP VLSC | VLSC_30957_2P_30HP | 512.3923 | 512.3923 | 1537.1769 | 3 | 0 | 3 | B | VLS_Inline | 3 | 3 | 3 | 5 | BranchMin_3BranchMax_5 | 4 | 4 | 8 | HeaderMin_4HeaderMax_8 | 5
256 | 66 | 30957-2P-30HP VLSC | VLSC_30957_2P_30HP | 512.3923 | 512.3923 | 1537.1769 | 3 | 0 | 3 | B | VLS_Inline | 3 | 3 | 3 | 5 | BranchMin_3BranchMax_5 | 4 | 4 | 8 | HeaderMin_4HeaderMax_8 | 6
256 | 66 | 30957-2P-30HP VLSC | VLSC_30957_2P_30HP | 512.3923 | 512.3923 | 1537.1769 | 3 | 0 | 3 | B | VLS_Inline | 3 | 3 | 3 | 5 | BranchMin_3BranchMax_5 | 4 | 4 | 8 | HeaderMin_4HeaderMax_8 | 8
256 | 66 | 30957-2P-30HP VLSC | VLSC_30957_2P_30HP | 512.3923 | 512.3923 | 1537.1769 | 3 | 0 | 3 | B | VLS_Inline | 3 | 3 | 3 | 5 | BranchMin_3BranchMax_5 | 5 | 4 | 8 | HeaderMin_4HeaderMax_8 | 4 | INVALID
256 | 66 | 30957-2P-30HP VLSC | VLSC_30957_2P_30HP | 512.3923 | 512.3923 | 1537.1769 | 3 | 0 | 3 | B | VLS_Inline | 3 | 3 | 3 | 5 | BranchMin_3BranchMax_5 | 5 | 4 | 8 | HeaderMin_4HeaderMax_8 | 5 | INVALID
256 | 66 | 30957-2P-30HP VLSC | VLSC_30957_2P_30HP | 512.3923 | 512.3923 | 1537.1769 | 3 | 0 | 3 | B | VLS_Inline | 3 | 3 | 3 | 5 | BranchMin_3BranchMax_5 | 5 | 4 | 8 | HeaderMin_4HeaderMax_8 | 6
256 | 66 | 30957-2P-30HP VLSC | VLSC_30957_2P_30HP | 512.3923 | 512.3923 | 1537.1769 | 3 | 0 | 3 | B | VLS_Inline | 3 | 3 | 3 | 5 | BranchMin_3BranchMax_5 | 5 | 4 | 8 | HeaderMin_4HeaderMax_8 | 8
257 | 67 | 30957-2P-40HP VLSC | VLSC_30957_2P_40HP | 573.8168 | 573.8168 | 1721.4503 | 3 | 0 | 3 | B | VLS_Inline | 3 | 3 | 3 | 5 | BranchMin_3BranchMax_5 | 3 | 4 | 10 | HeaderMin_4HeaderMax_10 | 4
257 | 67 | 30957-2P-40HP VLSC | VLSC_30957_2P_40HP | 573.8168 | 573.8168 | 1721.4503 | 3 | 0 | 3 | B | VLS_Inline | 3 | 3 | 3 | 5 | BranchMin_3BranchMax_5 | 3 | 4 | 10 | HeaderMin_4HeaderMax_10 | 5
257 | 67 | 30957-2P-40HP VLSC | VLSC_30957_2P_40HP | 573.8168 | 573.8168 | 1721.4503 | 3 | 0 | 3 | B | VLS_Inline | 3 | 3 | 3 | 5 | BranchMin_3BranchMax_5 | 3 | 4 | 10 | HeaderMin_4HeaderMax_10 | 6
257 | 67 | 30957-2P-40HP VLSC | VLSC_30957_2P_40HP | 573.8168 | 573.8168 | 1721.4503 | 3 | 0 | 3 | B | VLS_Inline | 3 | 3 | 3 | 5 | BranchMin_3BranchMax_5 | 3 | 4 | 10 | HeaderMin_4HeaderMax_10 | 8
257 | 67 | 30957-2P-40HP VLSC | VLSC_30957_2P_40HP | 573.8168 | 573.8168 | 1721.4503 | 3 | 0 | 3 | B | VLS_Inline | 3 | 3 | 3 | 5 | BranchMin_3BranchMax_5 | 3 | 4 | 10 | HeaderMin_4HeaderMax_10 | 10
257 | 67 | 30957-2P-40HP VLSC | VLSC_30957_2P_40HP | 573.8168 | 573.8168 | 1721.4503 | 3 | 0 | 3 | B | VLS_Inline | 3 | 3 | 3 | 5 | BranchMin_3BranchMax_5 | 4 | 4 | 10 | HeaderMin_4HeaderMax_10 | 4 | INVALID
257 | 67 | 30957-2P-40HP VLSC | VLSC_30957_2P_40HP | 573.8168 | 573.8168 | 1721.4503 | 3 | 0 | 3 | B | VLS_Inline | 3 | 3 | 3 | 5 | BranchMin_3BranchMax_5 | 4 | 4 | 10 | HeaderMin_4HeaderMax_10 | 5
257 | 67 | 30957-2P-40HP VLSC | VLSC_30957_2P_40HP | 573.8168 | 573.8168 | 1721.4503 | 3 | 0 | 3 | B | VLS_Inline | 3 | 3 | 3 | 5 | BranchMin_3BranchMax_5 | 4 | 4 | 10 | HeaderMin_4HeaderMax_10 | 6
257 | 67 | 30957-2P-40HP VLSC | VLSC_30957_2P_40HP | 573.8168 | 573.8168 | 1721.4503 | 3 | 0 | 3 | B | VLS_Inline | 3 | 3 | 3 | 5 | BranchMin_3BranchMax_5 | 4 | 4 | 10 | HeaderMin_4HeaderMax_10 | 8
257 | 67 | 30957-2P-40HP VLSC | VLSC_30957_2P_40HP | 573.8168 | 573.8168 | 1721.4503 | 3 | 0 | 3 | B | VLS_Inline | 3 | 3 | 3 | 5 | BranchMin_3BranchMax_5 | 4 | 4 | 10 | HeaderMin_4HeaderMax_10 | 10
257 | 67 | 30957-2P-40HP VLSC | VLSC_30957_2P_40HP | 573.8168 | 573.8168 | 1721.4503 | 3 | 0 | 3 | B | VLS_Inline | 3 | 3 | 3 | 5 | BranchMin_3BranchMax_5 | 5 | 4 | 10 | HeaderMin_4HeaderMax_10 | 4 | INVALID
257 | 67 | 30957-2P-40HP VLSC | VLSC_30957_2P_40HP | 573.8168 | 573.8168 | 1721.4503 | 3 | 0 | 3 | B | VLS_Inline | 3 | 3 | 3 | 5 | BranchMin_3BranchMax_5 | 5 | 4 | 10 | HeaderMin_4HeaderMax_10 | 5 | INVALID
257 | 67 | 30957-2P-40HP VLSC | VLSC_30957_2P_40HP | 573.8168 | 573.8168 | 1721.4503 | 3 | 0 | 3 | B | VLS_Inline | 3 | 3 | 3 | 5 | BranchMin_3BranchMax_5 | 5 | 4 | 10 | HeaderMin_4HeaderMax_10 | 6
257 | 67 | 30957-2P-40HP VLSC | VLSC_30957_2P_40HP | 573.8168 | 573.8168 | 1721.4503 | 3 | 0 | 3 | B | VLS_Inline | 3 | 3 | 3 | 5 | BranchMin_3BranchMax_5 | 5 | 4 | 10 | HeaderMin_4HeaderMax_10 | 8
257 | 67 | 30957-2P-40HP VLSC | VLSC_30957_2P_40HP | 573.8168 | 573.8168 | 1721.4503 | 3 | 0 | 3 | B | VLS_Inline | 3 | 3 | 3 | 5 | BranchMin_3BranchMax_5 | 5 | 4 | 10 | HeaderMin_4HeaderMax_10 | 10
258 | 68 | 30957-2P-50HP VLSC | VLSC_30957_2P_50HP | 630.1667 | 630.1667 | 1890.5 | 3 | 0 | 3 | B | VLS_Inline | 3 | 3 | 3 | 5 | BranchMin_3BranchMax_5 | 3 | 4 | 10 | HeaderMin_4HeaderMax_10 | 4
258 | 68 | 30957-2P-50HP VLSC | VLSC_30957_2P_50HP | 630.1667 | 630.1667 | 1890.5 | 3 | 0 | 3 | B | VLS_Inline | 3 | 3 | 3 | 5 | BranchMin_3BranchMax_5 | 3 | 4 | 10 | HeaderMin_4HeaderMax_10 | 5
258 | 68 | 30957-2P-50HP VLSC | VLSC_30957_2P_50HP | 630.1667 | 630.1667 | 1890.5 | 3 | 0 | 3 | B | VLS_Inline | 3 | 3 | 3 | 5 | BranchMin_3BranchMax_5 | 3 | 4 | 10 | HeaderMin_4HeaderMax_10 | 6
258 | 68 | 30957-2P-50HP VLSC | VLSC_30957_2P_50HP | 630.1667 | 630.1667 | 1890.5 | 3 | 0 | 3 | B | VLS_Inline | 3 | 3 | 3 | 5 | BranchMin_3BranchMax_5 | 3 | 4 | 10 | HeaderMin_4HeaderMax_10 | 8
258 | 68 | 30957-2P-50HP VLSC | VLSC_30957_2P_50HP | 630.1667 | 630.1667 | 1890.5 | 3 | 0 | 3 | B | VLS_Inline | 3 | 3 | 3 | 5 | BranchMin_3BranchMax_5 | 3 | 4 | 10 | HeaderMin_4HeaderMax_10 | 10
258 | 68 | 30957-2P-50HP VLSC | VLSC_30957_2P_50HP | 630.1667 | 630.1667 | 1890.5 | 3 | 0 | 3 | B | VLS_Inline | 3 | 3 | 3 | 5 | BranchMin_3BranchMax_5 | 4 | 4 | 10 | HeaderMin_4HeaderMax_10 | 4 | INVALID
258 | 68 | 30957-2P-50HP VLSC | VLSC_30957_2P_50HP | 630.1667 | 630.1667 | 1890.5 | 3 | 0 | 3 | B | VLS_Inline | 3 | 3 | 3 | 5 | BranchMin_3BranchMax_5 | 4 | 4 | 10 | HeaderMin_4HeaderMax_10 | 5
258 | 68 | 30957-2P-50HP VLSC | VLSC_30957_2P_50HP | 630.1667 | 630.1667 | 1890.5 | 3 | 0 | 3 | B | VLS_Inline | 3 | 3 | 3 | 5 | BranchMin_3BranchMax_5 | 4 | 4 | 10 | HeaderMin_4HeaderMax_10 | 6
258 | 68 | 30957-2P-50HP VLSC | VLSC_30957_2P_50HP | 630.1667 | 630.1667 | 1890.5 | 3 | 0 | 3 | B | VLS_Inline | 3 | 3 | 3 | 5 | BranchMin_3BranchMax_5 | 4 | 4 | 10 | HeaderMin_4HeaderMax_10 | 8
258 | 68 | 30957-2P-50HP VLSC | VLSC_30957_2P_50HP | 630.1667 | 630.1667 | 1890.5 | 3 | 0 | 3 | B | VLS_Inline | 3 | 3 | 3 | 5 | BranchMin_3BranchMax_5 | 4 | 4 | 10 | HeaderMin_4HeaderMax_10 | 10
258 | 68 | 30957-2P-50HP VLSC | VLSC_30957_2P_50HP | 630.1667 | 630.1667 | 1890.5 | 3 | 0 | 3 | B | VLS_Inline | 3 | 3 | 3 | 5 | BranchMin_3BranchMax_5 | 5 | 4 | 10 | HeaderMin_4HeaderMax_10 | 4 | INVALID
258 | 68 | 30957-2P-50HP VLSC | VLSC_30957_2P_50HP | 630.1667 | 630.1667 | 1890.5 | 3 | 0 | 3 | B | VLS_Inline | 3 | 3 | 3 | 5 | BranchMin_3BranchMax_5 | 5 | 4 | 10 | HeaderMin_4HeaderMax_10 | 5 | INVALID
258 | 68 | 30957-2P-50HP VLSC | VLSC_30957_2P_50HP | 630.1667 | 630.1667 | 1890.5 | 3 | 0 | 3 | B | VLS_Inline | 3 | 3 | 3 | 5 | BranchMin_3BranchMax_5 | 5 | 4 | 10 | HeaderMin_4HeaderMax_10 | 6
258 | 68 | 30957-2P-50HP VLSC | VLSC_30957_2P_50HP | 630.1667 | 630.1667 | 1890.5 | 3 | 0 | 3 | B | VLS_Inline | 3 | 3 | 3 | 5 | BranchMin_3BranchMax_5 | 5 | 4 | 10 | HeaderMin_4HeaderMax_10 | 8
258 | 68 | 30957-2P-50HP VLSC | VLSC_30957_2P_50HP | 630.1667 | 630.1667 | 1890.5 | 3 | 0 | 3 | B | VLS_Inline | 3 | 3 | 3 | 5 | BranchMin_3BranchMax_5 | 5 | 4 | 10 | HeaderMin_4HeaderMax_10 | 10
259 | 69 | 30957-2P-60HP VLSC | VLSC_30957_2P_60HP | 681.695 | 681.695 | 2045.085 | 3 | 0 | 3 | B | VLS_Inline | 3 | 3 | 3 | 6 | BranchMin_3BranchMax_6 | 3 | 4 | 10 | HeaderMin_4HeaderMax_10 | 4
259 | 69 | 30957-2P-60HP VLSC | VLSC_30957_2P_60HP | 681.695 | 681.695 | 2045.085 | 3 | 0 | 3 | B | VLS_Inline | 3 | 3 | 3 | 6 | BranchMin_3BranchMax_6 | 3 | 4 | 10 | HeaderMin_4HeaderMax_10 | 5
259 | 69 | 30957-2P-60HP VLSC | VLSC_30957_2P_60HP | 681.695 | 681.695 | 2045.085 | 3 | 0 | 3 | B | VLS_Inline | 3 | 3 | 3 | 6 | BranchMin_3BranchMax_6 | 3 | 4 | 10 | HeaderMin_4HeaderMax_10 | 6
259 | 69 | 30957-2P-60HP VLSC | VLSC_30957_2P_60HP | 681.695 | 681.695 | 2045.085 | 3 | 0 | 3 | B | VLS_Inline | 3 | 3 | 3 | 6 | BranchMin_3BranchMax_6 | 3 | 4 | 10 | HeaderMin_4HeaderMax_10 | 8
259 | 69 | 30957-2P-60HP VLSC | VLSC_30957_2P_60HP | 681.695 | 681.695 | 2045.085 | 3 | 0 | 3 | B | VLS_Inline | 3 | 3 | 3 | 6 | BranchMin_3BranchMax_6 | 3 | 4 | 10 | HeaderMin_4HeaderMax_10 | 10
259 | 69 | 30957-2P-60HP VLSC | VLSC_30957_2P_60HP | 681.695 | 681.695 | 2045.085 | 3 | 0 | 3 | B | VLS_Inline | 3 | 3 | 3 | 6 | BranchMin_3BranchMax_6 | 4 | 4 | 10 | HeaderMin_4HeaderMax_10 | 4 | INVALID
259 | 69 | 30957-2P-60HP VLSC | VLSC_30957_2P_60HP | 681.695 | 681.695 | 2045.085 | 3 | 0 | 3 | B | VLS_Inline | 3 | 3 | 3 | 6 | BranchMin_3BranchMax_6 | 4 | 4 | 10 | HeaderMin_4HeaderMax_10 | 5
259 | 69 | 30957-2P-60HP VLSC | VLSC_30957_2P_60HP | 681.695 | 681.695 | 2045.085 | 3 | 0 | 3 | B | VLS_Inline | 3 | 3 | 3 | 6 | BranchMin_3BranchMax_6 | 4 | 4 | 10 | HeaderMin_4HeaderMax_10 | 6
259 | 69 | 30957-2P-60HP VLSC | VLSC_30957_2P_60HP | 681.695 | 681.695 | 2045.085 | 3 | 0 | 3 | B | VLS_Inline | 3 | 3 | 3 | 6 | BranchMin_3BranchMax_6 | 4 | 4 | 10 | HeaderMin_4HeaderMax_10 | 8
259 | 69 | 30957-2P-60HP VLSC | VLSC_30957_2P_60HP | 681.695 | 681.695 | 2045.085 | 3 | 0 | 3 | B | VLS_Inline | 3 | 3 | 3 | 6 | BranchMin_3BranchMax_6 | 4 | 4 | 10 | HeaderMin_4HeaderMax_10 | 10
259 | 69 | 30957-2P-60HP VLSC | VLSC_30957_2P_60HP | 681.695 | 681.695 | 2045.085 | 3 | 0 | 3 | B | VLS_Inline | 3 | 3 | 3 | 6 | BranchMin_3BranchMax_6 | 5 | 4 | 10 | HeaderMin_4HeaderMax_10 | 4 | INVALID
259 | 69 | 30957-2P-60HP VLSC | VLSC_30957_2P_60HP | 681.695 | 681.695 | 2045.085 | 3 | 0 | 3 | B | VLS_Inline | 3 | 3 | 3 | 6 | BranchMin_3BranchMax_6 | 5 | 4 | 10 | HeaderMin_4HeaderMax_10 | 5 | INVALID
259 | 69 | 30957-2P-60HP VLSC | VLSC_30957_2P_60HP | 681.695 | 681.695 | 2045.085 | 3 | 0 | 3 | B | VLS_Inline | 3 | 3 | 3 | 6 | BranchMin_3BranchMax_6 | 5 | 4 | 10 | HeaderMin_4HeaderMax_10 | 6
259 | 69 | 30957-2P-60HP VLSC | VLSC_30957_2P_60HP | 681.695 | 681.695 | 2045.085 | 3 | 0 | 3 | B | VLS_Inline | 3 | 3 | 3 | 6 | BranchMin_3BranchMax_6 | 5 | 4 | 10 | HeaderMin_4HeaderMax_10 | 8
259 | 69 | 30957-2P-60HP VLSC | VLSC_30957_2P_60HP | 681.695 | 681.695 | 2045.085 | 3 | 0 | 3 | B | VLS_Inline | 3 | 3 | 3 | 6 | BranchMin_3BranchMax_6 | 5 | 4 | 10 | HeaderMin_4HeaderMax_10 | 10
259 | 69 | 30957-2P-60HP VLSC | VLSC_30957_2P_60HP | 681.695 | 681.695 | 2045.085 | 3 | 0 | 3 | B | VLS_Inline | 3 | 3 | 3 | 6 | BranchMin_3BranchMax_6 | 6 | 4 | 10 | HeaderMin_4HeaderMax_10 | 4 | INVALID
259 | 69 | 30957-2P-60HP VLSC | VLSC_30957_2P_60HP | 681.695 | 681.695 | 2045.085 | 3 | 0 | 3 | B | VLS_Inline | 3 | 3 | 3 | 6 | BranchMin_3BranchMax_6 | 6 | 4 | 10 | HeaderMin_4HeaderMax_10 | 5 | INVALID
259 | 69 | 30957-2P-60HP VLSC | VLSC_30957_2P_60HP | 681.695 | 681.695 | 2045.085 | 3 | 0 | 3 | B | VLS_Inline | 3 | 3 | 3 | 6 | BranchMin_3BranchMax_6 | 6 | 4 | 10 | HeaderMin_4HeaderMax_10 | 6 | INVALID
259 | 69 | 30957-2P-60HP VLSC | VLSC_30957_2P_60HP | 681.695 | 681.695 | 2045.085 | 3 | 0 | 3 | B | VLS_Inline | 3 | 3 | 3 | 6 | BranchMin_3BranchMax_6 | 6 | 4 | 10 | HeaderMin_4HeaderMax_10 | 8
259 | 69 | 30957-2P-60HP VLSC | VLSC_30957_2P_60HP | 681.695 | 681.695 | 2045.085 | 3 | 0 | 3 | B | VLS_Inline | 3 | 3 | 3 | 6 | BranchMin_3BranchMax_6 | 6 | 4 | 10 | HeaderMin_4HeaderMax_10 | 10
260 | 70 | 30707-4P-3HP VLSC | VLSC_30707_4P_3HP | 242.0702 | 242.0702 | 726.2105 | 3 | 0 | 3 | B | VLS_Inline | 3 | 3 | 3 | 4 | BranchMin_3BranchMax_4 | 3 | 4 | 6 | HeaderMin_4HeaderMax_6 | 4
260 | 70 | 30707-4P-3HP VLSC | VLSC_30707_4P_3HP | 242.0702 | 242.0702 | 726.2105 | 3 | 0 | 3 | B | VLS_Inline | 3 | 3 | 3 | 4 | BranchMin_3BranchMax_4 | 3 | 4 | 6 | HeaderMin_4HeaderMax_6 | 5
260 | 70 | 30707-4P-3HP VLSC | VLSC_30707_4P_3HP | 242.0702 | 242.0702 | 726.2105 | 3 | 0 | 3 | B | VLS_Inline | 3 | 3 | 3 | 4 | BranchMin_3BranchMax_4 | 3 | 4 | 6 | HeaderMin_4HeaderMax_6 | 6
260 | 70 | 30707-4P-3HP VLSC | VLSC_30707_4P_3HP | 242.0702 | 242.0702 | 726.2105 | 3 | 0 | 3 | B | VLS_Inline | 3 | 3 | 3 | 4 | BranchMin_3BranchMax_4 | 4 | 4 | 6 | HeaderMin_4HeaderMax_6 | 4 | INVALID
260 | 70 | 30707-4P-3HP VLSC | VLSC_30707_4P_3HP | 242.0702 | 242.0702 | 726.2105 | 3 | 0 | 3 | B | VLS_Inline | 3 | 3 | 3 | 4 | BranchMin_3BranchMax_4 | 4 | 4 | 6 | HeaderMin_4HeaderMax_6 | 5
260 | 70 | 30707-4P-3HP VLSC | VLSC_30707_4P_3HP | 242.0702 | 242.0702 | 726.2105 | 3 | 0 | 3 | B | VLS_Inline | 3 | 3 | 3 | 4 | BranchMin_3BranchMax_4 | 4 | 4 | 6 | HeaderMin_4HeaderMax_6 | 6
261 | 71 | 30707-4P-5HP VLSC | VLSC_30707_4P_5HP | 291.6367 | 291.6367 | 874.91 | 3 | 0 | 3 | B | VLS_Inline | 3 | 3 | 3 | 4 | BranchMin_3BranchMax_4 | 3 | 4 | 6 | HeaderMin_4HeaderMax_6 | 4
261 | 71 | 30707-4P-5HP VLSC | VLSC_30707_4P_5HP | 291.6367 | 291.6367 | 874.91 | 3 | 0 | 3 | B | VLS_Inline | 3 | 3 | 3 | 4 | BranchMin_3BranchMax_4 | 3 | 4 | 6 | HeaderMin_4HeaderMax_6 | 5
261 | 71 | 30707-4P-5HP VLSC | VLSC_30707_4P_5HP | 291.6367 | 291.6367 | 874.91 | 3 | 0 | 3 | B | VLS_Inline | 3 | 3 | 3 | 4 | BranchMin_3BranchMax_4 | 3 | 4 | 6 | HeaderMin_4HeaderMax_6 | 6
261 | 71 | 30707-4P-5HP VLSC | VLSC_30707_4P_5HP | 291.6367 | 291.6367 | 874.91 | 3 | 0 | 3 | B | VLS_Inline | 3 | 3 | 3 | 4 | BranchMin_3BranchMax_4 | 4 | 4 | 6 | HeaderMin_4HeaderMax_6 | 4 | INVALID
261 | 71 | 30707-4P-5HP VLSC | VLSC_30707_4P_5HP | 291.6367 | 291.6367 | 874.91 | 3 | 0 | 3 | B | VLS_Inline | 3 | 3 | 3 | 4 | BranchMin_3BranchMax_4 | 4 | 4 | 6 | HeaderMin_4HeaderMax_6 | 5
261 | 71 | 30707-4P-5HP VLSC | VLSC_30707_4P_5HP | 291.6367 | 291.6367 | 874.91 | 3 | 0 | 3 | B | VLS_Inline | 3 | 3 | 3 | 4 | BranchMin_3BranchMax_4 | 4 | 4 | 6 | HeaderMin_4HeaderMax_6 | 6
262 | 72 | 30957-4P-5HP VLSC | VLSC_30957_4P_5HP | 290.4936 | 290.4936 | 871.4809 | 3 | 0 | 3 | B | VLS_Inline | 3 | 3 | 3 | 4 | BranchMin_3BranchMax_4 | 3 | 4 | 6 | HeaderMin_4HeaderMax_6 | 4
262 | 72 | 30957-4P-5HP VLSC | VLSC_30957_4P_5HP | 290.4936 | 290.4936 | 871.4809 | 3 | 0 | 3 | B | VLS_Inline | 3 | 3 | 3 | 4 | BranchMin_3BranchMax_4 | 3 | 4 | 6 | HeaderMin_4HeaderMax_6 | 5
262 | 72 | 30957-4P-5HP VLSC | VLSC_30957_4P_5HP | 290.4936 | 290.4936 | 871.4809 | 3 | 0 | 3 | B | VLS_Inline | 3 | 3 | 3 | 4 | BranchMin_3BranchMax_4 | 3 | 4 | 6 | HeaderMin_4HeaderMax_6 | 6
262 | 72 | 30957-4P-5HP VLSC | VLSC_30957_4P_5HP | 290.4936 | 290.4936 | 871.4809 | 3 | 0 | 3 | B | VLS_Inline | 3 | 3 | 3 | 4 | BranchMin_3BranchMax_4 | 4 | 4 | 6 | HeaderMin_4HeaderMax_6 | 4 | INVALID
262 | 72 | 30957-4P-5HP VLSC | VLSC_30957_4P_5HP | 290.4936 | 290.4936 | 871.4809 | 3 | 0 | 3 | B | VLS_Inline | 3 | 3 | 3 | 4 | BranchMin_3BranchMax_4 | 4 | 4 | 6 | HeaderMin_4HeaderMax_6 | 5
262 | 72 | 30957-4P-5HP VLSC | VLSC_30957_4P_5HP | 290.4936 | 290.4936 | 871.4809 | 3 | 0 | 3 | B | VLS_Inline | 3 | 3 | 3 | 4 | BranchMin_3BranchMax_4 | 4 | 4 | 6 | HeaderMin_4HeaderMax_6 | 6
263 | 73 | 30957-4P-7.5HP VLSC | VLSC_30957_4P_7.5HP | 350.6693 | 350.6693 | 1052.008 | 3 | 0 | 3 | B | VLS_Inline | 3 | 3 | 3 | 4 | BranchMin_3BranchMax_4 | 3 | 4 | 8 | HeaderMin_4HeaderMax_8 | 4
263 | 73 | 30957-4P-7.5HP VLSC | VLSC_30957_4P_7.5HP | 350.6693 | 350.6693 | 1052.008 | 3 | 0 | 3 | B | VLS_Inline | 3 | 3 | 3 | 4 | BranchMin_3BranchMax_4 | 3 | 4 | 8 | HeaderMin_4HeaderMax_8 | 5
263 | 73 | 30957-4P-7.5HP VLSC | VLSC_30957_4P_7.5HP | 350.6693 | 350.6693 | 1052.008 | 3 | 0 | 3 | B | VLS_Inline | 3 | 3 | 3 | 4 | BranchMin_3BranchMax_4 | 3 | 4 | 8 | HeaderMin_4HeaderMax_8 | 6
263 | 73 | 30957-4P-7.5HP VLSC | VLSC_30957_4P_7.5HP | 350.6693 | 350.6693 | 1052.008 | 3 | 0 | 3 | B | VLS_Inline | 3 | 3 | 3 | 4 | BranchMin_3BranchMax_4 | 3 | 4 | 8 | HeaderMin_4HeaderMax_8 | 8
263 | 73 | 30957-4P-7.5HP VLSC | VLSC_30957_4P_7.5HP | 350.6693 | 350.6693 | 1052.008 | 3 | 0 | 3 | B | VLS_Inline | 3 | 3 | 3 | 4 | BranchMin_3BranchMax_4 | 4 | 4 | 8 | HeaderMin_4HeaderMax_8 | 4 | INVALID
263 | 73 | 30957-4P-7.5HP VLSC | VLSC_30957_4P_7.5HP | 350.6693 | 350.6693 | 1052.008 | 3 | 0 | 3 | B | VLS_Inline | 3 | 3 | 3 | 4 | BranchMin_3BranchMax_4 | 4 | 4 | 8 | HeaderMin_4HeaderMax_8 | 5
263 | 73 | 30957-4P-7.5HP VLSC | VLSC_30957_4P_7.5HP | 350.6693 | 350.6693 | 1052.008 | 3 | 0 | 3 | B | VLS_Inline | 3 | 3 | 3 | 4 | BranchMin_3BranchMax_4 | 4 | 4 | 8 | HeaderMin_4HeaderMax_8 | 6
263 | 73 | 30957-4P-7.5HP VLSC | VLSC_30957_4P_7.5HP | 350.6693 | 350.6693 | 1052.008 | 3 | 0 | 3 | B | VLS_Inline | 3 | 3 | 3 | 4 | BranchMin_3BranchMax_4 | 4 | 4 | 8 | HeaderMin_4HeaderMax_8 | 8
264 | 74 | 30957-4P-10HP VLSC | VLSC_30957_4P_10HP | 375.4803 | 375.4803 | 1126.4408 | 3 | 0 | 3 | B | VLS_Inline | 3 | 3 | 3 | 4 | BranchMin_3BranchMax_4 | 3 | 4 | 8 | HeaderMin_4HeaderMax_8 | 4
264 | 74 | 30957-4P-10HP VLSC | VLSC_30957_4P_10HP | 375.4803 | 375.4803 | 1126.4408 | 3 | 0 | 3 | B | VLS_Inline | 3 | 3 | 3 | 4 | BranchMin_3BranchMax_4 | 3 | 4 | 8 | HeaderMin_4HeaderMax_8 | 5
264 | 74 | 30957-4P-10HP VLSC | VLSC_30957_4P_10HP | 375.4803 | 375.4803 | 1126.4408 | 3 | 0 | 3 | B | VLS_Inline | 3 | 3 | 3 | 4 | BranchMin_3BranchMax_4 | 3 | 4 | 8 | HeaderMin_4HeaderMax_8 | 6
264 | 74 | 30957-4P-10HP VLSC | VLSC_30957_4P_10HP | 375.4803 | 375.4803 | 1126.4408 | 3 | 0 | 3 | B | VLS_Inline | 3 | 3 | 3 | 4 | BranchMin_3BranchMax_4 | 3 | 4 | 8 | HeaderMin_4HeaderMax_8 | 8
264 | 74 | 30957-4P-10HP VLSC | VLSC_30957_4P_10HP | 375.4803 | 375.4803 | 1126.4408 | 3 | 0 | 3 | B | VLS_Inline | 3 | 3 | 3 | 4 | BranchMin_3BranchMax_4 | 4 | 4 | 8 | HeaderMin_4HeaderMax_8 | 4 | INVALID
264 | 74 | 30957-4P-10HP VLSC | VLSC_30957_4P_10HP | 375.4803 | 375.4803 | 1126.4408 | 3 | 0 | 3 | B | VLS_Inline | 3 | 3 | 3 | 4 | BranchMin_3BranchMax_4 | 4 | 4 | 8 | HeaderMin_4HeaderMax_8 | 5
264 | 74 | 30957-4P-10HP VLSC | VLSC_30957_4P_10HP | 375.4803 | 375.4803 | 1126.4408 | 3 | 0 | 3 | B | VLS_Inline | 3 | 3 | 3 | 4 | BranchMin_3BranchMax_4 | 4 | 4 | 8 | HeaderMin_4HeaderMax_8 | 6
264 | 74 | 30957-4P-10HP VLSC | VLSC_30957_4P_10HP | 375.4803 | 375.4803 | 1126.4408 | 3 | 0 | 3 | B | VLS_Inline | 3 | 3 | 3 | 4 | BranchMin_3BranchMax_4 | 4 | 4 | 8 | HeaderMin_4HeaderMax_8 | 8
265 | 75 | 30123-4P-7.5HP VLSC | RC2539-9.07 | 402.5638 | 402.5638 | 1207.6913 | 3 | 0 | 3 | B | VLS_Inline | 3 | 3 | 3 | 5 | BranchMin_3BranchMax_5 | 3 | 4 | 8 | HeaderMin_4HeaderMax_8 | 4
265 | 75 | 30123-4P-7.5HP VLSC | RC2539-9.07 | 402.5638 | 402.5638 | 1207.6913 | 3 | 0 | 3 | B | VLS_Inline | 3 | 3 | 3 | 5 | BranchMin_3BranchMax_5 | 3 | 4 | 8 | HeaderMin_4HeaderMax_8 | 5
265 | 75 | 30123-4P-7.5HP VLSC | RC2539-9.07 | 402.5638 | 402.5638 | 1207.6913 | 3 | 0 | 3 | B | VLS_Inline | 3 | 3 | 3 | 5 | BranchMin_3BranchMax_5 | 3 | 4 | 8 | HeaderMin_4HeaderMax_8 | 6
265 | 75 | 30123-4P-7.5HP VLSC | RC2539-9.07 | 402.5638 | 402.5638 | 1207.6913 | 3 | 0 | 3 | B | VLS_Inline | 3 | 3 | 3 | 5 | BranchMin_3BranchMax_5 | 3 | 4 | 8 | HeaderMin_4HeaderMax_8 | 8
265 | 75 | 30123-4P-7.5HP VLSC | RC2539-9.07 | 402.5638 | 402.5638 | 1207.6913 | 3 | 0 | 3 | B | VLS_Inline | 3 | 3 | 3 | 5 | BranchMin_3BranchMax_5 | 4 | 4 | 8 | HeaderMin_4HeaderMax_8 | 4 | INVALID
265 | 75 | 30123-4P-7.5HP VLSC | RC2539-9.07 | 402.5638 | 402.5638 | 1207.6913 | 3 | 0 | 3 | B | VLS_Inline | 3 | 3 | 3 | 5 | BranchMin_3BranchMax_5 | 4 | 4 | 8 | HeaderMin_4HeaderMax_8 | 5
265 | 75 | 30123-4P-7.5HP VLSC | RC2539-9.07 | 402.5638 | 402.5638 | 1207.6913 | 3 | 0 | 3 | B | VLS_Inline | 3 | 3 | 3 | 5 | BranchMin_3BranchMax_5 | 4 | 4 | 8 | HeaderMin_4HeaderMax_8 | 6
265 | 75 | 30123-4P-7.5HP VLSC | RC2539-9.07 | 402.5638 | 402.5638 | 1207.6913 | 3 | 0 | 3 | B | VLS_Inline | 3 | 3 | 3 | 5 | BranchMin_3BranchMax_5 | 4 | 4 | 8 | HeaderMin_4HeaderMax_8 | 8
265 | 75 | 30123-4P-7.5HP VLSC | RC2539-9.07 | 402.5638 | 402.5638 | 1207.6913 | 3 | 0 | 3 | B | VLS_Inline | 3 | 3 | 3 | 5 | BranchMin_3BranchMax_5 | 5 | 4 | 8 | HeaderMin_4HeaderMax_8 | 4 | INVALID
265 | 75 | 30123-4P-7.5HP VLSC | RC2539-9.07 | 402.5638 | 402.5638 | 1207.6913 | 3 | 0 | 3 | B | VLS_Inline | 3 | 3 | 3 | 5 | BranchMin_3BranchMax_5 | 5 | 4 | 8 | HeaderMin_4HeaderMax_8 | 5 | INVALID
265 | 75 | 30123-4P-7.5HP VLSC | RC2539-9.07 | 402.5638 | 402.5638 | 1207.6913 | 3 | 0 | 3 | B | VLS_Inline | 3 | 3 | 3 | 5 | BranchMin_3BranchMax_5 | 5 | 4 | 8 | HeaderMin_4HeaderMax_8 | 6
265 | 75 | 30123-4P-7.5HP VLSC | RC2539-9.07 | 402.5638 | 402.5638 | 1207.6913 | 3 | 0 | 3 | B | VLS_Inline | 3 | 3 | 3 | 5 | BranchMin_3BranchMax_5 | 5 | 4 | 8 | HeaderMin_4HeaderMax_8 | 8
266 | 76 | 30123-4P-10HP VLSC | RC2539-9.91 | 427.3855 | 427.3855 | 1282.1565 | 3 | 0 | 3 | B | VLS_Inline | 3 | 3 | 3 | 5 | BranchMin_3BranchMax_5 | 3 | 4 | 8 | HeaderMin_4HeaderMax_8 | 4
266 | 76 | 30123-4P-10HP VLSC | RC2539-9.91 | 427.3855 | 427.3855 | 1282.1565 | 3 | 0 | 3 | B | VLS_Inline | 3 | 3 | 3 | 5 | BranchMin_3BranchMax_5 | 3 | 4 | 8 | HeaderMin_4HeaderMax_8 | 5
266 | 76 | 30123-4P-10HP VLSC | RC2539-9.91 | 427.3855 | 427.3855 | 1282.1565 | 3 | 0 | 3 | B | VLS_Inline | 3 | 3 | 3 | 5 | BranchMin_3BranchMax_5 | 3 | 4 | 8 | HeaderMin_4HeaderMax_8 | 6
266 | 76 | 30123-4P-10HP VLSC | RC2539-9.91 | 427.3855 | 427.3855 | 1282.1565 | 3 | 0 | 3 | B | VLS_Inline | 3 | 3 | 3 | 5 | BranchMin_3BranchMax_5 | 3 | 4 | 8 | HeaderMin_4HeaderMax_8 | 8
266 | 76 | 30123-4P-10HP VLSC | RC2539-9.91 | 427.3855 | 427.3855 | 1282.1565 | 3 | 0 | 3 | B | VLS_Inline | 3 | 3 | 3 | 5 | BranchMin_3BranchMax_5 | 4 | 4 | 8 | HeaderMin_4HeaderMax_8 | 4 | INVALID
266 | 76 | 30123-4P-10HP VLSC | RC2539-9.91 | 427.3855 | 427.3855 | 1282.1565 | 3 | 0 | 3 | B | VLS_Inline | 3 | 3 | 3 | 5 | BranchMin_3BranchMax_5 | 4 | 4 | 8 | HeaderMin_4HeaderMax_8 | 5
266 | 76 | 30123-4P-10HP VLSC | RC2539-9.91 | 427.3855 | 427.3855 | 1282.1565 | 3 | 0 | 3 | B | VLS_Inline | 3 | 3 | 3 | 5 | BranchMin_3BranchMax_5 | 4 | 4 | 8 | HeaderMin_4HeaderMax_8 | 6
266 | 76 | 30123-4P-10HP VLSC | RC2539-9.91 | 427.3855 | 427.3855 | 1282.1565 | 3 | 0 | 3 | B | VLS_Inline | 3 | 3 | 3 | 5 | BranchMin_3BranchMax_5 | 4 | 4 | 8 | HeaderMin_4HeaderMax_8 | 8
266 | 76 | 30123-4P-10HP VLSC | RC2539-9.91 | 427.3855 | 427.3855 | 1282.1565 | 3 | 0 | 3 | B | VLS_Inline | 3 | 3 | 3 | 5 | BranchMin_3BranchMax_5 | 5 | 4 | 8 | HeaderMin_4HeaderMax_8 | 4 | INVALID
266 | 76 | 30123-4P-10HP VLSC | RC2539-9.91 | 427.3855 | 427.3855 | 1282.1565 | 3 | 0 | 3 | B | VLS_Inline | 3 | 3 | 3 | 5 | BranchMin_3BranchMax_5 | 5 | 4 | 8 | HeaderMin_4HeaderMax_8 | 5 | INVALID
266 | 76 | 30123-4P-10HP VLSC | RC2539-9.91 | 427.3855 | 427.3855 | 1282.1565 | 3 | 0 | 3 | B | VLS_Inline | 3 | 3 | 3 | 5 | BranchMin_3BranchMax_5 | 5 | 4 | 8 | HeaderMin_4HeaderMax_8 | 6
266 | 76 | 30123-4P-10HP VLSC | RC2539-9.91 | 427.3855 | 427.3855 | 1282.1565 | 3 | 0 | 3 | B | VLS_Inline | 3 | 3 | 3 | 5 | BranchMin_3BranchMax_5 | 5 | 4 | 8 | HeaderMin_4HeaderMax_8 | 8
267 | 77 | 30123-4P-15HP VLSC | RC2539-11.12 | 430.0891 | 430.0891 | 1290.2674 | 3 | 0 | 3 | B | VLS_Inline | 3 | 3 | 3 | 5 | BranchMin_3BranchMax_5 | 3 | 4 | 8 | HeaderMin_4HeaderMax_8 | 4
267 | 77 | 30123-4P-15HP VLSC | RC2539-11.12 | 430.0891 | 430.0891 | 1290.2674 | 3 | 0 | 3 | B | VLS_Inline | 3 | 3 | 3 | 5 | BranchMin_3BranchMax_5 | 3 | 4 | 8 | HeaderMin_4HeaderMax_8 | 5
267 | 77 | 30123-4P-15HP VLSC | RC2539-11.12 | 430.0891 | 430.0891 | 1290.2674 | 3 | 0 | 3 | B | VLS_Inline | 3 | 3 | 3 | 5 | BranchMin_3BranchMax_5 | 3 | 4 | 8 | HeaderMin_4HeaderMax_8 | 6
267 | 77 | 30123-4P-15HP VLSC | RC2539-11.12 | 430.0891 | 430.0891 | 1290.2674 | 3 | 0 | 3 | B | VLS_Inline | 3 | 3 | 3 | 5 | BranchMin_3BranchMax_5 | 3 | 4 | 8 | HeaderMin_4HeaderMax_8 | 8
267 | 77 | 30123-4P-15HP VLSC | RC2539-11.12 | 430.0891 | 430.0891 | 1290.2674 | 3 | 0 | 3 | B | VLS_Inline | 3 | 3 | 3 | 5 | BranchMin_3BranchMax_5 | 4 | 4 | 8 | HeaderMin_4HeaderMax_8 | 4 | INVALID
267 | 77 | 30123-4P-15HP VLSC | RC2539-11.12 | 430.0891 | 430.0891 | 1290.2674 | 3 | 0 | 3 | B | VLS_Inline | 3 | 3 | 3 | 5 | BranchMin_3BranchMax_5 | 4 | 4 | 8 | HeaderMin_4HeaderMax_8 | 5
267 | 77 | 30123-4P-15HP VLSC | RC2539-11.12 | 430.0891 | 430.0891 | 1290.2674 | 3 | 0 | 3 | B | VLS_Inline | 3 | 3 | 3 | 5 | BranchMin_3BranchMax_5 | 4 | 4 | 8 | HeaderMin_4HeaderMax_8 | 6
267 | 77 | 30123-4P-15HP VLSC | RC2539-11.12 | 430.0891 | 430.0891 | 1290.2674 | 3 | 0 | 3 | B | VLS_Inline | 3 | 3 | 3 | 5 | BranchMin_3BranchMax_5 | 4 | 4 | 8 | HeaderMin_4HeaderMax_8 | 8
267 | 77 | 30123-4P-15HP VLSC | RC2539-11.12 | 430.0891 | 430.0891 | 1290.2674 | 3 | 0 | 3 | B | VLS_Inline | 3 | 3 | 3 | 5 | BranchMin_3BranchMax_5 | 5 | 4 | 8 | HeaderMin_4HeaderMax_8 | 4 | INVALID
267 | 77 | 30123-4P-15HP VLSC | RC2539-11.12 | 430.0891 | 430.0891 | 1290.2674 | 3 | 0 | 3 | B | VLS_Inline | 3 | 3 | 3 | 5 | BranchMin_3BranchMax_5 | 5 | 4 | 8 | HeaderMin_4HeaderMax_8 | 5 | INVALID
267 | 77 | 30123-4P-15HP VLSC | RC2539-11.12 | 430.0891 | 430.0891 | 1290.2674 | 3 | 0 | 3 | B | VLS_Inline | 3 | 3 | 3 | 5 | BranchMin_3BranchMax_5 | 5 | 4 | 8 | HeaderMin_4HeaderMax_8 | 6
267 | 77 | 30123-4P-15HP VLSC | RC2539-11.12 | 430.0891 | 430.0891 | 1290.2674 | 3 | 0 | 3 | B | VLS_Inline | 3 | 3 | 3 | 5 | BranchMin_3BranchMax_5 | 5 | 4 | 8 | HeaderMin_4HeaderMax_8 | 8
268 | 78 | 30123-4P-20HP VLSC | RC2539-12.1 | 453.84 | 453.84 | 1361.52 | 3 | 0 | 3 | B | VLS_Inline | 3 | 3 | 3 | 5 | BranchMin_3BranchMax_5 | 3 | 4 | 8 | HeaderMin_4HeaderMax_8 | 4
268 | 78 | 30123-4P-20HP VLSC | RC2539-12.1 | 453.84 | 453.84 | 1361.52 | 3 | 0 | 3 | B | VLS_Inline | 3 | 3 | 3 | 5 | BranchMin_3BranchMax_5 | 3 | 4 | 8 | HeaderMin_4HeaderMax_8 | 5
268 | 78 | 30123-4P-20HP VLSC | RC2539-12.1 | 453.84 | 453.84 | 1361.52 | 3 | 0 | 3 | B | VLS_Inline | 3 | 3 | 3 | 5 | BranchMin_3BranchMax_5 | 3 | 4 | 8 | HeaderMin_4HeaderMax_8 | 6
268 | 78 | 30123-4P-20HP VLSC | RC2539-12.1 | 453.84 | 453.84 | 1361.52 | 3 | 0 | 3 | B | VLS_Inline | 3 | 3 | 3 | 5 | BranchMin_3BranchMax_5 | 3 | 4 | 8 | HeaderMin_4HeaderMax_8 | 8
268 | 78 | 30123-4P-20HP VLSC | RC2539-12.1 | 453.84 | 453.84 | 1361.52 | 3 | 0 | 3 | B | VLS_Inline | 3 | 3 | 3 | 5 | BranchMin_3BranchMax_5 | 4 | 4 | 8 | HeaderMin_4HeaderMax_8 | 4 | INVALID
268 | 78 | 30123-4P-20HP VLSC | RC2539-12.1 | 453.84 | 453.84 | 1361.52 | 3 | 0 | 3 | B | VLS_Inline | 3 | 3 | 3 | 5 | BranchMin_3BranchMax_5 | 4 | 4 | 8 | HeaderMin_4HeaderMax_8 | 5
268 | 78 | 30123-4P-20HP VLSC | RC2539-12.1 | 453.84 | 453.84 | 1361.52 | 3 | 0 | 3 | B | VLS_Inline | 3 | 3 | 3 | 5 | BranchMin_3BranchMax_5 | 4 | 4 | 8 | HeaderMin_4HeaderMax_8 | 6
268 | 78 | 30123-4P-20HP VLSC | RC2539-12.1 | 453.84 | 453.84 | 1361.52 | 3 | 0 | 3 | B | VLS_Inline | 3 | 3 | 3 | 5 | BranchMin_3BranchMax_5 | 4 | 4 | 8 | HeaderMin_4HeaderMax_8 | 8
268 | 78 | 30123-4P-20HP VLSC | RC2539-12.1 | 453.84 | 453.84 | 1361.52 | 3 | 0 | 3 | B | VLS_Inline | 3 | 3 | 3 | 5 | BranchMin_3BranchMax_5 | 5 | 4 | 8 | HeaderMin_4HeaderMax_8 | 4 | INVALID
268 | 78 | 30123-4P-20HP VLSC | RC2539-12.1 | 453.84 | 453.84 | 1361.52 | 3 | 0 | 3 | B | VLS_Inline | 3 | 3 | 3 | 5 | BranchMin_3BranchMax_5 | 5 | 4 | 8 | HeaderMin_4HeaderMax_8 | 5 | INVALID
268 | 78 | 30123-4P-20HP VLSC | RC2539-12.1 | 453.84 | 453.84 | 1361.52 | 3 | 0 | 3 | B | VLS_Inline | 3 | 3 | 3 | 5 | BranchMin_3BranchMax_5 | 5 | 4 | 8 | HeaderMin_4HeaderMax_8 | 6
268 | 78 | 30123-4P-20HP VLSC | RC2539-12.1 | 453.84 | 453.84 | 1361.52 | 3 | 0 | 3 | B | VLS_Inline | 3 | 3 | 3 | 5 | BranchMin_3BranchMax_5 | 5 | 4 | 8 | HeaderMin_4HeaderMax_8 | 8
269 | 79 | 30125-4P-7.5HP VLSC | VLSC_30125_4P_7.5HP | 360.7205 | 360.7205 | 1082.1614 | 3 | 0 | 3 | B | VLS_Inline | 3 | 3 | 3 | 4 | BranchMin_3BranchMax_4 | 3 | 4 | 8 | HeaderMin_4HeaderMax_8 | 4
269 | 79 | 30125-4P-7.5HP VLSC | VLSC_30125_4P_7.5HP | 360.7205 | 360.7205 | 1082.1614 | 3 | 0 | 3 | B | VLS_Inline | 3 | 3 | 3 | 4 | BranchMin_3BranchMax_4 | 3 | 4 | 8 | HeaderMin_4HeaderMax_8 | 5
269 | 79 | 30125-4P-7.5HP VLSC | VLSC_30125_4P_7.5HP | 360.7205 | 360.7205 | 1082.1614 | 3 | 0 | 3 | B | VLS_Inline | 3 | 3 | 3 | 4 | BranchMin_3BranchMax_4 | 3 | 4 | 8 | HeaderMin_4HeaderMax_8 | 6
269 | 79 | 30125-4P-7.5HP VLSC | VLSC_30125_4P_7.5HP | 360.7205 | 360.7205 | 1082.1614 | 3 | 0 | 3 | B | VLS_Inline | 3 | 3 | 3 | 4 | BranchMin_3BranchMax_4 | 3 | 4 | 8 | HeaderMin_4HeaderMax_8 | 8
269 | 79 | 30125-4P-7.5HP VLSC | VLSC_30125_4P_7.5HP | 360.7205 | 360.7205 | 1082.1614 | 3 | 0 | 3 | B | VLS_Inline | 3 | 3 | 3 | 4 | BranchMin_3BranchMax_4 | 4 | 4 | 8 | HeaderMin_4HeaderMax_8 | 4 | INVALID
269 | 79 | 30125-4P-7.5HP VLSC | VLSC_30125_4P_7.5HP | 360.7205 | 360.7205 | 1082.1614 | 3 | 0 | 3 | B | VLS_Inline | 3 | 3 | 3 | 4 | BranchMin_3BranchMax_4 | 4 | 4 | 8 | HeaderMin_4HeaderMax_8 | 5
269 | 79 | 30125-4P-7.5HP VLSC | VLSC_30125_4P_7.5HP | 360.7205 | 360.7205 | 1082.1614 | 3 | 0 | 3 | B | VLS_Inline | 3 | 3 | 3 | 4 | BranchMin_3BranchMax_4 | 4 | 4 | 8 | HeaderMin_4HeaderMax_8 | 6
269 | 79 | 30125-4P-7.5HP VLSC | VLSC_30125_4P_7.5HP | 360.7205 | 360.7205 | 1082.1614 | 3 | 0 | 3 | B | VLS_Inline | 3 | 3 | 3 | 4 | BranchMin_3BranchMax_4 | 4 | 4 | 8 | HeaderMin_4HeaderMax_8 | 8
270 | 80 | 30125-4P-10HP VLSC | VLSC_30125_4P_10HP | 391.3696 | 391.3696 | 1174.1089 | 3 | 0 | 3 | B | VLS_Inline | 3 | 3 | 3 | 4 | BranchMin_3BranchMax_4 | 3 | 4 | 8 | HeaderMin_4HeaderMax_8 | 4
270 | 80 | 30125-4P-10HP VLSC | VLSC_30125_4P_10HP | 391.3696 | 391.3696 | 1174.1089 | 3 | 0 | 3 | B | VLS_Inline | 3 | 3 | 3 | 4 | BranchMin_3BranchMax_4 | 3 | 4 | 8 | HeaderMin_4HeaderMax_8 | 5
270 | 80 | 30125-4P-10HP VLSC | VLSC_30125_4P_10HP | 391.3696 | 391.3696 | 1174.1089 | 3 | 0 | 3 | B | VLS_Inline | 3 | 3 | 3 | 4 | BranchMin_3BranchMax_4 | 3 | 4 | 8 | HeaderMin_4HeaderMax_8 | 6
270 | 80 | 30125-4P-10HP VLSC | VLSC_30125_4P_10HP | 391.3696 | 391.3696 | 1174.1089 | 3 | 0 | 3 | B | VLS_Inline | 3 | 3 | 3 | 4 | BranchMin_3BranchMax_4 | 3 | 4 | 8 | HeaderMin_4HeaderMax_8 | 8
270 | 80 | 30125-4P-10HP VLSC | VLSC_30125_4P_10HP | 391.3696 | 391.3696 | 1174.1089 | 3 | 0 | 3 | B | VLS_Inline | 3 | 3 | 3 | 4 | BranchMin_3BranchMax_4 | 4 | 4 | 8 | HeaderMin_4HeaderMax_8 | 4 | INVALID
270 | 80 | 30125-4P-10HP VLSC | VLSC_30125_4P_10HP | 391.3696 | 391.3696 | 1174.1089 | 3 | 0 | 3 | B | VLS_Inline | 3 | 3 | 3 | 4 | BranchMin_3BranchMax_4 | 4 | 4 | 8 | HeaderMin_4HeaderMax_8 | 5
270 | 80 | 30125-4P-10HP VLSC | VLSC_30125_4P_10HP | 391.3696 | 391.3696 | 1174.1089 | 3 | 0 | 3 | B | VLS_Inline | 3 | 3 | 3 | 4 | BranchMin_3BranchMax_4 | 4 | 4 | 8 | HeaderMin_4HeaderMax_8 | 6
270 | 80 | 30125-4P-10HP VLSC | VLSC_30125_4P_10HP | 391.3696 | 391.3696 | 1174.1089 | 3 | 0 | 3 | B | VLS_Inline | 3 | 3 | 3 | 4 | BranchMin_3BranchMax_4 | 4 | 4 | 8 | HeaderMin_4HeaderMax_8 | 8
271 | 81 | 30125-4P-15HP VLSC | VLSC_30125_4P_15HP | 444.5377 | 444.5377 | 1333.6131 | 3 | 0 | 3 | B | VLS_Inline | 3 | 3 | 3 | 5 | BranchMin_3BranchMax_5 | 3 | 4 | 8 | HeaderMin_4HeaderMax_8 | 4
271 | 81 | 30125-4P-15HP VLSC | VLSC_30125_4P_15HP | 444.5377 | 444.5377 | 1333.6131 | 3 | 0 | 3 | B | VLS_Inline | 3 | 3 | 3 | 5 | BranchMin_3BranchMax_5 | 3 | 4 | 8 | HeaderMin_4HeaderMax_8 | 5
271 | 81 | 30125-4P-15HP VLSC | VLSC_30125_4P_15HP | 444.5377 | 444.5377 | 1333.6131 | 3 | 0 | 3 | B | VLS_Inline | 3 | 3 | 3 | 5 | BranchMin_3BranchMax_5 | 3 | 4 | 8 | HeaderMin_4HeaderMax_8 | 6
271 | 81 | 30125-4P-15HP VLSC | VLSC_30125_4P_15HP | 444.5377 | 444.5377 | 1333.6131 | 3 | 0 | 3 | B | VLS_Inline | 3 | 3 | 3 | 5 | BranchMin_3BranchMax_5 | 3 | 4 | 8 | HeaderMin_4HeaderMax_8 | 8
271 | 81 | 30125-4P-15HP VLSC | VLSC_30125_4P_15HP | 444.5377 | 444.5377 | 1333.6131 | 3 | 0 | 3 | B | VLS_Inline | 3 | 3 | 3 | 5 | BranchMin_3BranchMax_5 | 4 | 4 | 8 | HeaderMin_4HeaderMax_8 | 4 | INVALID
271 | 81 | 30125-4P-15HP VLSC | VLSC_30125_4P_15HP | 444.5377 | 444.5377 | 1333.6131 | 3 | 0 | 3 | B | VLS_Inline | 3 | 3 | 3 | 5 | BranchMin_3BranchMax_5 | 4 | 4 | 8 | HeaderMin_4HeaderMax_8 | 5
271 | 81 | 30125-4P-15HP VLSC | VLSC_30125_4P_15HP | 444.5377 | 444.5377 | 1333.6131 | 3 | 0 | 3 | B | VLS_Inline | 3 | 3 | 3 | 5 | BranchMin_3BranchMax_5 | 4 | 4 | 8 | HeaderMin_4HeaderMax_8 | 6
271 | 81 | 30125-4P-15HP VLSC | VLSC_30125_4P_15HP | 444.5377 | 444.5377 | 1333.6131 | 3 | 0 | 3 | B | VLS_Inline | 3 | 3 | 3 | 5 | BranchMin_3BranchMax_5 | 4 | 4 | 8 | HeaderMin_4HeaderMax_8 | 8
271 | 81 | 30125-4P-15HP VLSC | VLSC_30125_4P_15HP | 444.5377 | 444.5377 | 1333.6131 | 3 | 0 | 3 | B | VLS_Inline | 3 | 3 | 3 | 5 | BranchMin_3BranchMax_5 | 5 | 4 | 8 | HeaderMin_4HeaderMax_8 | 4 | INVALID
271 | 81 | 30125-4P-15HP VLSC | VLSC_30125_4P_15HP | 444.5377 | 444.5377 | 1333.6131 | 3 | 0 | 3 | B | VLS_Inline | 3 | 3 | 3 | 5 | BranchMin_3BranchMax_5 | 5 | 4 | 8 | HeaderMin_4HeaderMax_8 | 5 | INVALID
271 | 81 | 30125-4P-15HP VLSC | VLSC_30125_4P_15HP | 444.5377 | 444.5377 | 1333.6131 | 3 | 0 | 3 | B | VLS_Inline | 3 | 3 | 3 | 5 | BranchMin_3BranchMax_5 | 5 | 4 | 8 | HeaderMin_4HeaderMax_8 | 6
271 | 81 | 30125-4P-15HP VLSC | VLSC_30125_4P_15HP | 444.5377 | 444.5377 | 1333.6131 | 3 | 0 | 3 | B | VLS_Inline | 3 | 3 | 3 | 5 | BranchMin_3BranchMax_5 | 5 | 4 | 8 | HeaderMin_4HeaderMax_8 | 8
272 | 82 | 30125-4P-20HP VLSC | VLSC_30125_4P_20HP | 455.5928 | 455.5928 | 1366.7783 | 3 | 0 | 3 | B | VLS_Inline | 3 | 3 | 3 | 5 | BranchMin_3BranchMax_5 | 3 | 4 | 8 | HeaderMin_4HeaderMax_8 | 4
272 | 82 | 30125-4P-20HP VLSC | VLSC_30125_4P_20HP | 455.5928 | 455.5928 | 1366.7783 | 3 | 0 | 3 | B | VLS_Inline | 3 | 3 | 3 | 5 | BranchMin_3BranchMax_5 | 3 | 4 | 8 | HeaderMin_4HeaderMax_8 | 5
272 | 82 | 30125-4P-20HP VLSC | VLSC_30125_4P_20HP | 455.5928 | 455.5928 | 1366.7783 | 3 | 0 | 3 | B | VLS_Inline | 3 | 3 | 3 | 5 | BranchMin_3BranchMax_5 | 3 | 4 | 8 | HeaderMin_4HeaderMax_8 | 6
272 | 82 | 30125-4P-20HP VLSC | VLSC_30125_4P_20HP | 455.5928 | 455.5928 | 1366.7783 | 3 | 0 | 3 | B | VLS_Inline | 3 | 3 | 3 | 5 | BranchMin_3BranchMax_5 | 3 | 4 | 8 | HeaderMin_4HeaderMax_8 | 8
272 | 82 | 30125-4P-20HP VLSC | VLSC_30125_4P_20HP | 455.5928 | 455.5928 | 1366.7783 | 3 | 0 | 3 | B | VLS_Inline | 3 | 3 | 3 | 5 | BranchMin_3BranchMax_5 | 4 | 4 | 8 | HeaderMin_4HeaderMax_8 | 4 | INVALID
272 | 82 | 30125-4P-20HP VLSC | VLSC_30125_4P_20HP | 455.5928 | 455.5928 | 1366.7783 | 3 | 0 | 3 | B | VLS_Inline | 3 | 3 | 3 | 5 | BranchMin_3BranchMax_5 | 4 | 4 | 8 | HeaderMin_4HeaderMax_8 | 5
272 | 82 | 30125-4P-20HP VLSC | VLSC_30125_4P_20HP | 455.5928 | 455.5928 | 1366.7783 | 3 | 0 | 3 | B | VLS_Inline | 3 | 3 | 3 | 5 | BranchMin_3BranchMax_5 | 4 | 4 | 8 | HeaderMin_4HeaderMax_8 | 6
272 | 82 | 30125-4P-20HP VLSC | VLSC_30125_4P_20HP | 455.5928 | 455.5928 | 1366.7783 | 3 | 0 | 3 | B | VLS_Inline | 3 | 3 | 3 | 5 | BranchMin_3BranchMax_5 | 4 | 4 | 8 | HeaderMin_4HeaderMax_8 | 8
272 | 82 | 30125-4P-20HP VLSC | VLSC_30125_4P_20HP | 455.5928 | 455.5928 | 1366.7783 | 3 | 0 | 3 | B | VLS_Inline | 3 | 3 | 3 | 5 | BranchMin_3BranchMax_5 | 5 | 4 | 8 | HeaderMin_4HeaderMax_8 | 4 | INVALID
272 | 82 | 30125-4P-20HP VLSC | VLSC_30125_4P_20HP | 455.5928 | 455.5928 | 1366.7783 | 3 | 0 | 3 | B | VLS_Inline | 3 | 3 | 3 | 5 | BranchMin_3BranchMax_5 | 5 | 4 | 8 | HeaderMin_4HeaderMax_8 | 5 | INVALID
272 | 82 | 30125-4P-20HP VLSC | VLSC_30125_4P_20HP | 455.5928 | 455.5928 | 1366.7783 | 3 | 0 | 3 | B | VLS_Inline | 3 | 3 | 3 | 5 | BranchMin_3BranchMax_5 | 5 | 4 | 8 | HeaderMin_4HeaderMax_8 | 6
272 | 82 | 30125-4P-20HP VLSC | VLSC_30125_4P_20HP | 455.5928 | 455.5928 | 1366.7783 | 3 | 0 | 3 | B | VLS_Inline | 3 | 3 | 3 | 5 | BranchMin_3BranchMax_5 | 5 | 4 | 8 | HeaderMin_4HeaderMax_8 | 8
273 | 83 | 40707-2P-15HP VLSC | VLSC_40707_2P_15HP | 548.8465 | 548.8465 | 1646.5396 | 3 | 0 | 3 | B | VLS_Inline | 4 | 4 | 4 | 5 | BranchMin_4BranchMax_5 | 4 | 5 | 10 | HeaderMin_5HeaderMax_10 | 5
273 | 83 | 40707-2P-15HP VLSC | VLSC_40707_2P_15HP | 548.8465 | 548.8465 | 1646.5396 | 3 | 0 | 3 | B | VLS_Inline | 4 | 4 | 4 | 5 | BranchMin_4BranchMax_5 | 4 | 5 | 10 | HeaderMin_5HeaderMax_10 | 6
273 | 83 | 40707-2P-15HP VLSC | VLSC_40707_2P_15HP | 548.8465 | 548.8465 | 1646.5396 | 3 | 0 | 3 | B | VLS_Inline | 4 | 4 | 4 | 5 | BranchMin_4BranchMax_5 | 4 | 5 | 10 | HeaderMin_5HeaderMax_10 | 8
273 | 83 | 40707-2P-15HP VLSC | VLSC_40707_2P_15HP | 548.8465 | 548.8465 | 1646.5396 | 3 | 0 | 3 | B | VLS_Inline | 4 | 4 | 4 | 5 | BranchMin_4BranchMax_5 | 4 | 5 | 10 | HeaderMin_5HeaderMax_10 | 10
273 | 83 | 40707-2P-15HP VLSC | VLSC_40707_2P_15HP | 548.8465 | 548.8465 | 1646.5396 | 3 | 0 | 3 | B | VLS_Inline | 4 | 4 | 4 | 5 | BranchMin_4BranchMax_5 | 5 | 5 | 10 | HeaderMin_5HeaderMax_10 | 5 | INVALID
273 | 83 | 40707-2P-15HP VLSC | VLSC_40707_2P_15HP | 548.8465 | 548.8465 | 1646.5396 | 3 | 0 | 3 | B | VLS_Inline | 4 | 4 | 4 | 5 | BranchMin_4BranchMax_5 | 5 | 5 | 10 | HeaderMin_5HeaderMax_10 | 6
273 | 83 | 40707-2P-15HP VLSC | VLSC_40707_2P_15HP | 548.8465 | 548.8465 | 1646.5396 | 3 | 0 | 3 | B | VLS_Inline | 4 | 4 | 4 | 5 | BranchMin_4BranchMax_5 | 5 | 5 | 10 | HeaderMin_5HeaderMax_10 | 8
273 | 83 | 40707-2P-15HP VLSC | VLSC_40707_2P_15HP | 548.8465 | 548.8465 | 1646.5396 | 3 | 0 | 3 | B | VLS_Inline | 4 | 4 | 4 | 5 | BranchMin_4BranchMax_5 | 5 | 5 | 10 | HeaderMin_5HeaderMax_10 | 10
274 | 84 | 40707-2P-20HP VLSC | VLSC_40707_2P_20HP | 628.8755 | 628.8755 | 1886.6265 | 3 | 0 | 3 | B | VLS_Inline | 4 | 4 | 4 | 5 | BranchMin_4BranchMax_5 | 4 | 5 | 10 | HeaderMin_5HeaderMax_10 | 5
274 | 84 | 40707-2P-20HP VLSC | VLSC_40707_2P_20HP | 628.8755 | 628.8755 | 1886.6265 | 3 | 0 | 3 | B | VLS_Inline | 4 | 4 | 4 | 5 | BranchMin_4BranchMax_5 | 4 | 5 | 10 | HeaderMin_5HeaderMax_10 | 6
274 | 84 | 40707-2P-20HP VLSC | VLSC_40707_2P_20HP | 628.8755 | 628.8755 | 1886.6265 | 3 | 0 | 3 | B | VLS_Inline | 4 | 4 | 4 | 5 | BranchMin_4BranchMax_5 | 4 | 5 | 10 | HeaderMin_5HeaderMax_10 | 8
274 | 84 | 40707-2P-20HP VLSC | VLSC_40707_2P_20HP | 628.8755 | 628.8755 | 1886.6265 | 3 | 0 | 3 | B | VLS_Inline | 4 | 4 | 4 | 5 | BranchMin_4BranchMax_5 | 4 | 5 | 10 | HeaderMin_5HeaderMax_10 | 10
274 | 84 | 40707-2P-20HP VLSC | VLSC_40707_2P_20HP | 628.8755 | 628.8755 | 1886.6265 | 3 | 0 | 3 | B | VLS_Inline | 4 | 4 | 4 | 5 | BranchMin_4BranchMax_5 | 5 | 5 | 10 | HeaderMin_5HeaderMax_10 | 5 | INVALID
274 | 84 | 40707-2P-20HP VLSC | VLSC_40707_2P_20HP | 628.8755 | 628.8755 | 1886.6265 | 3 | 0 | 3 | B | VLS_Inline | 4 | 4 | 4 | 5 | BranchMin_4BranchMax_5 | 5 | 5 | 10 | HeaderMin_5HeaderMax_10 | 6
274 | 84 | 40707-2P-20HP VLSC | VLSC_40707_2P_20HP | 628.8755 | 628.8755 | 1886.6265 | 3 | 0 | 3 | B | VLS_Inline | 4 | 4 | 4 | 5 | BranchMin_4BranchMax_5 | 5 | 5 | 10 | HeaderMin_5HeaderMax_10 | 8
274 | 84 | 40707-2P-20HP VLSC | VLSC_40707_2P_20HP | 628.8755 | 628.8755 | 1886.6265 | 3 | 0 | 3 | B | VLS_Inline | 4 | 4 | 4 | 5 | BranchMin_4BranchMax_5 | 5 | 5 | 10 | HeaderMin_5HeaderMax_10 | 10
275 | 85 | 40707-2P-25HP VLSC | VLSC_40707_2P_25HP | 683.4996 | 683.4996 | 2050.4988 | 3 | 0 | 3 | B | VLS_Inline | 4 | 4 | 4 | 6 | BranchMin_4BranchMax_6 | 4 | 5 | 10 | HeaderMin_5HeaderMax_10 | 5
275 | 85 | 40707-2P-25HP VLSC | VLSC_40707_2P_25HP | 683.4996 | 683.4996 | 2050.4988 | 3 | 0 | 3 | B | VLS_Inline | 4 | 4 | 4 | 6 | BranchMin_4BranchMax_6 | 4 | 5 | 10 | HeaderMin_5HeaderMax_10 | 6
275 | 85 | 40707-2P-25HP VLSC | VLSC_40707_2P_25HP | 683.4996 | 683.4996 | 2050.4988 | 3 | 0 | 3 | B | VLS_Inline | 4 | 4 | 4 | 6 | BranchMin_4BranchMax_6 | 4 | 5 | 10 | HeaderMin_5HeaderMax_10 | 8
275 | 85 | 40707-2P-25HP VLSC | VLSC_40707_2P_25HP | 683.4996 | 683.4996 | 2050.4988 | 3 | 0 | 3 | B | VLS_Inline | 4 | 4 | 4 | 6 | BranchMin_4BranchMax_6 | 4 | 5 | 10 | HeaderMin_5HeaderMax_10 | 10
275 | 85 | 40707-2P-25HP VLSC | VLSC_40707_2P_25HP | 683.4996 | 683.4996 | 2050.4988 | 3 | 0 | 3 | B | VLS_Inline | 4 | 4 | 4 | 6 | BranchMin_4BranchMax_6 | 5 | 5 | 10 | HeaderMin_5HeaderMax_10 | 5 | INVALID
275 | 85 | 40707-2P-25HP VLSC | VLSC_40707_2P_25HP | 683.4996 | 683.4996 | 2050.4988 | 3 | 0 | 3 | B | VLS_Inline | 4 | 4 | 4 | 6 | BranchMin_4BranchMax_6 | 5 | 5 | 10 | HeaderMin_5HeaderMax_10 | 6
275 | 85 | 40707-2P-25HP VLSC | VLSC_40707_2P_25HP | 683.4996 | 683.4996 | 2050.4988 | 3 | 0 | 3 | B | VLS_Inline | 4 | 4 | 4 | 6 | BranchMin_4BranchMax_6 | 5 | 5 | 10 | HeaderMin_5HeaderMax_10 | 8
275 | 85 | 40707-2P-25HP VLSC | VLSC_40707_2P_25HP | 683.4996 | 683.4996 | 2050.4988 | 3 | 0 | 3 | B | VLS_Inline | 4 | 4 | 4 | 6 | BranchMin_4BranchMax_6 | 5 | 5 | 10 | HeaderMin_5HeaderMax_10 | 10
275 | 85 | 40707-2P-25HP VLSC | VLSC_40707_2P_25HP | 683.4996 | 683.4996 | 2050.4988 | 3 | 0 | 3 | B | VLS_Inline | 4 | 4 | 4 | 6 | BranchMin_4BranchMax_6 | 6 | 5 | 10 | HeaderMin_5HeaderMax_10 | 5 | INVALID
275 | 85 | 40707-2P-25HP VLSC | VLSC_40707_2P_25HP | 683.4996 | 683.4996 | 2050.4988 | 3 | 0 | 3 | B | VLS_Inline | 4 | 4 | 4 | 6 | BranchMin_4BranchMax_6 | 6 | 5 | 10 | HeaderMin_5HeaderMax_10 | 6 | INVALID
275 | 85 | 40707-2P-25HP VLSC | VLSC_40707_2P_25HP | 683.4996 | 683.4996 | 2050.4988 | 3 | 0 | 3 | B | VLS_Inline | 4 | 4 | 4 | 6 | BranchMin_4BranchMax_6 | 6 | 5 | 10 | HeaderMin_5HeaderMax_10 | 8
275 | 85 | 40707-2P-25HP VLSC | VLSC_40707_2P_25HP | 683.4996 | 683.4996 | 2050.4988 | 3 | 0 | 3 | B | VLS_Inline | 4 | 4 | 4 | 6 | BranchMin_4BranchMax_6 | 6 | 5 | 10 | HeaderMin_5HeaderMax_10 | 10
276 | 86 | 40707-2P-30HP VLSC | VLSC_40707_2P_30HP | 734.2064 | 734.2064 | 2202.6191 | 3 | 0 | 3 | B | VLS_Inline | 4 | 4 | 4 | 6 | BranchMin_4BranchMax_6 | 4 | 5 | 10 | HeaderMin_5HeaderMax_10 | 5
276 | 86 | 40707-2P-30HP VLSC | VLSC_40707_2P_30HP | 734.2064 | 734.2064 | 2202.6191 | 3 | 0 | 3 | B | VLS_Inline | 4 | 4 | 4 | 6 | BranchMin_4BranchMax_6 | 4 | 5 | 10 | HeaderMin_5HeaderMax_10 | 6
276 | 86 | 40707-2P-30HP VLSC | VLSC_40707_2P_30HP | 734.2064 | 734.2064 | 2202.6191 | 3 | 0 | 3 | B | VLS_Inline | 4 | 4 | 4 | 6 | BranchMin_4BranchMax_6 | 4 | 5 | 10 | HeaderMin_5HeaderMax_10 | 8
276 | 86 | 40707-2P-30HP VLSC | VLSC_40707_2P_30HP | 734.2064 | 734.2064 | 2202.6191 | 3 | 0 | 3 | B | VLS_Inline | 4 | 4 | 4 | 6 | BranchMin_4BranchMax_6 | 4 | 5 | 10 | HeaderMin_5HeaderMax_10 | 10
276 | 86 | 40707-2P-30HP VLSC | VLSC_40707_2P_30HP | 734.2064 | 734.2064 | 2202.6191 | 3 | 0 | 3 | B | VLS_Inline | 4 | 4 | 4 | 6 | BranchMin_4BranchMax_6 | 5 | 5 | 10 | HeaderMin_5HeaderMax_10 | 5 | INVALID
276 | 86 | 40707-2P-30HP VLSC | VLSC_40707_2P_30HP | 734.2064 | 734.2064 | 2202.6191 | 3 | 0 | 3 | B | VLS_Inline | 4 | 4 | 4 | 6 | BranchMin_4BranchMax_6 | 5 | 5 | 10 | HeaderMin_5HeaderMax_10 | 6
276 | 86 | 40707-2P-30HP VLSC | VLSC_40707_2P_30HP | 734.2064 | 734.2064 | 2202.6191 | 3 | 0 | 3 | B | VLS_Inline | 4 | 4 | 4 | 6 | BranchMin_4BranchMax_6 | 5 | 5 | 10 | HeaderMin_5HeaderMax_10 | 8
276 | 86 | 40707-2P-30HP VLSC | VLSC_40707_2P_30HP | 734.2064 | 734.2064 | 2202.6191 | 3 | 0 | 3 | B | VLS_Inline | 4 | 4 | 4 | 6 | BranchMin_4BranchMax_6 | 5 | 5 | 10 | HeaderMin_5HeaderMax_10 | 10
276 | 86 | 40707-2P-30HP VLSC | VLSC_40707_2P_30HP | 734.2064 | 734.2064 | 2202.6191 | 3 | 0 | 3 | B | VLS_Inline | 4 | 4 | 4 | 6 | BranchMin_4BranchMax_6 | 6 | 5 | 10 | HeaderMin_5HeaderMax_10 | 5 | INVALID
276 | 86 | 40707-2P-30HP VLSC | VLSC_40707_2P_30HP | 734.2064 | 734.2064 | 2202.6191 | 3 | 0 | 3 | B | VLS_Inline | 4 | 4 | 4 | 6 | BranchMin_4BranchMax_6 | 6 | 5 | 10 | HeaderMin_5HeaderMax_10 | 6 | INVALID
276 | 86 | 40707-2P-30HP VLSC | VLSC_40707_2P_30HP | 734.2064 | 734.2064 | 2202.6191 | 3 | 0 | 3 | B | VLS_Inline | 4 | 4 | 4 | 6 | BranchMin_4BranchMax_6 | 6 | 5 | 10 | HeaderMin_5HeaderMax_10 | 8
276 | 86 | 40707-2P-30HP VLSC | VLSC_40707_2P_30HP | 734.2064 | 734.2064 | 2202.6191 | 3 | 0 | 3 | B | VLS_Inline | 4 | 4 | 4 | 6 | BranchMin_4BranchMax_6 | 6 | 5 | 10 | HeaderMin_5HeaderMax_10 | 10
277 | 87 | 40707-2P-40HP VLSC | VLSC_40707_2P_40HP | 789.7994 | 789.7994 | 2369.3983 | 3 | 0 | 3 | B | VLS_Inline | 4 | 4 | 4 | 6 | BranchMin_4BranchMax_6 | 4 | 5 | 10 | HeaderMin_5HeaderMax_10 | 5
277 | 87 | 40707-2P-40HP VLSC | VLSC_40707_2P_40HP | 789.7994 | 789.7994 | 2369.3983 | 3 | 0 | 3 | B | VLS_Inline | 4 | 4 | 4 | 6 | BranchMin_4BranchMax_6 | 4 | 5 | 10 | HeaderMin_5HeaderMax_10 | 6
277 | 87 | 40707-2P-40HP VLSC | VLSC_40707_2P_40HP | 789.7994 | 789.7994 | 2369.3983 | 3 | 0 | 3 | B | VLS_Inline | 4 | 4 | 4 | 6 | BranchMin_4BranchMax_6 | 4 | 5 | 10 | HeaderMin_5HeaderMax_10 | 8
277 | 87 | 40707-2P-40HP VLSC | VLSC_40707_2P_40HP | 789.7994 | 789.7994 | 2369.3983 | 3 | 0 | 3 | B | VLS_Inline | 4 | 4 | 4 | 6 | BranchMin_4BranchMax_6 | 4 | 5 | 10 | HeaderMin_5HeaderMax_10 | 10
277 | 87 | 40707-2P-40HP VLSC | VLSC_40707_2P_40HP | 789.7994 | 789.7994 | 2369.3983 | 3 | 0 | 3 | B | VLS_Inline | 4 | 4 | 4 | 6 | BranchMin_4BranchMax_6 | 5 | 5 | 10 | HeaderMin_5HeaderMax_10 | 5 | INVALID
277 | 87 | 40707-2P-40HP VLSC | VLSC_40707_2P_40HP | 789.7994 | 789.7994 | 2369.3983 | 3 | 0 | 3 | B | VLS_Inline | 4 | 4 | 4 | 6 | BranchMin_4BranchMax_6 | 5 | 5 | 10 | HeaderMin_5HeaderMax_10 | 6
277 | 87 | 40707-2P-40HP VLSC | VLSC_40707_2P_40HP | 789.7994 | 789.7994 | 2369.3983 | 3 | 0 | 3 | B | VLS_Inline | 4 | 4 | 4 | 6 | BranchMin_4BranchMax_6 | 5 | 5 | 10 | HeaderMin_5HeaderMax_10 | 8
277 | 87 | 40707-2P-40HP VLSC | VLSC_40707_2P_40HP | 789.7994 | 789.7994 | 2369.3983 | 3 | 0 | 3 | B | VLS_Inline | 4 | 4 | 4 | 6 | BranchMin_4BranchMax_6 | 5 | 5 | 10 | HeaderMin_5HeaderMax_10 | 10
277 | 87 | 40707-2P-40HP VLSC | VLSC_40707_2P_40HP | 789.7994 | 789.7994 | 2369.3983 | 3 | 0 | 3 | B | VLS_Inline | 4 | 4 | 4 | 6 | BranchMin_4BranchMax_6 | 6 | 5 | 10 | HeaderMin_5HeaderMax_10 | 5 | INVALID
277 | 87 | 40707-2P-40HP VLSC | VLSC_40707_2P_40HP | 789.7994 | 789.7994 | 2369.3983 | 3 | 0 | 3 | B | VLS_Inline | 4 | 4 | 4 | 6 | BranchMin_4BranchMax_6 | 6 | 5 | 10 | HeaderMin_5HeaderMax_10 | 6 | INVALID
277 | 87 | 40707-2P-40HP VLSC | VLSC_40707_2P_40HP | 789.7994 | 789.7994 | 2369.3983 | 3 | 0 | 3 | B | VLS_Inline | 4 | 4 | 4 | 6 | BranchMin_4BranchMax_6 | 6 | 5 | 10 | HeaderMin_5HeaderMax_10 | 8
277 | 87 | 40707-2P-40HP VLSC | VLSC_40707_2P_40HP | 789.7994 | 789.7994 | 2369.3983 | 3 | 0 | 3 | B | VLS_Inline | 4 | 4 | 4 | 6 | BranchMin_4BranchMax_6 | 6 | 5 | 10 | HeaderMin_5HeaderMax_10 | 10
278 | 88 | 40707-4P-3HP VLSC | VLSC_40707_4P_3HP | 360.84 | 360.84 | 1082.52 | 3 | 0 | 3 | B | VLS_Inline | 4 | 4 | 4 | 4 | BranchMin_4BranchMax_4 | 4 | 5 | 8 | HeaderMin_5HeaderMax_8 | 5
278 | 88 | 40707-4P-3HP VLSC | VLSC_40707_4P_3HP | 360.84 | 360.84 | 1082.52 | 3 | 0 | 3 | B | VLS_Inline | 4 | 4 | 4 | 4 | BranchMin_4BranchMax_4 | 4 | 5 | 8 | HeaderMin_5HeaderMax_8 | 6
278 | 88 | 40707-4P-3HP VLSC | VLSC_40707_4P_3HP | 360.84 | 360.84 | 1082.52 | 3 | 0 | 3 | B | VLS_Inline | 4 | 4 | 4 | 4 | BranchMin_4BranchMax_4 | 4 | 5 | 8 | HeaderMin_5HeaderMax_8 | 8
279 | 89 | 40707-4P-5HP VLSC | VLSC_40707_4P_5HP | 427.4383 | 427.4383 | 1282.3149 | 3 | 0 | 3 | B | VLS_Inline | 4 | 4 | 4 | 5 | BranchMin_4BranchMax_5 | 4 | 5 | 8 | HeaderMin_5HeaderMax_8 | 5
279 | 89 | 40707-4P-5HP VLSC | VLSC_40707_4P_5HP | 427.4383 | 427.4383 | 1282.3149 | 3 | 0 | 3 | B | VLS_Inline | 4 | 4 | 4 | 5 | BranchMin_4BranchMax_5 | 4 | 5 | 8 | HeaderMin_5HeaderMax_8 | 6
279 | 89 | 40707-4P-5HP VLSC | VLSC_40707_4P_5HP | 427.4383 | 427.4383 | 1282.3149 | 3 | 0 | 3 | B | VLS_Inline | 4 | 4 | 4 | 5 | BranchMin_4BranchMax_5 | 4 | 5 | 8 | HeaderMin_5HeaderMax_8 | 8
279 | 89 | 40707-4P-5HP VLSC | VLSC_40707_4P_5HP | 427.4383 | 427.4383 | 1282.3149 | 3 | 0 | 3 | B | VLS_Inline | 4 | 4 | 4 | 5 | BranchMin_4BranchMax_5 | 5 | 5 | 8 | HeaderMin_5HeaderMax_8 | 5 | INVALID
279 | 89 | 40707-4P-5HP VLSC | VLSC_40707_4P_5HP | 427.4383 | 427.4383 | 1282.3149 | 3 | 0 | 3 | B | VLS_Inline | 4 | 4 | 4 | 5 | BranchMin_4BranchMax_5 | 5 | 5 | 8 | HeaderMin_5HeaderMax_8 | 6
279 | 89 | 40707-4P-5HP VLSC | VLSC_40707_4P_5HP | 427.4383 | 427.4383 | 1282.3149 | 3 | 0 | 3 | B | VLS_Inline | 4 | 4 | 4 | 5 | BranchMin_4BranchMax_5 | 5 | 5 | 8 | HeaderMin_5HeaderMax_8 | 8
280 | 90 | 40957-2P-40HP VLSC | RC9914-1-6.92-2P | 913.8143 | 913.8143 | 2741.443 | 3 | 0 | 3 | B | VLS_Inline | 4 | 4 | 4 | 6 | BranchMin_4BranchMax_6 | 4 | 5 | 12 | HeaderMin_5HeaderMax_12 | 5
280 | 90 | 40957-2P-40HP VLSC | RC9914-1-6.92-2P | 913.8143 | 913.8143 | 2741.443 | 3 | 0 | 3 | B | VLS_Inline | 4 | 4 | 4 | 6 | BranchMin_4BranchMax_6 | 4 | 5 | 12 | HeaderMin_5HeaderMax_12 | 6
280 | 90 | 40957-2P-40HP VLSC | RC9914-1-6.92-2P | 913.8143 | 913.8143 | 2741.443 | 3 | 0 | 3 | B | VLS_Inline | 4 | 4 | 4 | 6 | BranchMin_4BranchMax_6 | 4 | 5 | 12 | HeaderMin_5HeaderMax_12 | 8
280 | 90 | 40957-2P-40HP VLSC | RC9914-1-6.92-2P | 913.8143 | 913.8143 | 2741.443 | 3 | 0 | 3 | B | VLS_Inline | 4 | 4 | 4 | 6 | BranchMin_4BranchMax_6 | 4 | 5 | 12 | HeaderMin_5HeaderMax_12 | 10
280 | 90 | 40957-2P-40HP VLSC | RC9914-1-6.92-2P | 913.8143 | 913.8143 | 2741.443 | 3 | 0 | 3 | B | VLS_Inline | 4 | 4 | 4 | 6 | BranchMin_4BranchMax_6 | 4 | 5 | 12 | HeaderMin_5HeaderMax_12 | 12
280 | 90 | 40957-2P-40HP VLSC | RC9914-1-6.92-2P | 913.8143 | 913.8143 | 2741.443 | 3 | 0 | 3 | B | VLS_Inline | 4 | 4 | 4 | 6 | BranchMin_4BranchMax_6 | 5 | 5 | 12 | HeaderMin_5HeaderMax_12 | 5 | INVALID
280 | 90 | 40957-2P-40HP VLSC | RC9914-1-6.92-2P | 913.8143 | 913.8143 | 2741.443 | 3 | 0 | 3 | B | VLS_Inline | 4 | 4 | 4 | 6 | BranchMin_4BranchMax_6 | 5 | 5 | 12 | HeaderMin_5HeaderMax_12 | 6
280 | 90 | 40957-2P-40HP VLSC | RC9914-1-6.92-2P | 913.8143 | 913.8143 | 2741.443 | 3 | 0 | 3 | B | VLS_Inline | 4 | 4 | 4 | 6 | BranchMin_4BranchMax_6 | 5 | 5 | 12 | HeaderMin_5HeaderMax_12 | 8
280 | 90 | 40957-2P-40HP VLSC | RC9914-1-6.92-2P | 913.8143 | 913.8143 | 2741.443 | 3 | 0 | 3 | B | VLS_Inline | 4 | 4 | 4 | 6 | BranchMin_4BranchMax_6 | 5 | 5 | 12 | HeaderMin_5HeaderMax_12 | 10
280 | 90 | 40957-2P-40HP VLSC | RC9914-1-6.92-2P | 913.8143 | 913.8143 | 2741.443 | 3 | 0 | 3 | B | VLS_Inline | 4 | 4 | 4 | 6 | BranchMin_4BranchMax_6 | 5 | 5 | 12 | HeaderMin_5HeaderMax_12 | 12
280 | 90 | 40957-2P-40HP VLSC | RC9914-1-6.92-2P | 913.8143 | 913.8143 | 2741.443 | 3 | 0 | 3 | B | VLS_Inline | 4 | 4 | 4 | 6 | BranchMin_4BranchMax_6 | 6 | 5 | 12 | HeaderMin_5HeaderMax_12 | 5 | INVALID
280 | 90 | 40957-2P-40HP VLSC | RC9914-1-6.92-2P | 913.8143 | 913.8143 | 2741.443 | 3 | 0 | 3 | B | VLS_Inline | 4 | 4 | 4 | 6 | BranchMin_4BranchMax_6 | 6 | 5 | 12 | HeaderMin_5HeaderMax_12 | 6 | INVALID
280 | 90 | 40957-2P-40HP VLSC | RC9914-1-6.92-2P | 913.8143 | 913.8143 | 2741.443 | 3 | 0 | 3 | B | VLS_Inline | 4 | 4 | 4 | 6 | BranchMin_4BranchMax_6 | 6 | 5 | 12 | HeaderMin_5HeaderMax_12 | 8
280 | 90 | 40957-2P-40HP VLSC | RC9914-1-6.92-2P | 913.8143 | 913.8143 | 2741.443 | 3 | 0 | 3 | B | VLS_Inline | 4 | 4 | 4 | 6 | BranchMin_4BranchMax_6 | 6 | 5 | 12 | HeaderMin_5HeaderMax_12 | 10
280 | 90 | 40957-2P-40HP VLSC | RC9914-1-6.92-2P | 913.8143 | 913.8143 | 2741.443 | 3 | 0 | 3 | B | VLS_Inline | 4 | 4 | 4 | 6 | BranchMin_4BranchMax_6 | 6 | 5 | 12 | HeaderMin_5HeaderMax_12 | 12
281 | 91 | 40957-2P-50HP VLSC | RC9914-1-7.60-2P | 969.4037 | 969.4037 | 2908.2111 | 3 | 0 | 3 | B | VLS_Inline | 4 | 4 | 4 | 8 | BranchMin_4BranchMax_8 | 4 | 5 | 12 | HeaderMin_5HeaderMax_12 | 5
281 | 91 | 40957-2P-50HP VLSC | RC9914-1-7.60-2P | 969.4037 | 969.4037 | 2908.2111 | 3 | 0 | 3 | B | VLS_Inline | 4 | 4 | 4 | 8 | BranchMin_4BranchMax_8 | 4 | 5 | 12 | HeaderMin_5HeaderMax_12 | 6
281 | 91 | 40957-2P-50HP VLSC | RC9914-1-7.60-2P | 969.4037 | 969.4037 | 2908.2111 | 3 | 0 | 3 | B | VLS_Inline | 4 | 4 | 4 | 8 | BranchMin_4BranchMax_8 | 4 | 5 | 12 | HeaderMin_5HeaderMax_12 | 8
281 | 91 | 40957-2P-50HP VLSC | RC9914-1-7.60-2P | 969.4037 | 969.4037 | 2908.2111 | 3 | 0 | 3 | B | VLS_Inline | 4 | 4 | 4 | 8 | BranchMin_4BranchMax_8 | 4 | 5 | 12 | HeaderMin_5HeaderMax_12 | 10
281 | 91 | 40957-2P-50HP VLSC | RC9914-1-7.60-2P | 969.4037 | 969.4037 | 2908.2111 | 3 | 0 | 3 | B | VLS_Inline | 4 | 4 | 4 | 8 | BranchMin_4BranchMax_8 | 4 | 5 | 12 | HeaderMin_5HeaderMax_12 | 12
281 | 91 | 40957-2P-50HP VLSC | RC9914-1-7.60-2P | 969.4037 | 969.4037 | 2908.2111 | 3 | 0 | 3 | B | VLS_Inline | 4 | 4 | 4 | 8 | BranchMin_4BranchMax_8 | 5 | 5 | 12 | HeaderMin_5HeaderMax_12 | 5 | INVALID
281 | 91 | 40957-2P-50HP VLSC | RC9914-1-7.60-2P | 969.4037 | 969.4037 | 2908.2111 | 3 | 0 | 3 | B | VLS_Inline | 4 | 4 | 4 | 8 | BranchMin_4BranchMax_8 | 5 | 5 | 12 | HeaderMin_5HeaderMax_12 | 6
281 | 91 | 40957-2P-50HP VLSC | RC9914-1-7.60-2P | 969.4037 | 969.4037 | 2908.2111 | 3 | 0 | 3 | B | VLS_Inline | 4 | 4 | 4 | 8 | BranchMin_4BranchMax_8 | 5 | 5 | 12 | HeaderMin_5HeaderMax_12 | 8
281 | 91 | 40957-2P-50HP VLSC | RC9914-1-7.60-2P | 969.4037 | 969.4037 | 2908.2111 | 3 | 0 | 3 | B | VLS_Inline | 4 | 4 | 4 | 8 | BranchMin_4BranchMax_8 | 5 | 5 | 12 | HeaderMin_5HeaderMax_12 | 10
281 | 91 | 40957-2P-50HP VLSC | RC9914-1-7.60-2P | 969.4037 | 969.4037 | 2908.2111 | 3 | 0 | 3 | B | VLS_Inline | 4 | 4 | 4 | 8 | BranchMin_4BranchMax_8 | 5 | 5 | 12 | HeaderMin_5HeaderMax_12 | 12
281 | 91 | 40957-2P-50HP VLSC | RC9914-1-7.60-2P | 969.4037 | 969.4037 | 2908.2111 | 3 | 0 | 3 | B | VLS_Inline | 4 | 4 | 4 | 8 | BranchMin_4BranchMax_8 | 6 | 5 | 12 | HeaderMin_5HeaderMax_12 | 5 | INVALID
281 | 91 | 40957-2P-50HP VLSC | RC9914-1-7.60-2P | 969.4037 | 969.4037 | 2908.2111 | 3 | 0 | 3 | B | VLS_Inline | 4 | 4 | 4 | 8 | BranchMin_4BranchMax_8 | 6 | 5 | 12 | HeaderMin_5HeaderMax_12 | 6 | INVALID
281 | 91 | 40957-2P-50HP VLSC | RC9914-1-7.60-2P | 969.4037 | 969.4037 | 2908.2111 | 3 | 0 | 3 | B | VLS_Inline | 4 | 4 | 4 | 8 | BranchMin_4BranchMax_8 | 6 | 5 | 12 | HeaderMin_5HeaderMax_12 | 8
281 | 91 | 40957-2P-50HP VLSC | RC9914-1-7.60-2P | 969.4037 | 969.4037 | 2908.2111 | 3 | 0 | 3 | B | VLS_Inline | 4 | 4 | 4 | 8 | BranchMin_4BranchMax_8 | 6 | 5 | 12 | HeaderMin_5HeaderMax_12 | 10
281 | 91 | 40957-2P-50HP VLSC | RC9914-1-7.60-2P | 969.4037 | 969.4037 | 2908.2111 | 3 | 0 | 3 | B | VLS_Inline | 4 | 4 | 4 | 8 | BranchMin_4BranchMax_8 | 6 | 5 | 12 | HeaderMin_5HeaderMax_12 | 12
281 | 91 | 40957-2P-50HP VLSC | RC9914-1-7.60-2P | 969.4037 | 969.4037 | 2908.2111 | 3 | 0 | 3 | B | VLS_Inline | 4 | 4 | 4 | 8 | BranchMin_4BranchMax_8 | 8 | 5 | 12 | HeaderMin_5HeaderMax_12 | 5 | INVALID
281 | 91 | 40957-2P-50HP VLSC | RC9914-1-7.60-2P | 969.4037 | 969.4037 | 2908.2111 | 3 | 0 | 3 | B | VLS_Inline | 4 | 4 | 4 | 8 | BranchMin_4BranchMax_8 | 8 | 5 | 12 | HeaderMin_5HeaderMax_12 | 6 | INVALID
281 | 91 | 40957-2P-50HP VLSC | RC9914-1-7.60-2P | 969.4037 | 969.4037 | 2908.2111 | 3 | 0 | 3 | B | VLS_Inline | 4 | 4 | 4 | 8 | BranchMin_4BranchMax_8 | 8 | 5 | 12 | HeaderMin_5HeaderMax_12 | 8 | INVALID
281 | 91 | 40957-2P-50HP VLSC | RC9914-1-7.60-2P | 969.4037 | 969.4037 | 2908.2111 | 3 | 0 | 3 | B | VLS_Inline | 4 | 4 | 4 | 8 | BranchMin_4BranchMax_8 | 8 | 5 | 12 | HeaderMin_5HeaderMax_12 | 10
281 | 91 | 40957-2P-50HP VLSC | RC9914-1-7.60-2P | 969.4037 | 969.4037 | 2908.2111 | 3 | 0 | 3 | B | VLS_Inline | 4 | 4 | 4 | 8 | BranchMin_4BranchMax_8 | 8 | 5 | 12 | HeaderMin_5HeaderMax_12 | 12
282 | 92 | 40957-2P-60HP VLSC | RC9914-1-8.04-2P | 1015.343 | 1015.343 | 3046.0289 | 3 | 0 | 3 | B | VLS_Inline | 4 | 4 | 4 | 8 | BranchMin_4BranchMax_8 | 4 | 5 | 12 | HeaderMin_5HeaderMax_12 | 5
282 | 92 | 40957-2P-60HP VLSC | RC9914-1-8.04-2P | 1015.343 | 1015.343 | 3046.0289 | 3 | 0 | 3 | B | VLS_Inline | 4 | 4 | 4 | 8 | BranchMin_4BranchMax_8 | 4 | 5 | 12 | HeaderMin_5HeaderMax_12 | 6
282 | 92 | 40957-2P-60HP VLSC | RC9914-1-8.04-2P | 1015.343 | 1015.343 | 3046.0289 | 3 | 0 | 3 | B | VLS_Inline | 4 | 4 | 4 | 8 | BranchMin_4BranchMax_8 | 4 | 5 | 12 | HeaderMin_5HeaderMax_12 | 8
282 | 92 | 40957-2P-60HP VLSC | RC9914-1-8.04-2P | 1015.343 | 1015.343 | 3046.0289 | 3 | 0 | 3 | B | VLS_Inline | 4 | 4 | 4 | 8 | BranchMin_4BranchMax_8 | 4 | 5 | 12 | HeaderMin_5HeaderMax_12 | 10
282 | 92 | 40957-2P-60HP VLSC | RC9914-1-8.04-2P | 1015.343 | 1015.343 | 3046.0289 | 3 | 0 | 3 | B | VLS_Inline | 4 | 4 | 4 | 8 | BranchMin_4BranchMax_8 | 4 | 5 | 12 | HeaderMin_5HeaderMax_12 | 12
282 | 92 | 40957-2P-60HP VLSC | RC9914-1-8.04-2P | 1015.343 | 1015.343 | 3046.0289 | 3 | 0 | 3 | B | VLS_Inline | 4 | 4 | 4 | 8 | BranchMin_4BranchMax_8 | 5 | 5 | 12 | HeaderMin_5HeaderMax_12 | 5 | INVALID
282 | 92 | 40957-2P-60HP VLSC | RC9914-1-8.04-2P | 1015.343 | 1015.343 | 3046.0289 | 3 | 0 | 3 | B | VLS_Inline | 4 | 4 | 4 | 8 | BranchMin_4BranchMax_8 | 5 | 5 | 12 | HeaderMin_5HeaderMax_12 | 6
282 | 92 | 40957-2P-60HP VLSC | RC9914-1-8.04-2P | 1015.343 | 1015.343 | 3046.0289 | 3 | 0 | 3 | B | VLS_Inline | 4 | 4 | 4 | 8 | BranchMin_4BranchMax_8 | 5 | 5 | 12 | HeaderMin_5HeaderMax_12 | 8
282 | 92 | 40957-2P-60HP VLSC | RC9914-1-8.04-2P | 1015.343 | 1015.343 | 3046.0289 | 3 | 0 | 3 | B | VLS_Inline | 4 | 4 | 4 | 8 | BranchMin_4BranchMax_8 | 5 | 5 | 12 | HeaderMin_5HeaderMax_12 | 10
282 | 92 | 40957-2P-60HP VLSC | RC9914-1-8.04-2P | 1015.343 | 1015.343 | 3046.0289 | 3 | 0 | 3 | B | VLS_Inline | 4 | 4 | 4 | 8 | BranchMin_4BranchMax_8 | 5 | 5 | 12 | HeaderMin_5HeaderMax_12 | 12
282 | 92 | 40957-2P-60HP VLSC | RC9914-1-8.04-2P | 1015.343 | 1015.343 | 3046.0289 | 3 | 0 | 3 | B | VLS_Inline | 4 | 4 | 4 | 8 | BranchMin_4BranchMax_8 | 6 | 5 | 12 | HeaderMin_5HeaderMax_12 | 5 | INVALID
282 | 92 | 40957-2P-60HP VLSC | RC9914-1-8.04-2P | 1015.343 | 1015.343 | 3046.0289 | 3 | 0 | 3 | B | VLS_Inline | 4 | 4 | 4 | 8 | BranchMin_4BranchMax_8 | 6 | 5 | 12 | HeaderMin_5HeaderMax_12 | 6 | INVALID
282 | 92 | 40957-2P-60HP VLSC | RC9914-1-8.04-2P | 1015.343 | 1015.343 | 3046.0289 | 3 | 0 | 3 | B | VLS_Inline | 4 | 4 | 4 | 8 | BranchMin_4BranchMax_8 | 6 | 5 | 12 | HeaderMin_5HeaderMax_12 | 8
282 | 92 | 40957-2P-60HP VLSC | RC9914-1-8.04-2P | 1015.343 | 1015.343 | 3046.0289 | 3 | 0 | 3 | B | VLS_Inline | 4 | 4 | 4 | 8 | BranchMin_4BranchMax_8 | 6 | 5 | 12 | HeaderMin_5HeaderMax_12 | 10
282 | 92 | 40957-2P-60HP VLSC | RC9914-1-8.04-2P | 1015.343 | 1015.343 | 3046.0289 | 3 | 0 | 3 | B | VLS_Inline | 4 | 4 | 4 | 8 | BranchMin_4BranchMax_8 | 6 | 5 | 12 | HeaderMin_5HeaderMax_12 | 12
282 | 92 | 40957-2P-60HP VLSC | RC9914-1-8.04-2P | 1015.343 | 1015.343 | 3046.0289 | 3 | 0 | 3 | B | VLS_Inline | 4 | 4 | 4 | 8 | BranchMin_4BranchMax_8 | 8 | 5 | 12 | HeaderMin_5HeaderMax_12 | 5 | INVALID
282 | 92 | 40957-2P-60HP VLSC | RC9914-1-8.04-2P | 1015.343 | 1015.343 | 3046.0289 | 3 | 0 | 3 | B | VLS_Inline | 4 | 4 | 4 | 8 | BranchMin_4BranchMax_8 | 8 | 5 | 12 | HeaderMin_5HeaderMax_12 | 6 | INVALID
282 | 92 | 40957-2P-60HP VLSC | RC9914-1-8.04-2P | 1015.343 | 1015.343 | 3046.0289 | 3 | 0 | 3 | B | VLS_Inline | 4 | 4 | 4 | 8 | BranchMin_4BranchMax_8 | 8 | 5 | 12 | HeaderMin_5HeaderMax_12 | 8 | INVALID
282 | 92 | 40957-2P-60HP VLSC | RC9914-1-8.04-2P | 1015.343 | 1015.343 | 3046.0289 | 3 | 0 | 3 | B | VLS_Inline | 4 | 4 | 4 | 8 | BranchMin_4BranchMax_8 | 8 | 5 | 12 | HeaderMin_5HeaderMax_12 | 10
282 | 92 | 40957-2P-60HP VLSC | RC9914-1-8.04-2P | 1015.343 | 1015.343 | 3046.0289 | 3 | 0 | 3 | B | VLS_Inline | 4 | 4 | 4 | 8 | BranchMin_4BranchMax_8 | 8 | 5 | 12 | HeaderMin_5HeaderMax_12 | 12
283 | 93 | 40957-2P-75HP VLSC | RC9914-1-8.58-2P | 1051.8577 | 1051.8577 | 3155.5731 | 3 | 0 | 3 | B | VLS_Inline | 4 | 4 | 4 | 8 | BranchMin_4BranchMax_8 | 4 | 5 | 12 | HeaderMin_5HeaderMax_12 | 5
283 | 93 | 40957-2P-75HP VLSC | RC9914-1-8.58-2P | 1051.8577 | 1051.8577 | 3155.5731 | 3 | 0 | 3 | B | VLS_Inline | 4 | 4 | 4 | 8 | BranchMin_4BranchMax_8 | 4 | 5 | 12 | HeaderMin_5HeaderMax_12 | 6
283 | 93 | 40957-2P-75HP VLSC | RC9914-1-8.58-2P | 1051.8577 | 1051.8577 | 3155.5731 | 3 | 0 | 3 | B | VLS_Inline | 4 | 4 | 4 | 8 | BranchMin_4BranchMax_8 | 4 | 5 | 12 | HeaderMin_5HeaderMax_12 | 8
283 | 93 | 40957-2P-75HP VLSC | RC9914-1-8.58-2P | 1051.8577 | 1051.8577 | 3155.5731 | 3 | 0 | 3 | B | VLS_Inline | 4 | 4 | 4 | 8 | BranchMin_4BranchMax_8 | 4 | 5 | 12 | HeaderMin_5HeaderMax_12 | 10
283 | 93 | 40957-2P-75HP VLSC | RC9914-1-8.58-2P | 1051.8577 | 1051.8577 | 3155.5731 | 3 | 0 | 3 | B | VLS_Inline | 4 | 4 | 4 | 8 | BranchMin_4BranchMax_8 | 4 | 5 | 12 | HeaderMin_5HeaderMax_12 | 12
283 | 93 | 40957-2P-75HP VLSC | RC9914-1-8.58-2P | 1051.8577 | 1051.8577 | 3155.5731 | 3 | 0 | 3 | B | VLS_Inline | 4 | 4 | 4 | 8 | BranchMin_4BranchMax_8 | 5 | 5 | 12 | HeaderMin_5HeaderMax_12 | 5 | INVALID
283 | 93 | 40957-2P-75HP VLSC | RC9914-1-8.58-2P | 1051.8577 | 1051.8577 | 3155.5731 | 3 | 0 | 3 | B | VLS_Inline | 4 | 4 | 4 | 8 | BranchMin_4BranchMax_8 | 5 | 5 | 12 | HeaderMin_5HeaderMax_12 | 6
283 | 93 | 40957-2P-75HP VLSC | RC9914-1-8.58-2P | 1051.8577 | 1051.8577 | 3155.5731 | 3 | 0 | 3 | B | VLS_Inline | 4 | 4 | 4 | 8 | BranchMin_4BranchMax_8 | 5 | 5 | 12 | HeaderMin_5HeaderMax_12 | 8
283 | 93 | 40957-2P-75HP VLSC | RC9914-1-8.58-2P | 1051.8577 | 1051.8577 | 3155.5731 | 3 | 0 | 3 | B | VLS_Inline | 4 | 4 | 4 | 8 | BranchMin_4BranchMax_8 | 5 | 5 | 12 | HeaderMin_5HeaderMax_12 | 10
283 | 93 | 40957-2P-75HP VLSC | RC9914-1-8.58-2P | 1051.8577 | 1051.8577 | 3155.5731 | 3 | 0 | 3 | B | VLS_Inline | 4 | 4 | 4 | 8 | BranchMin_4BranchMax_8 | 5 | 5 | 12 | HeaderMin_5HeaderMax_12 | 12
283 | 93 | 40957-2P-75HP VLSC | RC9914-1-8.58-2P | 1051.8577 | 1051.8577 | 3155.5731 | 3 | 0 | 3 | B | VLS_Inline | 4 | 4 | 4 | 8 | BranchMin_4BranchMax_8 | 6 | 5 | 12 | HeaderMin_5HeaderMax_12 | 5 | INVALID
283 | 93 | 40957-2P-75HP VLSC | RC9914-1-8.58-2P | 1051.8577 | 1051.8577 | 3155.5731 | 3 | 0 | 3 | B | VLS_Inline | 4 | 4 | 4 | 8 | BranchMin_4BranchMax_8 | 6 | 5 | 12 | HeaderMin_5HeaderMax_12 | 6 | INVALID
283 | 93 | 40957-2P-75HP VLSC | RC9914-1-8.58-2P | 1051.8577 | 1051.8577 | 3155.5731 | 3 | 0 | 3 | B | VLS_Inline | 4 | 4 | 4 | 8 | BranchMin_4BranchMax_8 | 6 | 5 | 12 | HeaderMin_5HeaderMax_12 | 8
283 | 93 | 40957-2P-75HP VLSC | RC9914-1-8.58-2P | 1051.8577 | 1051.8577 | 3155.5731 | 3 | 0 | 3 | B | VLS_Inline | 4 | 4 | 4 | 8 | BranchMin_4BranchMax_8 | 6 | 5 | 12 | HeaderMin_5HeaderMax_12 | 10
283 | 93 | 40957-2P-75HP VLSC | RC9914-1-8.58-2P | 1051.8577 | 1051.8577 | 3155.5731 | 3 | 0 | 3 | B | VLS_Inline | 4 | 4 | 4 | 8 | BranchMin_4BranchMax_8 | 6 | 5 | 12 | HeaderMin_5HeaderMax_12 | 12
283 | 93 | 40957-2P-75HP VLSC | RC9914-1-8.58-2P | 1051.8577 | 1051.8577 | 3155.5731 | 3 | 0 | 3 | B | VLS_Inline | 4 | 4 | 4 | 8 | BranchMin_4BranchMax_8 | 8 | 5 | 12 | HeaderMin_5HeaderMax_12 | 5 | INVALID
283 | 93 | 40957-2P-75HP VLSC | RC9914-1-8.58-2P | 1051.8577 | 1051.8577 | 3155.5731 | 3 | 0 | 3 | B | VLS_Inline | 4 | 4 | 4 | 8 | BranchMin_4BranchMax_8 | 8 | 5 | 12 | HeaderMin_5HeaderMax_12 | 6 | INVALID
283 | 93 | 40957-2P-75HP VLSC | RC9914-1-8.58-2P | 1051.8577 | 1051.8577 | 3155.5731 | 3 | 0 | 3 | B | VLS_Inline | 4 | 4 | 4 | 8 | BranchMin_4BranchMax_8 | 8 | 5 | 12 | HeaderMin_5HeaderMax_12 | 8 | INVALID
283 | 93 | 40957-2P-75HP VLSC | RC9914-1-8.58-2P | 1051.8577 | 1051.8577 | 3155.5731 | 3 | 0 | 3 | B | VLS_Inline | 4 | 4 | 4 | 8 | BranchMin_4BranchMax_8 | 8 | 5 | 12 | HeaderMin_5HeaderMax_12 | 10
283 | 93 | 40957-2P-75HP VLSC | RC9914-1-8.58-2P | 1051.8577 | 1051.8577 | 3155.5731 | 3 | 0 | 3 | B | VLS_Inline | 4 | 4 | 4 | 8 | BranchMin_4BranchMax_8 | 8 | 5 | 12 | HeaderMin_5HeaderMax_12 | 12
284 | 94 | 40957-2P-100HP VLSC | RC9914-1-9.43-2P | 1127.0937 | 1127.0937 | 3381.2812 | 3 | 0 | 3 | B | VLS_Inline | 4 | 4 | 4 | 8 | BranchMin_4BranchMax_8 | 4 | 5 | 12 | HeaderMin_5HeaderMax_12 | 5
284 | 94 | 40957-2P-100HP VLSC | RC9914-1-9.43-2P | 1127.0937 | 1127.0937 | 3381.2812 | 3 | 0 | 3 | B | VLS_Inline | 4 | 4 | 4 | 8 | BranchMin_4BranchMax_8 | 4 | 5 | 12 | HeaderMin_5HeaderMax_12 | 6
284 | 94 | 40957-2P-100HP VLSC | RC9914-1-9.43-2P | 1127.0937 | 1127.0937 | 3381.2812 | 3 | 0 | 3 | B | VLS_Inline | 4 | 4 | 4 | 8 | BranchMin_4BranchMax_8 | 4 | 5 | 12 | HeaderMin_5HeaderMax_12 | 8
284 | 94 | 40957-2P-100HP VLSC | RC9914-1-9.43-2P | 1127.0937 | 1127.0937 | 3381.2812 | 3 | 0 | 3 | B | VLS_Inline | 4 | 4 | 4 | 8 | BranchMin_4BranchMax_8 | 4 | 5 | 12 | HeaderMin_5HeaderMax_12 | 10
284 | 94 | 40957-2P-100HP VLSC | RC9914-1-9.43-2P | 1127.0937 | 1127.0937 | 3381.2812 | 3 | 0 | 3 | B | VLS_Inline | 4 | 4 | 4 | 8 | BranchMin_4BranchMax_8 | 4 | 5 | 12 | HeaderMin_5HeaderMax_12 | 12
284 | 94 | 40957-2P-100HP VLSC | RC9914-1-9.43-2P | 1127.0937 | 1127.0937 | 3381.2812 | 3 | 0 | 3 | B | VLS_Inline | 4 | 4 | 4 | 8 | BranchMin_4BranchMax_8 | 5 | 5 | 12 | HeaderMin_5HeaderMax_12 | 5 | INVALID
284 | 94 | 40957-2P-100HP VLSC | RC9914-1-9.43-2P | 1127.0937 | 1127.0937 | 3381.2812 | 3 | 0 | 3 | B | VLS_Inline | 4 | 4 | 4 | 8 | BranchMin_4BranchMax_8 | 5 | 5 | 12 | HeaderMin_5HeaderMax_12 | 6
284 | 94 | 40957-2P-100HP VLSC | RC9914-1-9.43-2P | 1127.0937 | 1127.0937 | 3381.2812 | 3 | 0 | 3 | B | VLS_Inline | 4 | 4 | 4 | 8 | BranchMin_4BranchMax_8 | 5 | 5 | 12 | HeaderMin_5HeaderMax_12 | 8
284 | 94 | 40957-2P-100HP VLSC | RC9914-1-9.43-2P | 1127.0937 | 1127.0937 | 3381.2812 | 3 | 0 | 3 | B | VLS_Inline | 4 | 4 | 4 | 8 | BranchMin_4BranchMax_8 | 5 | 5 | 12 | HeaderMin_5HeaderMax_12 | 10
284 | 94 | 40957-2P-100HP VLSC | RC9914-1-9.43-2P | 1127.0937 | 1127.0937 | 3381.2812 | 3 | 0 | 3 | B | VLS_Inline | 4 | 4 | 4 | 8 | BranchMin_4BranchMax_8 | 5 | 5 | 12 | HeaderMin_5HeaderMax_12 | 12
284 | 94 | 40957-2P-100HP VLSC | RC9914-1-9.43-2P | 1127.0937 | 1127.0937 | 3381.2812 | 3 | 0 | 3 | B | VLS_Inline | 4 | 4 | 4 | 8 | BranchMin_4BranchMax_8 | 6 | 5 | 12 | HeaderMin_5HeaderMax_12 | 5 | INVALID
284 | 94 | 40957-2P-100HP VLSC | RC9914-1-9.43-2P | 1127.0937 | 1127.0937 | 3381.2812 | 3 | 0 | 3 | B | VLS_Inline | 4 | 4 | 4 | 8 | BranchMin_4BranchMax_8 | 6 | 5 | 12 | HeaderMin_5HeaderMax_12 | 6 | INVALID
284 | 94 | 40957-2P-100HP VLSC | RC9914-1-9.43-2P | 1127.0937 | 1127.0937 | 3381.2812 | 3 | 0 | 3 | B | VLS_Inline | 4 | 4 | 4 | 8 | BranchMin_4BranchMax_8 | 6 | 5 | 12 | HeaderMin_5HeaderMax_12 | 8
284 | 94 | 40957-2P-100HP VLSC | RC9914-1-9.43-2P | 1127.0937 | 1127.0937 | 3381.2812 | 3 | 0 | 3 | B | VLS_Inline | 4 | 4 | 4 | 8 | BranchMin_4BranchMax_8 | 6 | 5 | 12 | HeaderMin_5HeaderMax_12 | 10
284 | 94 | 40957-2P-100HP VLSC | RC9914-1-9.43-2P | 1127.0937 | 1127.0937 | 3381.2812 | 3 | 0 | 3 | B | VLS_Inline | 4 | 4 | 4 | 8 | BranchMin_4BranchMax_8 | 6 | 5 | 12 | HeaderMin_5HeaderMax_12 | 12
284 | 94 | 40957-2P-100HP VLSC | RC9914-1-9.43-2P | 1127.0937 | 1127.0937 | 3381.2812 | 3 | 0 | 3 | B | VLS_Inline | 4 | 4 | 4 | 8 | BranchMin_4BranchMax_8 | 8 | 5 | 12 | HeaderMin_5HeaderMax_12 | 5 | INVALID
284 | 94 | 40957-2P-100HP VLSC | RC9914-1-9.43-2P | 1127.0937 | 1127.0937 | 3381.2812 | 3 | 0 | 3 | B | VLS_Inline | 4 | 4 | 4 | 8 | BranchMin_4BranchMax_8 | 8 | 5 | 12 | HeaderMin_5HeaderMax_12 | 6 | INVALID
284 | 94 | 40957-2P-100HP VLSC | RC9914-1-9.43-2P | 1127.0937 | 1127.0937 | 3381.2812 | 3 | 0 | 3 | B | VLS_Inline | 4 | 4 | 4 | 8 | BranchMin_4BranchMax_8 | 8 | 5 | 12 | HeaderMin_5HeaderMax_12 | 8 | INVALID
284 | 94 | 40957-2P-100HP VLSC | RC9914-1-9.43-2P | 1127.0937 | 1127.0937 | 3381.2812 | 3 | 0 | 3 | B | VLS_Inline | 4 | 4 | 4 | 8 | BranchMin_4BranchMax_8 | 8 | 5 | 12 | HeaderMin_5HeaderMax_12 | 10
284 | 94 | 40957-2P-100HP VLSC | RC9914-1-9.43-2P | 1127.0937 | 1127.0937 | 3381.2812 | 3 | 0 | 3 | B | VLS_Inline | 4 | 4 | 4 | 8 | BranchMin_4BranchMax_8 | 8 | 5 | 12 | HeaderMin_5HeaderMax_12 | 12
285 | 95 | 40957-4P-5HP VLSC | RC9914-1-6.91 | 456.5775 | 456.5775 | 1369.7324 | 3 | 0 | 3 | B | VLS_Inline | 4 | 4 | 4 | 5 | BranchMin_4BranchMax_5 | 4 | 5 | 8 | HeaderMin_5HeaderMax_8 | 5
285 | 95 | 40957-4P-5HP VLSC | RC9914-1-6.91 | 456.5775 | 456.5775 | 1369.7324 | 3 | 0 | 3 | B | VLS_Inline | 4 | 4 | 4 | 5 | BranchMin_4BranchMax_5 | 4 | 5 | 8 | HeaderMin_5HeaderMax_8 | 6
285 | 95 | 40957-4P-5HP VLSC | RC9914-1-6.91 | 456.5775 | 456.5775 | 1369.7324 | 3 | 0 | 3 | B | VLS_Inline | 4 | 4 | 4 | 5 | BranchMin_4BranchMax_5 | 4 | 5 | 8 | HeaderMin_5HeaderMax_8 | 8
285 | 95 | 40957-4P-5HP VLSC | RC9914-1-6.91 | 456.5775 | 456.5775 | 1369.7324 | 3 | 0 | 3 | B | VLS_Inline | 4 | 4 | 4 | 5 | BranchMin_4BranchMax_5 | 5 | 5 | 8 | HeaderMin_5HeaderMax_8 | 5 | INVALID
285 | 95 | 40957-4P-5HP VLSC | RC9914-1-6.91 | 456.5775 | 456.5775 | 1369.7324 | 3 | 0 | 3 | B | VLS_Inline | 4 | 4 | 4 | 5 | BranchMin_4BranchMax_5 | 5 | 5 | 8 | HeaderMin_5HeaderMax_8 | 6
285 | 95 | 40957-4P-5HP VLSC | RC9914-1-6.91 | 456.5775 | 456.5775 | 1369.7324 | 3 | 0 | 3 | B | VLS_Inline | 4 | 4 | 4 | 5 | BranchMin_4BranchMax_5 | 5 | 5 | 8 | HeaderMin_5HeaderMax_8 | 8
286 | 96 | 40957-4P-7.5HP VLSC | RC9914-1-8.04 | 508.0798 | 508.0798 | 1524.2394 | 3 | 0 | 3 | B | VLS_Inline | 4 | 4 | 4 | 5 | BranchMin_4BranchMax_5 | 4 | 5 | 8 | HeaderMin_5HeaderMax_8 | 5
286 | 96 | 40957-4P-7.5HP VLSC | RC9914-1-8.04 | 508.0798 | 508.0798 | 1524.2394 | 3 | 0 | 3 | B | VLS_Inline | 4 | 4 | 4 | 5 | BranchMin_4BranchMax_5 | 4 | 5 | 8 | HeaderMin_5HeaderMax_8 | 6
286 | 96 | 40957-4P-7.5HP VLSC | RC9914-1-8.04 | 508.0798 | 508.0798 | 1524.2394 | 3 | 0 | 3 | B | VLS_Inline | 4 | 4 | 4 | 5 | BranchMin_4BranchMax_5 | 4 | 5 | 8 | HeaderMin_5HeaderMax_8 | 8
286 | 96 | 40957-4P-7.5HP VLSC | RC9914-1-8.04 | 508.0798 | 508.0798 | 1524.2394 | 3 | 0 | 3 | B | VLS_Inline | 4 | 4 | 4 | 5 | BranchMin_4BranchMax_5 | 5 | 5 | 8 | HeaderMin_5HeaderMax_8 | 5 | INVALID
286 | 96 | 40957-4P-7.5HP VLSC | RC9914-1-8.04 | 508.0798 | 508.0798 | 1524.2394 | 3 | 0 | 3 | B | VLS_Inline | 4 | 4 | 4 | 5 | BranchMin_4BranchMax_5 | 5 | 5 | 8 | HeaderMin_5HeaderMax_8 | 6
286 | 96 | 40957-4P-7.5HP VLSC | RC9914-1-8.04 | 508.0798 | 508.0798 | 1524.2394 | 3 | 0 | 3 | B | VLS_Inline | 4 | 4 | 4 | 5 | BranchMin_4BranchMax_5 | 5 | 5 | 8 | HeaderMin_5HeaderMax_8 | 8
287 | 97 | 40957-4P-10HP VLSC | RC9914-1-8.77 | 534.9443 | 534.9443 | 1604.833 | 3 | 0 | 3 | B | VLS_Inline | 4 | 4 | 4 | 5 | BranchMin_4BranchMax_5 | 4 | 5 | 10 | HeaderMin_5HeaderMax_10 | 5
287 | 97 | 40957-4P-10HP VLSC | RC9914-1-8.77 | 534.9443 | 534.9443 | 1604.833 | 3 | 0 | 3 | B | VLS_Inline | 4 | 4 | 4 | 5 | BranchMin_4BranchMax_5 | 4 | 5 | 10 | HeaderMin_5HeaderMax_10 | 6
287 | 97 | 40957-4P-10HP VLSC | RC9914-1-8.77 | 534.9443 | 534.9443 | 1604.833 | 3 | 0 | 3 | B | VLS_Inline | 4 | 4 | 4 | 5 | BranchMin_4BranchMax_5 | 4 | 5 | 10 | HeaderMin_5HeaderMax_10 | 8
287 | 97 | 40957-4P-10HP VLSC | RC9914-1-8.77 | 534.9443 | 534.9443 | 1604.833 | 3 | 0 | 3 | B | VLS_Inline | 4 | 4 | 4 | 5 | BranchMin_4BranchMax_5 | 4 | 5 | 10 | HeaderMin_5HeaderMax_10 | 10
287 | 97 | 40957-4P-10HP VLSC | RC9914-1-8.77 | 534.9443 | 534.9443 | 1604.833 | 3 | 0 | 3 | B | VLS_Inline | 4 | 4 | 4 | 5 | BranchMin_4BranchMax_5 | 5 | 5 | 10 | HeaderMin_5HeaderMax_10 | 5 | INVALID
287 | 97 | 40957-4P-10HP VLSC | RC9914-1-8.77 | 534.9443 | 534.9443 | 1604.833 | 3 | 0 | 3 | B | VLS_Inline | 4 | 4 | 4 | 5 | BranchMin_4BranchMax_5 | 5 | 5 | 10 | HeaderMin_5HeaderMax_10 | 6
287 | 97 | 40957-4P-10HP VLSC | RC9914-1-8.77 | 534.9443 | 534.9443 | 1604.833 | 3 | 0 | 3 | B | VLS_Inline | 4 | 4 | 4 | 5 | BranchMin_4BranchMax_5 | 5 | 5 | 10 | HeaderMin_5HeaderMax_10 | 8
287 | 97 | 40957-4P-10HP VLSC | RC9914-1-8.77 | 534.9443 | 534.9443 | 1604.833 | 3 | 0 | 3 | B | VLS_Inline | 4 | 4 | 4 | 5 | BranchMin_4BranchMax_5 | 5 | 5 | 10 | HeaderMin_5HeaderMax_10 | 10
288 | 98 | 40957-4P-15HP VLSC | RC9914-1-9.6 | 568.82 | 568.82 | 1706.46 | 3 | 0 | 3 | B | VLS_Inline | 4 | 4 | 4 | 5 | BranchMin_4BranchMax_5 | 4 | 5 | 10 | HeaderMin_5HeaderMax_10 | 5
288 | 98 | 40957-4P-15HP VLSC | RC9914-1-9.6 | 568.82 | 568.82 | 1706.46 | 3 | 0 | 3 | B | VLS_Inline | 4 | 4 | 4 | 5 | BranchMin_4BranchMax_5 | 4 | 5 | 10 | HeaderMin_5HeaderMax_10 | 6
288 | 98 | 40957-4P-15HP VLSC | RC9914-1-9.6 | 568.82 | 568.82 | 1706.46 | 3 | 0 | 3 | B | VLS_Inline | 4 | 4 | 4 | 5 | BranchMin_4BranchMax_5 | 4 | 5 | 10 | HeaderMin_5HeaderMax_10 | 8
288 | 98 | 40957-4P-15HP VLSC | RC9914-1-9.6 | 568.82 | 568.82 | 1706.46 | 3 | 0 | 3 | B | VLS_Inline | 4 | 4 | 4 | 5 | BranchMin_4BranchMax_5 | 4 | 5 | 10 | HeaderMin_5HeaderMax_10 | 10
288 | 98 | 40957-4P-15HP VLSC | RC9914-1-9.6 | 568.82 | 568.82 | 1706.46 | 3 | 0 | 3 | B | VLS_Inline | 4 | 4 | 4 | 5 | BranchMin_4BranchMax_5 | 5 | 5 | 10 | HeaderMin_5HeaderMax_10 | 5 | INVALID
288 | 98 | 40957-4P-15HP VLSC | RC9914-1-9.6 | 568.82 | 568.82 | 1706.46 | 3 | 0 | 3 | B | VLS_Inline | 4 | 4 | 4 | 5 | BranchMin_4BranchMax_5 | 5 | 5 | 10 | HeaderMin_5HeaderMax_10 | 6
288 | 98 | 40957-4P-15HP VLSC | RC9914-1-9.6 | 568.82 | 568.82 | 1706.46 | 3 | 0 | 3 | B | VLS_Inline | 4 | 4 | 4 | 5 | BranchMin_4BranchMax_5 | 5 | 5 | 10 | HeaderMin_5HeaderMax_10 | 8
288 | 98 | 40957-4P-15HP VLSC | RC9914-1-9.6 | 568.82 | 568.82 | 1706.46 | 3 | 0 | 3 | B | VLS_Inline | 4 | 4 | 4 | 5 | BranchMin_4BranchMax_5 | 5 | 5 | 10 | HeaderMin_5HeaderMax_10 | 10
289 | 99 | 40959-2P-40HP VLSC | VLSC_40959_2P_40HP | 885.0742 | 885.0742 | 2655.2225 | 3 | 0 | 3 | B | VLS_Inline | 4 | 4 | 4 | 6 | BranchMin_4BranchMax_6 | 4 | 5 | 12 | HeaderMin_5HeaderMax_12 | 5
289 | 99 | 40959-2P-40HP VLSC | VLSC_40959_2P_40HP | 885.0742 | 885.0742 | 2655.2225 | 3 | 0 | 3 | B | VLS_Inline | 4 | 4 | 4 | 6 | BranchMin_4BranchMax_6 | 4 | 5 | 12 | HeaderMin_5HeaderMax_12 | 6
289 | 99 | 40959-2P-40HP VLSC | VLSC_40959_2P_40HP | 885.0742 | 885.0742 | 2655.2225 | 3 | 0 | 3 | B | VLS_Inline | 4 | 4 | 4 | 6 | BranchMin_4BranchMax_6 | 4 | 5 | 12 | HeaderMin_5HeaderMax_12 | 8
289 | 99 | 40959-2P-40HP VLSC | VLSC_40959_2P_40HP | 885.0742 | 885.0742 | 2655.2225 | 3 | 0 | 3 | B | VLS_Inline | 4 | 4 | 4 | 6 | BranchMin_4BranchMax_6 | 4 | 5 | 12 | HeaderMin_5HeaderMax_12 | 10
289 | 99 | 40959-2P-40HP VLSC | VLSC_40959_2P_40HP | 885.0742 | 885.0742 | 2655.2225 | 3 | 0 | 3 | B | VLS_Inline | 4 | 4 | 4 | 6 | BranchMin_4BranchMax_6 | 4 | 5 | 12 | HeaderMin_5HeaderMax_12 | 12
289 | 99 | 40959-2P-40HP VLSC | VLSC_40959_2P_40HP | 885.0742 | 885.0742 | 2655.2225 | 3 | 0 | 3 | B | VLS_Inline | 4 | 4 | 4 | 6 | BranchMin_4BranchMax_6 | 5 | 5 | 12 | HeaderMin_5HeaderMax_12 | 5 | INVALID
289 | 99 | 40959-2P-40HP VLSC | VLSC_40959_2P_40HP | 885.0742 | 885.0742 | 2655.2225 | 3 | 0 | 3 | B | VLS_Inline | 4 | 4 | 4 | 6 | BranchMin_4BranchMax_6 | 5 | 5 | 12 | HeaderMin_5HeaderMax_12 | 6
289 | 99 | 40959-2P-40HP VLSC | VLSC_40959_2P_40HP | 885.0742 | 885.0742 | 2655.2225 | 3 | 0 | 3 | B | VLS_Inline | 4 | 4 | 4 | 6 | BranchMin_4BranchMax_6 | 5 | 5 | 12 | HeaderMin_5HeaderMax_12 | 8
289 | 99 | 40959-2P-40HP VLSC | VLSC_40959_2P_40HP | 885.0742 | 885.0742 | 2655.2225 | 3 | 0 | 3 | B | VLS_Inline | 4 | 4 | 4 | 6 | BranchMin_4BranchMax_6 | 5 | 5 | 12 | HeaderMin_5HeaderMax_12 | 10
289 | 99 | 40959-2P-40HP VLSC | VLSC_40959_2P_40HP | 885.0742 | 885.0742 | 2655.2225 | 3 | 0 | 3 | B | VLS_Inline | 4 | 4 | 4 | 6 | BranchMin_4BranchMax_6 | 5 | 5 | 12 | HeaderMin_5HeaderMax_12 | 12
289 | 99 | 40959-2P-40HP VLSC | VLSC_40959_2P_40HP | 885.0742 | 885.0742 | 2655.2225 | 3 | 0 | 3 | B | VLS_Inline | 4 | 4 | 4 | 6 | BranchMin_4BranchMax_6 | 6 | 5 | 12 | HeaderMin_5HeaderMax_12 | 5 | INVALID
289 | 99 | 40959-2P-40HP VLSC | VLSC_40959_2P_40HP | 885.0742 | 885.0742 | 2655.2225 | 3 | 0 | 3 | B | VLS_Inline | 4 | 4 | 4 | 6 | BranchMin_4BranchMax_6 | 6 | 5 | 12 | HeaderMin_5HeaderMax_12 | 6 | INVALID
289 | 99 | 40959-2P-40HP VLSC | VLSC_40959_2P_40HP | 885.0742 | 885.0742 | 2655.2225 | 3 | 0 | 3 | B | VLS_Inline | 4 | 4 | 4 | 6 | BranchMin_4BranchMax_6 | 6 | 5 | 12 | HeaderMin_5HeaderMax_12 | 8
289 | 99 | 40959-2P-40HP VLSC | VLSC_40959_2P_40HP | 885.0742 | 885.0742 | 2655.2225 | 3 | 0 | 3 | B | VLS_Inline | 4 | 4 | 4 | 6 | BranchMin_4BranchMax_6 | 6 | 5 | 12 | HeaderMin_5HeaderMax_12 | 10
289 | 99 | 40959-2P-40HP VLSC | VLSC_40959_2P_40HP | 885.0742 | 885.0742 | 2655.2225 | 3 | 0 | 3 | B | VLS_Inline | 4 | 4 | 4 | 6 | BranchMin_4BranchMax_6 | 6 | 5 | 12 | HeaderMin_5HeaderMax_12 | 12
290 | 100 | 40959-2P-50HP VLSC | VLSC_40959_2P_50HP | 912.6252 | 912.6252 | 2737.8756 | 3 | 0 | 3 | B | VLS_Inline | 4 | 4 | 4 | 6 | BranchMin_4BranchMax_6 | 4 | 5 | 12 | HeaderMin_5HeaderMax_12 | 5
290 | 100 | 40959-2P-50HP VLSC | VLSC_40959_2P_50HP | 912.6252 | 912.6252 | 2737.8756 | 3 | 0 | 3 | B | VLS_Inline | 4 | 4 | 4 | 6 | BranchMin_4BranchMax_6 | 4 | 5 | 12 | HeaderMin_5HeaderMax_12 | 6
290 | 100 | 40959-2P-50HP VLSC | VLSC_40959_2P_50HP | 912.6252 | 912.6252 | 2737.8756 | 3 | 0 | 3 | B | VLS_Inline | 4 | 4 | 4 | 6 | BranchMin_4BranchMax_6 | 4 | 5 | 12 | HeaderMin_5HeaderMax_12 | 8
290 | 100 | 40959-2P-50HP VLSC | VLSC_40959_2P_50HP | 912.6252 | 912.6252 | 2737.8756 | 3 | 0 | 3 | B | VLS_Inline | 4 | 4 | 4 | 6 | BranchMin_4BranchMax_6 | 4 | 5 | 12 | HeaderMin_5HeaderMax_12 | 10
290 | 100 | 40959-2P-50HP VLSC | VLSC_40959_2P_50HP | 912.6252 | 912.6252 | 2737.8756 | 3 | 0 | 3 | B | VLS_Inline | 4 | 4 | 4 | 6 | BranchMin_4BranchMax_6 | 4 | 5 | 12 | HeaderMin_5HeaderMax_12 | 12
290 | 100 | 40959-2P-50HP VLSC | VLSC_40959_2P_50HP | 912.6252 | 912.6252 | 2737.8756 | 3 | 0 | 3 | B | VLS_Inline | 4 | 4 | 4 | 6 | BranchMin_4BranchMax_6 | 5 | 5 | 12 | HeaderMin_5HeaderMax_12 | 5 | INVALID
290 | 100 | 40959-2P-50HP VLSC | VLSC_40959_2P_50HP | 912.6252 | 912.6252 | 2737.8756 | 3 | 0 | 3 | B | VLS_Inline | 4 | 4 | 4 | 6 | BranchMin_4BranchMax_6 | 5 | 5 | 12 | HeaderMin_5HeaderMax_12 | 6
290 | 100 | 40959-2P-50HP VLSC | VLSC_40959_2P_50HP | 912.6252 | 912.6252 | 2737.8756 | 3 | 0 | 3 | B | VLS_Inline | 4 | 4 | 4 | 6 | BranchMin_4BranchMax_6 | 5 | 5 | 12 | HeaderMin_5HeaderMax_12 | 8
290 | 100 | 40959-2P-50HP VLSC | VLSC_40959_2P_50HP | 912.6252 | 912.6252 | 2737.8756 | 3 | 0 | 3 | B | VLS_Inline | 4 | 4 | 4 | 6 | BranchMin_4BranchMax_6 | 5 | 5 | 12 | HeaderMin_5HeaderMax_12 | 10
290 | 100 | 40959-2P-50HP VLSC | VLSC_40959_2P_50HP | 912.6252 | 912.6252 | 2737.8756 | 3 | 0 | 3 | B | VLS_Inline | 4 | 4 | 4 | 6 | BranchMin_4BranchMax_6 | 5 | 5 | 12 | HeaderMin_5HeaderMax_12 | 12
290 | 100 | 40959-2P-50HP VLSC | VLSC_40959_2P_50HP | 912.6252 | 912.6252 | 2737.8756 | 3 | 0 | 3 | B | VLS_Inline | 4 | 4 | 4 | 6 | BranchMin_4BranchMax_6 | 6 | 5 | 12 | HeaderMin_5HeaderMax_12 | 5 | INVALID
290 | 100 | 40959-2P-50HP VLSC | VLSC_40959_2P_50HP | 912.6252 | 912.6252 | 2737.8756 | 3 | 0 | 3 | B | VLS_Inline | 4 | 4 | 4 | 6 | BranchMin_4BranchMax_6 | 6 | 5 | 12 | HeaderMin_5HeaderMax_12 | 6 | INVALID
290 | 100 | 40959-2P-50HP VLSC | VLSC_40959_2P_50HP | 912.6252 | 912.6252 | 2737.8756 | 3 | 0 | 3 | B | VLS_Inline | 4 | 4 | 4 | 6 | BranchMin_4BranchMax_6 | 6 | 5 | 12 | HeaderMin_5HeaderMax_12 | 8
290 | 100 | 40959-2P-50HP VLSC | VLSC_40959_2P_50HP | 912.6252 | 912.6252 | 2737.8756 | 3 | 0 | 3 | B | VLS_Inline | 4 | 4 | 4 | 6 | BranchMin_4BranchMax_6 | 6 | 5 | 12 | HeaderMin_5HeaderMax_12 | 10
290 | 100 | 40959-2P-50HP VLSC | VLSC_40959_2P_50HP | 912.6252 | 912.6252 | 2737.8756 | 3 | 0 | 3 | B | VLS_Inline | 4 | 4 | 4 | 6 | BranchMin_4BranchMax_6 | 6 | 5 | 12 | HeaderMin_5HeaderMax_12 | 12
291 | 101 | 40959-2P-60HP VLSC | VLSC_40959_2P_60HP | 955.0129 | 955.0129 | 2865.0386 | 3 | 0 | 3 | B | VLS_Inline | 4 | 4 | 4 | 8 | BranchMin_4BranchMax_8 | 4 | 5 | 12 | HeaderMin_5HeaderMax_12 | 5
291 | 101 | 40959-2P-60HP VLSC | VLSC_40959_2P_60HP | 955.0129 | 955.0129 | 2865.0386 | 3 | 0 | 3 | B | VLS_Inline | 4 | 4 | 4 | 8 | BranchMin_4BranchMax_8 | 4 | 5 | 12 | HeaderMin_5HeaderMax_12 | 6
291 | 101 | 40959-2P-60HP VLSC | VLSC_40959_2P_60HP | 955.0129 | 955.0129 | 2865.0386 | 3 | 0 | 3 | B | VLS_Inline | 4 | 4 | 4 | 8 | BranchMin_4BranchMax_8 | 4 | 5 | 12 | HeaderMin_5HeaderMax_12 | 8
291 | 101 | 40959-2P-60HP VLSC | VLSC_40959_2P_60HP | 955.0129 | 955.0129 | 2865.0386 | 3 | 0 | 3 | B | VLS_Inline | 4 | 4 | 4 | 8 | BranchMin_4BranchMax_8 | 4 | 5 | 12 | HeaderMin_5HeaderMax_12 | 10
291 | 101 | 40959-2P-60HP VLSC | VLSC_40959_2P_60HP | 955.0129 | 955.0129 | 2865.0386 | 3 | 0 | 3 | B | VLS_Inline | 4 | 4 | 4 | 8 | BranchMin_4BranchMax_8 | 4 | 5 | 12 | HeaderMin_5HeaderMax_12 | 12
291 | 101 | 40959-2P-60HP VLSC | VLSC_40959_2P_60HP | 955.0129 | 955.0129 | 2865.0386 | 3 | 0 | 3 | B | VLS_Inline | 4 | 4 | 4 | 8 | BranchMin_4BranchMax_8 | 5 | 5 | 12 | HeaderMin_5HeaderMax_12 | 5 | INVALID
291 | 101 | 40959-2P-60HP VLSC | VLSC_40959_2P_60HP | 955.0129 | 955.0129 | 2865.0386 | 3 | 0 | 3 | B | VLS_Inline | 4 | 4 | 4 | 8 | BranchMin_4BranchMax_8 | 5 | 5 | 12 | HeaderMin_5HeaderMax_12 | 6
291 | 101 | 40959-2P-60HP VLSC | VLSC_40959_2P_60HP | 955.0129 | 955.0129 | 2865.0386 | 3 | 0 | 3 | B | VLS_Inline | 4 | 4 | 4 | 8 | BranchMin_4BranchMax_8 | 5 | 5 | 12 | HeaderMin_5HeaderMax_12 | 8
291 | 101 | 40959-2P-60HP VLSC | VLSC_40959_2P_60HP | 955.0129 | 955.0129 | 2865.0386 | 3 | 0 | 3 | B | VLS_Inline | 4 | 4 | 4 | 8 | BranchMin_4BranchMax_8 | 5 | 5 | 12 | HeaderMin_5HeaderMax_12 | 10
291 | 101 | 40959-2P-60HP VLSC | VLSC_40959_2P_60HP | 955.0129 | 955.0129 | 2865.0386 | 3 | 0 | 3 | B | VLS_Inline | 4 | 4 | 4 | 8 | BranchMin_4BranchMax_8 | 5 | 5 | 12 | HeaderMin_5HeaderMax_12 | 12
291 | 101 | 40959-2P-60HP VLSC | VLSC_40959_2P_60HP | 955.0129 | 955.0129 | 2865.0386 | 3 | 0 | 3 | B | VLS_Inline | 4 | 4 | 4 | 8 | BranchMin_4BranchMax_8 | 6 | 5 | 12 | HeaderMin_5HeaderMax_12 | 5 | INVALID
291 | 101 | 40959-2P-60HP VLSC | VLSC_40959_2P_60HP | 955.0129 | 955.0129 | 2865.0386 | 3 | 0 | 3 | B | VLS_Inline | 4 | 4 | 4 | 8 | BranchMin_4BranchMax_8 | 6 | 5 | 12 | HeaderMin_5HeaderMax_12 | 6 | INVALID
291 | 101 | 40959-2P-60HP VLSC | VLSC_40959_2P_60HP | 955.0129 | 955.0129 | 2865.0386 | 3 | 0 | 3 | B | VLS_Inline | 4 | 4 | 4 | 8 | BranchMin_4BranchMax_8 | 6 | 5 | 12 | HeaderMin_5HeaderMax_12 | 8
291 | 101 | 40959-2P-60HP VLSC | VLSC_40959_2P_60HP | 955.0129 | 955.0129 | 2865.0386 | 3 | 0 | 3 | B | VLS_Inline | 4 | 4 | 4 | 8 | BranchMin_4BranchMax_8 | 6 | 5 | 12 | HeaderMin_5HeaderMax_12 | 10
291 | 101 | 40959-2P-60HP VLSC | VLSC_40959_2P_60HP | 955.0129 | 955.0129 | 2865.0386 | 3 | 0 | 3 | B | VLS_Inline | 4 | 4 | 4 | 8 | BranchMin_4BranchMax_8 | 6 | 5 | 12 | HeaderMin_5HeaderMax_12 | 12
291 | 101 | 40959-2P-60HP VLSC | VLSC_40959_2P_60HP | 955.0129 | 955.0129 | 2865.0386 | 3 | 0 | 3 | B | VLS_Inline | 4 | 4 | 4 | 8 | BranchMin_4BranchMax_8 | 8 | 5 | 12 | HeaderMin_5HeaderMax_12 | 5 | INVALID
291 | 101 | 40959-2P-60HP VLSC | VLSC_40959_2P_60HP | 955.0129 | 955.0129 | 2865.0386 | 3 | 0 | 3 | B | VLS_Inline | 4 | 4 | 4 | 8 | BranchMin_4BranchMax_8 | 8 | 5 | 12 | HeaderMin_5HeaderMax_12 | 6 | INVALID
291 | 101 | 40959-2P-60HP VLSC | VLSC_40959_2P_60HP | 955.0129 | 955.0129 | 2865.0386 | 3 | 0 | 3 | B | VLS_Inline | 4 | 4 | 4 | 8 | BranchMin_4BranchMax_8 | 8 | 5 | 12 | HeaderMin_5HeaderMax_12 | 8 | INVALID
291 | 101 | 40959-2P-60HP VLSC | VLSC_40959_2P_60HP | 955.0129 | 955.0129 | 2865.0386 | 3 | 0 | 3 | B | VLS_Inline | 4 | 4 | 4 | 8 | BranchMin_4BranchMax_8 | 8 | 5 | 12 | HeaderMin_5HeaderMax_12 | 10
291 | 101 | 40959-2P-60HP VLSC | VLSC_40959_2P_60HP | 955.0129 | 955.0129 | 2865.0386 | 3 | 0 | 3 | B | VLS_Inline | 4 | 4 | 4 | 8 | BranchMin_4BranchMax_8 | 8 | 5 | 12 | HeaderMin_5HeaderMax_12 | 12
292 | 102 | 40959-2P-75HP VLSC | VLSC_40959_2P_75HP | 1024.8269 | 1024.8269 | 3074.4806 | 3 | 0 | 3 | B | VLS_Inline | 4 | 4 | 4 | 8 | BranchMin_4BranchMax_8 | 4 | 5 | 12 | HeaderMin_5HeaderMax_12 | 5
292 | 102 | 40959-2P-75HP VLSC | VLSC_40959_2P_75HP | 1024.8269 | 1024.8269 | 3074.4806 | 3 | 0 | 3 | B | VLS_Inline | 4 | 4 | 4 | 8 | BranchMin_4BranchMax_8 | 4 | 5 | 12 | HeaderMin_5HeaderMax_12 | 6
292 | 102 | 40959-2P-75HP VLSC | VLSC_40959_2P_75HP | 1024.8269 | 1024.8269 | 3074.4806 | 3 | 0 | 3 | B | VLS_Inline | 4 | 4 | 4 | 8 | BranchMin_4BranchMax_8 | 4 | 5 | 12 | HeaderMin_5HeaderMax_12 | 8
292 | 102 | 40959-2P-75HP VLSC | VLSC_40959_2P_75HP | 1024.8269 | 1024.8269 | 3074.4806 | 3 | 0 | 3 | B | VLS_Inline | 4 | 4 | 4 | 8 | BranchMin_4BranchMax_8 | 4 | 5 | 12 | HeaderMin_5HeaderMax_12 | 10
292 | 102 | 40959-2P-75HP VLSC | VLSC_40959_2P_75HP | 1024.8269 | 1024.8269 | 3074.4806 | 3 | 0 | 3 | B | VLS_Inline | 4 | 4 | 4 | 8 | BranchMin_4BranchMax_8 | 4 | 5 | 12 | HeaderMin_5HeaderMax_12 | 12
292 | 102 | 40959-2P-75HP VLSC | VLSC_40959_2P_75HP | 1024.8269 | 1024.8269 | 3074.4806 | 3 | 0 | 3 | B | VLS_Inline | 4 | 4 | 4 | 8 | BranchMin_4BranchMax_8 | 5 | 5 | 12 | HeaderMin_5HeaderMax_12 | 5 | INVALID
292 | 102 | 40959-2P-75HP VLSC | VLSC_40959_2P_75HP | 1024.8269 | 1024.8269 | 3074.4806 | 3 | 0 | 3 | B | VLS_Inline | 4 | 4 | 4 | 8 | BranchMin_4BranchMax_8 | 5 | 5 | 12 | HeaderMin_5HeaderMax_12 | 6
292 | 102 | 40959-2P-75HP VLSC | VLSC_40959_2P_75HP | 1024.8269 | 1024.8269 | 3074.4806 | 3 | 0 | 3 | B | VLS_Inline | 4 | 4 | 4 | 8 | BranchMin_4BranchMax_8 | 5 | 5 | 12 | HeaderMin_5HeaderMax_12 | 8
292 | 102 | 40959-2P-75HP VLSC | VLSC_40959_2P_75HP | 1024.8269 | 1024.8269 | 3074.4806 | 3 | 0 | 3 | B | VLS_Inline | 4 | 4 | 4 | 8 | BranchMin_4BranchMax_8 | 5 | 5 | 12 | HeaderMin_5HeaderMax_12 | 10
292 | 102 | 40959-2P-75HP VLSC | VLSC_40959_2P_75HP | 1024.8269 | 1024.8269 | 3074.4806 | 3 | 0 | 3 | B | VLS_Inline | 4 | 4 | 4 | 8 | BranchMin_4BranchMax_8 | 5 | 5 | 12 | HeaderMin_5HeaderMax_12 | 12
292 | 102 | 40959-2P-75HP VLSC | VLSC_40959_2P_75HP | 1024.8269 | 1024.8269 | 3074.4806 | 3 | 0 | 3 | B | VLS_Inline | 4 | 4 | 4 | 8 | BranchMin_4BranchMax_8 | 6 | 5 | 12 | HeaderMin_5HeaderMax_12 | 5 | INVALID
292 | 102 | 40959-2P-75HP VLSC | VLSC_40959_2P_75HP | 1024.8269 | 1024.8269 | 3074.4806 | 3 | 0 | 3 | B | VLS_Inline | 4 | 4 | 4 | 8 | BranchMin_4BranchMax_8 | 6 | 5 | 12 | HeaderMin_5HeaderMax_12 | 6 | INVALID
292 | 102 | 40959-2P-75HP VLSC | VLSC_40959_2P_75HP | 1024.8269 | 1024.8269 | 3074.4806 | 3 | 0 | 3 | B | VLS_Inline | 4 | 4 | 4 | 8 | BranchMin_4BranchMax_8 | 6 | 5 | 12 | HeaderMin_5HeaderMax_12 | 8
292 | 102 | 40959-2P-75HP VLSC | VLSC_40959_2P_75HP | 1024.8269 | 1024.8269 | 3074.4806 | 3 | 0 | 3 | B | VLS_Inline | 4 | 4 | 4 | 8 | BranchMin_4BranchMax_8 | 6 | 5 | 12 | HeaderMin_5HeaderMax_12 | 10
292 | 102 | 40959-2P-75HP VLSC | VLSC_40959_2P_75HP | 1024.8269 | 1024.8269 | 3074.4806 | 3 | 0 | 3 | B | VLS_Inline | 4 | 4 | 4 | 8 | BranchMin_4BranchMax_8 | 6 | 5 | 12 | HeaderMin_5HeaderMax_12 | 12
292 | 102 | 40959-2P-75HP VLSC | VLSC_40959_2P_75HP | 1024.8269 | 1024.8269 | 3074.4806 | 3 | 0 | 3 | B | VLS_Inline | 4 | 4 | 4 | 8 | BranchMin_4BranchMax_8 | 8 | 5 | 12 | HeaderMin_5HeaderMax_12 | 5 | INVALID
292 | 102 | 40959-2P-75HP VLSC | VLSC_40959_2P_75HP | 1024.8269 | 1024.8269 | 3074.4806 | 3 | 0 | 3 | B | VLS_Inline | 4 | 4 | 4 | 8 | BranchMin_4BranchMax_8 | 8 | 5 | 12 | HeaderMin_5HeaderMax_12 | 6 | INVALID
292 | 102 | 40959-2P-75HP VLSC | VLSC_40959_2P_75HP | 1024.8269 | 1024.8269 | 3074.4806 | 3 | 0 | 3 | B | VLS_Inline | 4 | 4 | 4 | 8 | BranchMin_4BranchMax_8 | 8 | 5 | 12 | HeaderMin_5HeaderMax_12 | 8 | INVALID
292 | 102 | 40959-2P-75HP VLSC | VLSC_40959_2P_75HP | 1024.8269 | 1024.8269 | 3074.4806 | 3 | 0 | 3 | B | VLS_Inline | 4 | 4 | 4 | 8 | BranchMin_4BranchMax_8 | 8 | 5 | 12 | HeaderMin_5HeaderMax_12 | 10
292 | 102 | 40959-2P-75HP VLSC | VLSC_40959_2P_75HP | 1024.8269 | 1024.8269 | 3074.4806 | 3 | 0 | 3 | B | VLS_Inline | 4 | 4 | 4 | 8 | BranchMin_4BranchMax_8 | 8 | 5 | 12 | HeaderMin_5HeaderMax_12 | 12
293 | 103 | 40959-2P-100HP VLSC | VLSC_40959_2P_100HP | 1116.5838 | 1116.5838 | 3349.7514 | 3 | 0 | 3 | B | VLS_Inline | 4 | 4 | 4 | 8 | BranchMin_4BranchMax_8 | 4 | 5 | 12 | HeaderMin_5HeaderMax_12 | 5
293 | 103 | 40959-2P-100HP VLSC | VLSC_40959_2P_100HP | 1116.5838 | 1116.5838 | 3349.7514 | 3 | 0 | 3 | B | VLS_Inline | 4 | 4 | 4 | 8 | BranchMin_4BranchMax_8 | 4 | 5 | 12 | HeaderMin_5HeaderMax_12 | 6
293 | 103 | 40959-2P-100HP VLSC | VLSC_40959_2P_100HP | 1116.5838 | 1116.5838 | 3349.7514 | 3 | 0 | 3 | B | VLS_Inline | 4 | 4 | 4 | 8 | BranchMin_4BranchMax_8 | 4 | 5 | 12 | HeaderMin_5HeaderMax_12 | 8
293 | 103 | 40959-2P-100HP VLSC | VLSC_40959_2P_100HP | 1116.5838 | 1116.5838 | 3349.7514 | 3 | 0 | 3 | B | VLS_Inline | 4 | 4 | 4 | 8 | BranchMin_4BranchMax_8 | 4 | 5 | 12 | HeaderMin_5HeaderMax_12 | 10
293 | 103 | 40959-2P-100HP VLSC | VLSC_40959_2P_100HP | 1116.5838 | 1116.5838 | 3349.7514 | 3 | 0 | 3 | B | VLS_Inline | 4 | 4 | 4 | 8 | BranchMin_4BranchMax_8 | 4 | 5 | 12 | HeaderMin_5HeaderMax_12 | 12
293 | 103 | 40959-2P-100HP VLSC | VLSC_40959_2P_100HP | 1116.5838 | 1116.5838 | 3349.7514 | 3 | 0 | 3 | B | VLS_Inline | 4 | 4 | 4 | 8 | BranchMin_4BranchMax_8 | 5 | 5 | 12 | HeaderMin_5HeaderMax_12 | 5 | INVALID
293 | 103 | 40959-2P-100HP VLSC | VLSC_40959_2P_100HP | 1116.5838 | 1116.5838 | 3349.7514 | 3 | 0 | 3 | B | VLS_Inline | 4 | 4 | 4 | 8 | BranchMin_4BranchMax_8 | 5 | 5 | 12 | HeaderMin_5HeaderMax_12 | 6
293 | 103 | 40959-2P-100HP VLSC | VLSC_40959_2P_100HP | 1116.5838 | 1116.5838 | 3349.7514 | 3 | 0 | 3 | B | VLS_Inline | 4 | 4 | 4 | 8 | BranchMin_4BranchMax_8 | 5 | 5 | 12 | HeaderMin_5HeaderMax_12 | 8
293 | 103 | 40959-2P-100HP VLSC | VLSC_40959_2P_100HP | 1116.5838 | 1116.5838 | 3349.7514 | 3 | 0 | 3 | B | VLS_Inline | 4 | 4 | 4 | 8 | BranchMin_4BranchMax_8 | 5 | 5 | 12 | HeaderMin_5HeaderMax_12 | 10
293 | 103 | 40959-2P-100HP VLSC | VLSC_40959_2P_100HP | 1116.5838 | 1116.5838 | 3349.7514 | 3 | 0 | 3 | B | VLS_Inline | 4 | 4 | 4 | 8 | BranchMin_4BranchMax_8 | 5 | 5 | 12 | HeaderMin_5HeaderMax_12 | 12
293 | 103 | 40959-2P-100HP VLSC | VLSC_40959_2P_100HP | 1116.5838 | 1116.5838 | 3349.7514 | 3 | 0 | 3 | B | VLS_Inline | 4 | 4 | 4 | 8 | BranchMin_4BranchMax_8 | 6 | 5 | 12 | HeaderMin_5HeaderMax_12 | 5 | INVALID
293 | 103 | 40959-2P-100HP VLSC | VLSC_40959_2P_100HP | 1116.5838 | 1116.5838 | 3349.7514 | 3 | 0 | 3 | B | VLS_Inline | 4 | 4 | 4 | 8 | BranchMin_4BranchMax_8 | 6 | 5 | 12 | HeaderMin_5HeaderMax_12 | 6 | INVALID
293 | 103 | 40959-2P-100HP VLSC | VLSC_40959_2P_100HP | 1116.5838 | 1116.5838 | 3349.7514 | 3 | 0 | 3 | B | VLS_Inline | 4 | 4 | 4 | 8 | BranchMin_4BranchMax_8 | 6 | 5 | 12 | HeaderMin_5HeaderMax_12 | 8
293 | 103 | 40959-2P-100HP VLSC | VLSC_40959_2P_100HP | 1116.5838 | 1116.5838 | 3349.7514 | 3 | 0 | 3 | B | VLS_Inline | 4 | 4 | 4 | 8 | BranchMin_4BranchMax_8 | 6 | 5 | 12 | HeaderMin_5HeaderMax_12 | 10
293 | 103 | 40959-2P-100HP VLSC | VLSC_40959_2P_100HP | 1116.5838 | 1116.5838 | 3349.7514 | 3 | 0 | 3 | B | VLS_Inline | 4 | 4 | 4 | 8 | BranchMin_4BranchMax_8 | 6 | 5 | 12 | HeaderMin_5HeaderMax_12 | 12
293 | 103 | 40959-2P-100HP VLSC | VLSC_40959_2P_100HP | 1116.5838 | 1116.5838 | 3349.7514 | 3 | 0 | 3 | B | VLS_Inline | 4 | 4 | 4 | 8 | BranchMin_4BranchMax_8 | 8 | 5 | 12 | HeaderMin_5HeaderMax_12 | 5 | INVALID
293 | 103 | 40959-2P-100HP VLSC | VLSC_40959_2P_100HP | 1116.5838 | 1116.5838 | 3349.7514 | 3 | 0 | 3 | B | VLS_Inline | 4 | 4 | 4 | 8 | BranchMin_4BranchMax_8 | 8 | 5 | 12 | HeaderMin_5HeaderMax_12 | 6 | INVALID
293 | 103 | 40959-2P-100HP VLSC | VLSC_40959_2P_100HP | 1116.5838 | 1116.5838 | 3349.7514 | 3 | 0 | 3 | B | VLS_Inline | 4 | 4 | 4 | 8 | BranchMin_4BranchMax_8 | 8 | 5 | 12 | HeaderMin_5HeaderMax_12 | 8 | INVALID
293 | 103 | 40959-2P-100HP VLSC | VLSC_40959_2P_100HP | 1116.5838 | 1116.5838 | 3349.7514 | 3 | 0 | 3 | B | VLS_Inline | 4 | 4 | 4 | 8 | BranchMin_4BranchMax_8 | 8 | 5 | 12 | HeaderMin_5HeaderMax_12 | 10
293 | 103 | 40959-2P-100HP VLSC | VLSC_40959_2P_100HP | 1116.5838 | 1116.5838 | 3349.7514 | 3 | 0 | 3 | B | VLS_Inline | 4 | 4 | 4 | 8 | BranchMin_4BranchMax_8 | 8 | 5 | 12 | HeaderMin_5HeaderMax_12 | 12
294 | 104 | 40959-4P-5HP VLSC | VLSC_40959_4P_5HP | 466.2681 | 466.2681 | 1398.8044 | 3 | 0 | 3 | B | VLS_Inline | 4 | 4 | 4 | 5 | BranchMin_4BranchMax_5 | 4 | 5 | 8 | HeaderMin_5HeaderMax_8 | 5
294 | 104 | 40959-4P-5HP VLSC | VLSC_40959_4P_5HP | 466.2681 | 466.2681 | 1398.8044 | 3 | 0 | 3 | B | VLS_Inline | 4 | 4 | 4 | 5 | BranchMin_4BranchMax_5 | 4 | 5 | 8 | HeaderMin_5HeaderMax_8 | 6
294 | 104 | 40959-4P-5HP VLSC | VLSC_40959_4P_5HP | 466.2681 | 466.2681 | 1398.8044 | 3 | 0 | 3 | B | VLS_Inline | 4 | 4 | 4 | 5 | BranchMin_4BranchMax_5 | 4 | 5 | 8 | HeaderMin_5HeaderMax_8 | 8
294 | 104 | 40959-4P-5HP VLSC | VLSC_40959_4P_5HP | 466.2681 | 466.2681 | 1398.8044 | 3 | 0 | 3 | B | VLS_Inline | 4 | 4 | 4 | 5 | BranchMin_4BranchMax_5 | 5 | 5 | 8 | HeaderMin_5HeaderMax_8 | 5 | INVALID
294 | 104 | 40959-4P-5HP VLSC | VLSC_40959_4P_5HP | 466.2681 | 466.2681 | 1398.8044 | 3 | 0 | 3 | B | VLS_Inline | 4 | 4 | 4 | 5 | BranchMin_4BranchMax_5 | 5 | 5 | 8 | HeaderMin_5HeaderMax_8 | 6
294 | 104 | 40959-4P-5HP VLSC | VLSC_40959_4P_5HP | 466.2681 | 466.2681 | 1398.8044 | 3 | 0 | 3 | B | VLS_Inline | 4 | 4 | 4 | 5 | BranchMin_4BranchMax_5 | 5 | 5 | 8 | HeaderMin_5HeaderMax_8 | 8
295 | 105 | 40959-4P-7.5HP VLSC | VLSC_40959_4P_7.5HP | 509.7501 | 509.7501 | 1529.2504 | 3 | 0 | 3 | B | VLS_Inline | 4 | 4 | 4 | 5 | BranchMin_4BranchMax_5 | 4 | 5 | 8 | HeaderMin_5HeaderMax_8 | 5
295 | 105 | 40959-4P-7.5HP VLSC | VLSC_40959_4P_7.5HP | 509.7501 | 509.7501 | 1529.2504 | 3 | 0 | 3 | B | VLS_Inline | 4 | 4 | 4 | 5 | BranchMin_4BranchMax_5 | 4 | 5 | 8 | HeaderMin_5HeaderMax_8 | 6
295 | 105 | 40959-4P-7.5HP VLSC | VLSC_40959_4P_7.5HP | 509.7501 | 509.7501 | 1529.2504 | 3 | 0 | 3 | B | VLS_Inline | 4 | 4 | 4 | 5 | BranchMin_4BranchMax_5 | 4 | 5 | 8 | HeaderMin_5HeaderMax_8 | 8
295 | 105 | 40959-4P-7.5HP VLSC | VLSC_40959_4P_7.5HP | 509.7501 | 509.7501 | 1529.2504 | 3 | 0 | 3 | B | VLS_Inline | 4 | 4 | 4 | 5 | BranchMin_4BranchMax_5 | 5 | 5 | 8 | HeaderMin_5HeaderMax_8 | 5 | INVALID
295 | 105 | 40959-4P-7.5HP VLSC | VLSC_40959_4P_7.5HP | 509.7501 | 509.7501 | 1529.2504 | 3 | 0 | 3 | B | VLS_Inline | 4 | 4 | 4 | 5 | BranchMin_4BranchMax_5 | 5 | 5 | 8 | HeaderMin_5HeaderMax_8 | 6
295 | 105 | 40959-4P-7.5HP VLSC | VLSC_40959_4P_7.5HP | 509.7501 | 509.7501 | 1529.2504 | 3 | 0 | 3 | B | VLS_Inline | 4 | 4 | 4 | 5 | BranchMin_4BranchMax_5 | 5 | 5 | 8 | HeaderMin_5HeaderMax_8 | 8
296 | 106 | 40959-4P-10HP VLSC | VLSC_40959_4P_10HP | 543.4703 | 543.4703 | 1630.411 | 3 | 0 | 3 | B | VLS_Inline | 4 | 4 | 4 | 5 | BranchMin_4BranchMax_5 | 4 | 5 | 10 | HeaderMin_5HeaderMax_10 | 5
296 | 106 | 40959-4P-10HP VLSC | VLSC_40959_4P_10HP | 543.4703 | 543.4703 | 1630.411 | 3 | 0 | 3 | B | VLS_Inline | 4 | 4 | 4 | 5 | BranchMin_4BranchMax_5 | 4 | 5 | 10 | HeaderMin_5HeaderMax_10 | 6
296 | 106 | 40959-4P-10HP VLSC | VLSC_40959_4P_10HP | 543.4703 | 543.4703 | 1630.411 | 3 | 0 | 3 | B | VLS_Inline | 4 | 4 | 4 | 5 | BranchMin_4BranchMax_5 | 4 | 5 | 10 | HeaderMin_5HeaderMax_10 | 8
296 | 106 | 40959-4P-10HP VLSC | VLSC_40959_4P_10HP | 543.4703 | 543.4703 | 1630.411 | 3 | 0 | 3 | B | VLS_Inline | 4 | 4 | 4 | 5 | BranchMin_4BranchMax_5 | 4 | 5 | 10 | HeaderMin_5HeaderMax_10 | 10
296 | 106 | 40959-4P-10HP VLSC | VLSC_40959_4P_10HP | 543.4703 | 543.4703 | 1630.411 | 3 | 0 | 3 | B | VLS_Inline | 4 | 4 | 4 | 5 | BranchMin_4BranchMax_5 | 5 | 5 | 10 | HeaderMin_5HeaderMax_10 | 5 | INVALID
296 | 106 | 40959-4P-10HP VLSC | VLSC_40959_4P_10HP | 543.4703 | 543.4703 | 1630.411 | 3 | 0 | 3 | B | VLS_Inline | 4 | 4 | 4 | 5 | BranchMin_4BranchMax_5 | 5 | 5 | 10 | HeaderMin_5HeaderMax_10 | 6
296 | 106 | 40959-4P-10HP VLSC | VLSC_40959_4P_10HP | 543.4703 | 543.4703 | 1630.411 | 3 | 0 | 3 | B | VLS_Inline | 4 | 4 | 4 | 5 | BranchMin_4BranchMax_5 | 5 | 5 | 10 | HeaderMin_5HeaderMax_10 | 8
296 | 106 | 40959-4P-10HP VLSC | VLSC_40959_4P_10HP | 543.4703 | 543.4703 | 1630.411 | 3 | 0 | 3 | B | VLS_Inline | 4 | 4 | 4 | 5 | BranchMin_4BranchMax_5 | 5 | 5 | 10 | HeaderMin_5HeaderMax_10 | 10
297 | 107 | 40959-4P-15HP VLSC | VLSC_40959_4P_15HP | 607.7455 | 607.7455 | 1823.2366 | 3 | 0 | 3 | B | VLS_Inline | 4 | 4 | 4 | 5 | BranchMin_4BranchMax_5 | 4 | 5 | 10 | HeaderMin_5HeaderMax_10 | 5
297 | 107 | 40959-4P-15HP VLSC | VLSC_40959_4P_15HP | 607.7455 | 607.7455 | 1823.2366 | 3 | 0 | 3 | B | VLS_Inline | 4 | 4 | 4 | 5 | BranchMin_4BranchMax_5 | 4 | 5 | 10 | HeaderMin_5HeaderMax_10 | 6
297 | 107 | 40959-4P-15HP VLSC | VLSC_40959_4P_15HP | 607.7455 | 607.7455 | 1823.2366 | 3 | 0 | 3 | B | VLS_Inline | 4 | 4 | 4 | 5 | BranchMin_4BranchMax_5 | 4 | 5 | 10 | HeaderMin_5HeaderMax_10 | 8
297 | 107 | 40959-4P-15HP VLSC | VLSC_40959_4P_15HP | 607.7455 | 607.7455 | 1823.2366 | 3 | 0 | 3 | B | VLS_Inline | 4 | 4 | 4 | 5 | BranchMin_4BranchMax_5 | 4 | 5 | 10 | HeaderMin_5HeaderMax_10 | 10
297 | 107 | 40959-4P-15HP VLSC | VLSC_40959_4P_15HP | 607.7455 | 607.7455 | 1823.2366 | 3 | 0 | 3 | B | VLS_Inline | 4 | 4 | 4 | 5 | BranchMin_4BranchMax_5 | 5 | 5 | 10 | HeaderMin_5HeaderMax_10 | 5 | INVALID
297 | 107 | 40959-4P-15HP VLSC | VLSC_40959_4P_15HP | 607.7455 | 607.7455 | 1823.2366 | 3 | 0 | 3 | B | VLS_Inline | 4 | 4 | 4 | 5 | BranchMin_4BranchMax_5 | 5 | 5 | 10 | HeaderMin_5HeaderMax_10 | 6
297 | 107 | 40959-4P-15HP VLSC | VLSC_40959_4P_15HP | 607.7455 | 607.7455 | 1823.2366 | 3 | 0 | 3 | B | VLS_Inline | 4 | 4 | 4 | 5 | BranchMin_4BranchMax_5 | 5 | 5 | 10 | HeaderMin_5HeaderMax_10 | 8
297 | 107 | 40959-4P-15HP VLSC | VLSC_40959_4P_15HP | 607.7455 | 607.7455 | 1823.2366 | 3 | 0 | 3 | B | VLS_Inline | 4 | 4 | 4 | 5 | BranchMin_4BranchMax_5 | 5 | 5 | 10 | HeaderMin_5HeaderMax_10 | 10
298 | 108 | 40127-4P-15HP VLSC | RC9904-3-9.87 | 667.9 | 667.9 | 2003.7 | 3 | 0 | 3 | B | VLS_Inline | 4 | 4 | 4 | 6 | BranchMin_4BranchMax_6 | 4 | 5 | 10 | HeaderMin_5HeaderMax_10 | 5
298 | 108 | 40127-4P-15HP VLSC | RC9904-3-9.87 | 667.9 | 667.9 | 2003.7 | 3 | 0 | 3 | B | VLS_Inline | 4 | 4 | 4 | 6 | BranchMin_4BranchMax_6 | 4 | 5 | 10 | HeaderMin_5HeaderMax_10 | 6
298 | 108 | 40127-4P-15HP VLSC | RC9904-3-9.87 | 667.9 | 667.9 | 2003.7 | 3 | 0 | 3 | B | VLS_Inline | 4 | 4 | 4 | 6 | BranchMin_4BranchMax_6 | 4 | 5 | 10 | HeaderMin_5HeaderMax_10 | 8
298 | 108 | 40127-4P-15HP VLSC | RC9904-3-9.87 | 667.9 | 667.9 | 2003.7 | 3 | 0 | 3 | B | VLS_Inline | 4 | 4 | 4 | 6 | BranchMin_4BranchMax_6 | 4 | 5 | 10 | HeaderMin_5HeaderMax_10 | 10
298 | 108 | 40127-4P-15HP VLSC | RC9904-3-9.87 | 667.9 | 667.9 | 2003.7 | 3 | 0 | 3 | B | VLS_Inline | 4 | 4 | 4 | 6 | BranchMin_4BranchMax_6 | 5 | 5 | 10 | HeaderMin_5HeaderMax_10 | 5 | INVALID
298 | 108 | 40127-4P-15HP VLSC | RC9904-3-9.87 | 667.9 | 667.9 | 2003.7 | 3 | 0 | 3 | B | VLS_Inline | 4 | 4 | 4 | 6 | BranchMin_4BranchMax_6 | 5 | 5 | 10 | HeaderMin_5HeaderMax_10 | 6
298 | 108 | 40127-4P-15HP VLSC | RC9904-3-9.87 | 667.9 | 667.9 | 2003.7 | 3 | 0 | 3 | B | VLS_Inline | 4 | 4 | 4 | 6 | BranchMin_4BranchMax_6 | 5 | 5 | 10 | HeaderMin_5HeaderMax_10 | 8
298 | 108 | 40127-4P-15HP VLSC | RC9904-3-9.87 | 667.9 | 667.9 | 2003.7 | 3 | 0 | 3 | B | VLS_Inline | 4 | 4 | 4 | 6 | BranchMin_4BranchMax_6 | 5 | 5 | 10 | HeaderMin_5HeaderMax_10 | 10
298 | 108 | 40127-4P-15HP VLSC | RC9904-3-9.87 | 667.9 | 667.9 | 2003.7 | 3 | 0 | 3 | B | VLS_Inline | 4 | 4 | 4 | 6 | BranchMin_4BranchMax_6 | 6 | 5 | 10 | HeaderMin_5HeaderMax_10 | 5 | INVALID
298 | 108 | 40127-4P-15HP VLSC | RC9904-3-9.87 | 667.9 | 667.9 | 2003.7 | 3 | 0 | 3 | B | VLS_Inline | 4 | 4 | 4 | 6 | BranchMin_4BranchMax_6 | 6 | 5 | 10 | HeaderMin_5HeaderMax_10 | 6 | INVALID
298 | 108 | 40127-4P-15HP VLSC | RC9904-3-9.87 | 667.9 | 667.9 | 2003.7 | 3 | 0 | 3 | B | VLS_Inline | 4 | 4 | 4 | 6 | BranchMin_4BranchMax_6 | 6 | 5 | 10 | HeaderMin_5HeaderMax_10 | 8
298 | 108 | 40127-4P-15HP VLSC | RC9904-3-9.87 | 667.9 | 667.9 | 2003.7 | 3 | 0 | 3 | B | VLS_Inline | 4 | 4 | 4 | 6 | BranchMin_4BranchMax_6 | 6 | 5 | 10 | HeaderMin_5HeaderMax_10 | 10
299 | 109 | 40127-4P-20HP VLSC | RC9904-3-10.75 | 732.8 | 732.8 | 2198.4 | 3 | 0 | 3 | B | VLS_Inline | 4 | 4 | 4 | 6 | BranchMin_4BranchMax_6 | 4 | 5 | 10 | HeaderMin_5HeaderMax_10 | 5
299 | 109 | 40127-4P-20HP VLSC | RC9904-3-10.75 | 732.8 | 732.8 | 2198.4 | 3 | 0 | 3 | B | VLS_Inline | 4 | 4 | 4 | 6 | BranchMin_4BranchMax_6 | 4 | 5 | 10 | HeaderMin_5HeaderMax_10 | 6
299 | 109 | 40127-4P-20HP VLSC | RC9904-3-10.75 | 732.8 | 732.8 | 2198.4 | 3 | 0 | 3 | B | VLS_Inline | 4 | 4 | 4 | 6 | BranchMin_4BranchMax_6 | 4 | 5 | 10 | HeaderMin_5HeaderMax_10 | 8
299 | 109 | 40127-4P-20HP VLSC | RC9904-3-10.75 | 732.8 | 732.8 | 2198.4 | 3 | 0 | 3 | B | VLS_Inline | 4 | 4 | 4 | 6 | BranchMin_4BranchMax_6 | 4 | 5 | 10 | HeaderMin_5HeaderMax_10 | 10
299 | 109 | 40127-4P-20HP VLSC | RC9904-3-10.75 | 732.8 | 732.8 | 2198.4 | 3 | 0 | 3 | B | VLS_Inline | 4 | 4 | 4 | 6 | BranchMin_4BranchMax_6 | 5 | 5 | 10 | HeaderMin_5HeaderMax_10 | 5 | INVALID
299 | 109 | 40127-4P-20HP VLSC | RC9904-3-10.75 | 732.8 | 732.8 | 2198.4 | 3 | 0 | 3 | B | VLS_Inline | 4 | 4 | 4 | 6 | BranchMin_4BranchMax_6 | 5 | 5 | 10 | HeaderMin_5HeaderMax_10 | 6
299 | 109 | 40127-4P-20HP VLSC | RC9904-3-10.75 | 732.8 | 732.8 | 2198.4 | 3 | 0 | 3 | B | VLS_Inline | 4 | 4 | 4 | 6 | BranchMin_4BranchMax_6 | 5 | 5 | 10 | HeaderMin_5HeaderMax_10 | 8
299 | 109 | 40127-4P-20HP VLSC | RC9904-3-10.75 | 732.8 | 732.8 | 2198.4 | 3 | 0 | 3 | B | VLS_Inline | 4 | 4 | 4 | 6 | BranchMin_4BranchMax_6 | 5 | 5 | 10 | HeaderMin_5HeaderMax_10 | 10
299 | 109 | 40127-4P-20HP VLSC | RC9904-3-10.75 | 732.8 | 732.8 | 2198.4 | 3 | 0 | 3 | B | VLS_Inline | 4 | 4 | 4 | 6 | BranchMin_4BranchMax_6 | 6 | 5 | 10 | HeaderMin_5HeaderMax_10 | 5 | INVALID
299 | 109 | 40127-4P-20HP VLSC | RC9904-3-10.75 | 732.8 | 732.8 | 2198.4 | 3 | 0 | 3 | B | VLS_Inline | 4 | 4 | 4 | 6 | BranchMin_4BranchMax_6 | 6 | 5 | 10 | HeaderMin_5HeaderMax_10 | 6 | INVALID
299 | 109 | 40127-4P-20HP VLSC | RC9904-3-10.75 | 732.8 | 732.8 | 2198.4 | 3 | 0 | 3 | B | VLS_Inline | 4 | 4 | 4 | 6 | BranchMin_4BranchMax_6 | 6 | 5 | 10 | HeaderMin_5HeaderMax_10 | 8
299 | 109 | 40127-4P-20HP VLSC | RC9904-3-10.75 | 732.8 | 732.8 | 2198.4 | 3 | 0 | 3 | B | VLS_Inline | 4 | 4 | 4 | 6 | BranchMin_4BranchMax_6 | 6 | 5 | 10 | HeaderMin_5HeaderMax_10 | 10
300 | 110 | 40127-4P-25HP VLSC | RC9904-3-11.39 | 774.6 | 774.6 | 2323.8 | 3 | 0 | 3 | B | VLS_Inline | 4 | 4 | 4 | 6 | BranchMin_4BranchMax_6 | 4 | 5 | 10 | HeaderMin_5HeaderMax_10 | 5
300 | 110 | 40127-4P-25HP VLSC | RC9904-3-11.39 | 774.6 | 774.6 | 2323.8 | 3 | 0 | 3 | B | VLS_Inline | 4 | 4 | 4 | 6 | BranchMin_4BranchMax_6 | 4 | 5 | 10 | HeaderMin_5HeaderMax_10 | 6
300 | 110 | 40127-4P-25HP VLSC | RC9904-3-11.39 | 774.6 | 774.6 | 2323.8 | 3 | 0 | 3 | B | VLS_Inline | 4 | 4 | 4 | 6 | BranchMin_4BranchMax_6 | 4 | 5 | 10 | HeaderMin_5HeaderMax_10 | 8
300 | 110 | 40127-4P-25HP VLSC | RC9904-3-11.39 | 774.6 | 774.6 | 2323.8 | 3 | 0 | 3 | B | VLS_Inline | 4 | 4 | 4 | 6 | BranchMin_4BranchMax_6 | 4 | 5 | 10 | HeaderMin_5HeaderMax_10 | 10
300 | 110 | 40127-4P-25HP VLSC | RC9904-3-11.39 | 774.6 | 774.6 | 2323.8 | 3 | 0 | 3 | B | VLS_Inline | 4 | 4 | 4 | 6 | BranchMin_4BranchMax_6 | 5 | 5 | 10 | HeaderMin_5HeaderMax_10 | 5 | INVALID
300 | 110 | 40127-4P-25HP VLSC | RC9904-3-11.39 | 774.6 | 774.6 | 2323.8 | 3 | 0 | 3 | B | VLS_Inline | 4 | 4 | 4 | 6 | BranchMin_4BranchMax_6 | 5 | 5 | 10 | HeaderMin_5HeaderMax_10 | 6
300 | 110 | 40127-4P-25HP VLSC | RC9904-3-11.39 | 774.6 | 774.6 | 2323.8 | 3 | 0 | 3 | B | VLS_Inline | 4 | 4 | 4 | 6 | BranchMin_4BranchMax_6 | 5 | 5 | 10 | HeaderMin_5HeaderMax_10 | 8
300 | 110 | 40127-4P-25HP VLSC | RC9904-3-11.39 | 774.6 | 774.6 | 2323.8 | 3 | 0 | 3 | B | VLS_Inline | 4 | 4 | 4 | 6 | BranchMin_4BranchMax_6 | 5 | 5 | 10 | HeaderMin_5HeaderMax_10 | 10
300 | 110 | 40127-4P-25HP VLSC | RC9904-3-11.39 | 774.6 | 774.6 | 2323.8 | 3 | 0 | 3 | B | VLS_Inline | 4 | 4 | 4 | 6 | BranchMin_4BranchMax_6 | 6 | 5 | 10 | HeaderMin_5HeaderMax_10 | 5 | INVALID
300 | 110 | 40127-4P-25HP VLSC | RC9904-3-11.39 | 774.6 | 774.6 | 2323.8 | 3 | 0 | 3 | B | VLS_Inline | 4 | 4 | 4 | 6 | BranchMin_4BranchMax_6 | 6 | 5 | 10 | HeaderMin_5HeaderMax_10 | 6 | INVALID
300 | 110 | 40127-4P-25HP VLSC | RC9904-3-11.39 | 774.6 | 774.6 | 2323.8 | 3 | 0 | 3 | B | VLS_Inline | 4 | 4 | 4 | 6 | BranchMin_4BranchMax_6 | 6 | 5 | 10 | HeaderMin_5HeaderMax_10 | 8
300 | 110 | 40127-4P-25HP VLSC | RC9904-3-11.39 | 774.6 | 774.6 | 2323.8 | 3 | 0 | 3 | B | VLS_Inline | 4 | 4 | 4 | 6 | BranchMin_4BranchMax_6 | 6 | 5 | 10 | HeaderMin_5HeaderMax_10 | 10
301 | 111 | 40127-4P-30HP VLSC | RC9904-3-12.10-4P | 813.5 | 813.5 | 2440.5 | 3 | 0 | 3 | B | VLS_Inline | 4 | 4 | 4 | 6 | BranchMin_4BranchMax_6 | 4 | 5 | 10 | HeaderMin_5HeaderMax_10 | 5
301 | 111 | 40127-4P-30HP VLSC | RC9904-3-12.10-4P | 813.5 | 813.5 | 2440.5 | 3 | 0 | 3 | B | VLS_Inline | 4 | 4 | 4 | 6 | BranchMin_4BranchMax_6 | 4 | 5 | 10 | HeaderMin_5HeaderMax_10 | 6
301 | 111 | 40127-4P-30HP VLSC | RC9904-3-12.10-4P | 813.5 | 813.5 | 2440.5 | 3 | 0 | 3 | B | VLS_Inline | 4 | 4 | 4 | 6 | BranchMin_4BranchMax_6 | 4 | 5 | 10 | HeaderMin_5HeaderMax_10 | 8
301 | 111 | 40127-4P-30HP VLSC | RC9904-3-12.10-4P | 813.5 | 813.5 | 2440.5 | 3 | 0 | 3 | B | VLS_Inline | 4 | 4 | 4 | 6 | BranchMin_4BranchMax_6 | 4 | 5 | 10 | HeaderMin_5HeaderMax_10 | 10
301 | 111 | 40127-4P-30HP VLSC | RC9904-3-12.10-4P | 813.5 | 813.5 | 2440.5 | 3 | 0 | 3 | B | VLS_Inline | 4 | 4 | 4 | 6 | BranchMin_4BranchMax_6 | 5 | 5 | 10 | HeaderMin_5HeaderMax_10 | 5 | INVALID
301 | 111 | 40127-4P-30HP VLSC | RC9904-3-12.10-4P | 813.5 | 813.5 | 2440.5 | 3 | 0 | 3 | B | VLS_Inline | 4 | 4 | 4 | 6 | BranchMin_4BranchMax_6 | 5 | 5 | 10 | HeaderMin_5HeaderMax_10 | 6
301 | 111 | 40127-4P-30HP VLSC | RC9904-3-12.10-4P | 813.5 | 813.5 | 2440.5 | 3 | 0 | 3 | B | VLS_Inline | 4 | 4 | 4 | 6 | BranchMin_4BranchMax_6 | 5 | 5 | 10 | HeaderMin_5HeaderMax_10 | 8
301 | 111 | 40127-4P-30HP VLSC | RC9904-3-12.10-4P | 813.5 | 813.5 | 2440.5 | 3 | 0 | 3 | B | VLS_Inline | 4 | 4 | 4 | 6 | BranchMin_4BranchMax_6 | 5 | 5 | 10 | HeaderMin_5HeaderMax_10 | 10
301 | 111 | 40127-4P-30HP VLSC | RC9904-3-12.10-4P | 813.5 | 813.5 | 2440.5 | 3 | 0 | 3 | B | VLS_Inline | 4 | 4 | 4 | 6 | BranchMin_4BranchMax_6 | 6 | 5 | 10 | HeaderMin_5HeaderMax_10 | 5 | INVALID
301 | 111 | 40127-4P-30HP VLSC | RC9904-3-12.10-4P | 813.5 | 813.5 | 2440.5 | 3 | 0 | 3 | B | VLS_Inline | 4 | 4 | 4 | 6 | BranchMin_4BranchMax_6 | 6 | 5 | 10 | HeaderMin_5HeaderMax_10 | 6 | INVALID
301 | 111 | 40127-4P-30HP VLSC | RC9904-3-12.10-4P | 813.5 | 813.5 | 2440.5 | 3 | 0 | 3 | B | VLS_Inline | 4 | 4 | 4 | 6 | BranchMin_4BranchMax_6 | 6 | 5 | 10 | HeaderMin_5HeaderMax_10 | 8
301 | 111 | 40127-4P-30HP VLSC | RC9904-3-12.10-4P | 813.5 | 813.5 | 2440.5 | 3 | 0 | 3 | B | VLS_Inline | 4 | 4 | 4 | 6 | BranchMin_4BranchMax_6 | 6 | 5 | 10 | HeaderMin_5HeaderMax_10 | 10
302 | 112 | 40129-4P-15HP VLSC | VLSC_40129_4P_15HP | 616.3385 | 616.3385 | 1849.0154 | 3 | 0 | 3 | B | VLS_Inline | 4 | 4 | 4 | 5 | BranchMin_4BranchMax_5 | 4 | 5 | 10 | HeaderMin_5HeaderMax_10 | 5
302 | 112 | 40129-4P-15HP VLSC | VLSC_40129_4P_15HP | 616.3385 | 616.3385 | 1849.0154 | 3 | 0 | 3 | B | VLS_Inline | 4 | 4 | 4 | 5 | BranchMin_4BranchMax_5 | 4 | 5 | 10 | HeaderMin_5HeaderMax_10 | 6
302 | 112 | 40129-4P-15HP VLSC | VLSC_40129_4P_15HP | 616.3385 | 616.3385 | 1849.0154 | 3 | 0 | 3 | B | VLS_Inline | 4 | 4 | 4 | 5 | BranchMin_4BranchMax_5 | 4 | 5 | 10 | HeaderMin_5HeaderMax_10 | 8
302 | 112 | 40129-4P-15HP VLSC | VLSC_40129_4P_15HP | 616.3385 | 616.3385 | 1849.0154 | 3 | 0 | 3 | B | VLS_Inline | 4 | 4 | 4 | 5 | BranchMin_4BranchMax_5 | 4 | 5 | 10 | HeaderMin_5HeaderMax_10 | 10
302 | 112 | 40129-4P-15HP VLSC | VLSC_40129_4P_15HP | 616.3385 | 616.3385 | 1849.0154 | 3 | 0 | 3 | B | VLS_Inline | 4 | 4 | 4 | 5 | BranchMin_4BranchMax_5 | 5 | 5 | 10 | HeaderMin_5HeaderMax_10 | 5 | INVALID
302 | 112 | 40129-4P-15HP VLSC | VLSC_40129_4P_15HP | 616.3385 | 616.3385 | 1849.0154 | 3 | 0 | 3 | B | VLS_Inline | 4 | 4 | 4 | 5 | BranchMin_4BranchMax_5 | 5 | 5 | 10 | HeaderMin_5HeaderMax_10 | 6
302 | 112 | 40129-4P-15HP VLSC | VLSC_40129_4P_15HP | 616.3385 | 616.3385 | 1849.0154 | 3 | 0 | 3 | B | VLS_Inline | 4 | 4 | 4 | 5 | BranchMin_4BranchMax_5 | 5 | 5 | 10 | HeaderMin_5HeaderMax_10 | 8
302 | 112 | 40129-4P-15HP VLSC | VLSC_40129_4P_15HP | 616.3385 | 616.3385 | 1849.0154 | 3 | 0 | 3 | B | VLS_Inline | 4 | 4 | 4 | 5 | BranchMin_4BranchMax_5 | 5 | 5 | 10 | HeaderMin_5HeaderMax_10 | 10
303 | 113 | 40129-4P-20HP VLSC | VLSC_40129_4P_20HP | 707.5905 | 707.5905 | 2122.7716 | 3 | 0 | 3 | B | VLS_Inline | 4 | 4 | 4 | 6 | BranchMin_4BranchMax_6 | 4 | 5 | 10 | HeaderMin_5HeaderMax_10 | 5
303 | 113 | 40129-4P-20HP VLSC | VLSC_40129_4P_20HP | 707.5905 | 707.5905 | 2122.7716 | 3 | 0 | 3 | B | VLS_Inline | 4 | 4 | 4 | 6 | BranchMin_4BranchMax_6 | 4 | 5 | 10 | HeaderMin_5HeaderMax_10 | 6
303 | 113 | 40129-4P-20HP VLSC | VLSC_40129_4P_20HP | 707.5905 | 707.5905 | 2122.7716 | 3 | 0 | 3 | B | VLS_Inline | 4 | 4 | 4 | 6 | BranchMin_4BranchMax_6 | 4 | 5 | 10 | HeaderMin_5HeaderMax_10 | 8
303 | 113 | 40129-4P-20HP VLSC | VLSC_40129_4P_20HP | 707.5905 | 707.5905 | 2122.7716 | 3 | 0 | 3 | B | VLS_Inline | 4 | 4 | 4 | 6 | BranchMin_4BranchMax_6 | 4 | 5 | 10 | HeaderMin_5HeaderMax_10 | 10
303 | 113 | 40129-4P-20HP VLSC | VLSC_40129_4P_20HP | 707.5905 | 707.5905 | 2122.7716 | 3 | 0 | 3 | B | VLS_Inline | 4 | 4 | 4 | 6 | BranchMin_4BranchMax_6 | 5 | 5 | 10 | HeaderMin_5HeaderMax_10 | 5 | INVALID
303 | 113 | 40129-4P-20HP VLSC | VLSC_40129_4P_20HP | 707.5905 | 707.5905 | 2122.7716 | 3 | 0 | 3 | B | VLS_Inline | 4 | 4 | 4 | 6 | BranchMin_4BranchMax_6 | 5 | 5 | 10 | HeaderMin_5HeaderMax_10 | 6
303 | 113 | 40129-4P-20HP VLSC | VLSC_40129_4P_20HP | 707.5905 | 707.5905 | 2122.7716 | 3 | 0 | 3 | B | VLS_Inline | 4 | 4 | 4 | 6 | BranchMin_4BranchMax_6 | 5 | 5 | 10 | HeaderMin_5HeaderMax_10 | 8
303 | 113 | 40129-4P-20HP VLSC | VLSC_40129_4P_20HP | 707.5905 | 707.5905 | 2122.7716 | 3 | 0 | 3 | B | VLS_Inline | 4 | 4 | 4 | 6 | BranchMin_4BranchMax_6 | 5 | 5 | 10 | HeaderMin_5HeaderMax_10 | 10
303 | 113 | 40129-4P-20HP VLSC | VLSC_40129_4P_20HP | 707.5905 | 707.5905 | 2122.7716 | 3 | 0 | 3 | B | VLS_Inline | 4 | 4 | 4 | 6 | BranchMin_4BranchMax_6 | 6 | 5 | 10 | HeaderMin_5HeaderMax_10 | 5 | INVALID
303 | 113 | 40129-4P-20HP VLSC | VLSC_40129_4P_20HP | 707.5905 | 707.5905 | 2122.7716 | 3 | 0 | 3 | B | VLS_Inline | 4 | 4 | 4 | 6 | BranchMin_4BranchMax_6 | 6 | 5 | 10 | HeaderMin_5HeaderMax_10 | 6 | INVALID
303 | 113 | 40129-4P-20HP VLSC | VLSC_40129_4P_20HP | 707.5905 | 707.5905 | 2122.7716 | 3 | 0 | 3 | B | VLS_Inline | 4 | 4 | 4 | 6 | BranchMin_4BranchMax_6 | 6 | 5 | 10 | HeaderMin_5HeaderMax_10 | 8
303 | 113 | 40129-4P-20HP VLSC | VLSC_40129_4P_20HP | 707.5905 | 707.5905 | 2122.7716 | 3 | 0 | 3 | B | VLS_Inline | 4 | 4 | 4 | 6 | BranchMin_4BranchMax_6 | 6 | 5 | 10 | HeaderMin_5HeaderMax_10 | 10
304 | 114 | 40129-4P-25HP VLSC | VLSC_40129_4P_25HP | 786.8099 | 786.8099 | 2360.4297 | 3 | 0 | 3 | B | VLS_Inline | 4 | 4 | 4 | 6 | BranchMin_4BranchMax_6 | 4 | 5 | 10 | HeaderMin_5HeaderMax_10 | 5
304 | 114 | 40129-4P-25HP VLSC | VLSC_40129_4P_25HP | 786.8099 | 786.8099 | 2360.4297 | 3 | 0 | 3 | B | VLS_Inline | 4 | 4 | 4 | 6 | BranchMin_4BranchMax_6 | 4 | 5 | 10 | HeaderMin_5HeaderMax_10 | 6
304 | 114 | 40129-4P-25HP VLSC | VLSC_40129_4P_25HP | 786.8099 | 786.8099 | 2360.4297 | 3 | 0 | 3 | B | VLS_Inline | 4 | 4 | 4 | 6 | BranchMin_4BranchMax_6 | 4 | 5 | 10 | HeaderMin_5HeaderMax_10 | 8
304 | 114 | 40129-4P-25HP VLSC | VLSC_40129_4P_25HP | 786.8099 | 786.8099 | 2360.4297 | 3 | 0 | 3 | B | VLS_Inline | 4 | 4 | 4 | 6 | BranchMin_4BranchMax_6 | 4 | 5 | 10 | HeaderMin_5HeaderMax_10 | 10
304 | 114 | 40129-4P-25HP VLSC | VLSC_40129_4P_25HP | 786.8099 | 786.8099 | 2360.4297 | 3 | 0 | 3 | B | VLS_Inline | 4 | 4 | 4 | 6 | BranchMin_4BranchMax_6 | 5 | 5 | 10 | HeaderMin_5HeaderMax_10 | 5 | INVALID
304 | 114 | 40129-4P-25HP VLSC | VLSC_40129_4P_25HP | 786.8099 | 786.8099 | 2360.4297 | 3 | 0 | 3 | B | VLS_Inline | 4 | 4 | 4 | 6 | BranchMin_4BranchMax_6 | 5 | 5 | 10 | HeaderMin_5HeaderMax_10 | 6
304 | 114 | 40129-4P-25HP VLSC | VLSC_40129_4P_25HP | 786.8099 | 786.8099 | 2360.4297 | 3 | 0 | 3 | B | VLS_Inline | 4 | 4 | 4 | 6 | BranchMin_4BranchMax_6 | 5 | 5 | 10 | HeaderMin_5HeaderMax_10 | 8
304 | 114 | 40129-4P-25HP VLSC | VLSC_40129_4P_25HP | 786.8099 | 786.8099 | 2360.4297 | 3 | 0 | 3 | B | VLS_Inline | 4 | 4 | 4 | 6 | BranchMin_4BranchMax_6 | 5 | 5 | 10 | HeaderMin_5HeaderMax_10 | 10
304 | 114 | 40129-4P-25HP VLSC | VLSC_40129_4P_25HP | 786.8099 | 786.8099 | 2360.4297 | 3 | 0 | 3 | B | VLS_Inline | 4 | 4 | 4 | 6 | BranchMin_4BranchMax_6 | 6 | 5 | 10 | HeaderMin_5HeaderMax_10 | 5 | INVALID
304 | 114 | 40129-4P-25HP VLSC | VLSC_40129_4P_25HP | 786.8099 | 786.8099 | 2360.4297 | 3 | 0 | 3 | B | VLS_Inline | 4 | 4 | 4 | 6 | BranchMin_4BranchMax_6 | 6 | 5 | 10 | HeaderMin_5HeaderMax_10 | 6 | INVALID
304 | 114 | 40129-4P-25HP VLSC | VLSC_40129_4P_25HP | 786.8099 | 786.8099 | 2360.4297 | 3 | 0 | 3 | B | VLS_Inline | 4 | 4 | 4 | 6 | BranchMin_4BranchMax_6 | 6 | 5 | 10 | HeaderMin_5HeaderMax_10 | 8
304 | 114 | 40129-4P-25HP VLSC | VLSC_40129_4P_25HP | 786.8099 | 786.8099 | 2360.4297 | 3 | 0 | 3 | B | VLS_Inline | 4 | 4 | 4 | 6 | BranchMin_4BranchMax_6 | 6 | 5 | 10 | HeaderMin_5HeaderMax_10 | 10
305 | 115 | 40129-4P-30HP VLSC | VLSC_40129_4P_30HP | 825.5 | 825.5 | 2476.5 | 3 | 0 | 3 | B | VLS_Inline | 4 | 4 | 4 | 6 | BranchMin_4BranchMax_6 | 4 | 5 | 10 | HeaderMin_5HeaderMax_10 | 5
305 | 115 | 40129-4P-30HP VLSC | VLSC_40129_4P_30HP | 825.5 | 825.5 | 2476.5 | 3 | 0 | 3 | B | VLS_Inline | 4 | 4 | 4 | 6 | BranchMin_4BranchMax_6 | 4 | 5 | 10 | HeaderMin_5HeaderMax_10 | 6
305 | 115 | 40129-4P-30HP VLSC | VLSC_40129_4P_30HP | 825.5 | 825.5 | 2476.5 | 3 | 0 | 3 | B | VLS_Inline | 4 | 4 | 4 | 6 | BranchMin_4BranchMax_6 | 4 | 5 | 10 | HeaderMin_5HeaderMax_10 | 8
305 | 115 | 40129-4P-30HP VLSC | VLSC_40129_4P_30HP | 825.5 | 825.5 | 2476.5 | 3 | 0 | 3 | B | VLS_Inline | 4 | 4 | 4 | 6 | BranchMin_4BranchMax_6 | 4 | 5 | 10 | HeaderMin_5HeaderMax_10 | 10
305 | 115 | 40129-4P-30HP VLSC | VLSC_40129_4P_30HP | 825.5 | 825.5 | 2476.5 | 3 | 0 | 3 | B | VLS_Inline | 4 | 4 | 4 | 6 | BranchMin_4BranchMax_6 | 5 | 5 | 10 | HeaderMin_5HeaderMax_10 | 5 | INVALID
305 | 115 | 40129-4P-30HP VLSC | VLSC_40129_4P_30HP | 825.5 | 825.5 | 2476.5 | 3 | 0 | 3 | B | VLS_Inline | 4 | 4 | 4 | 6 | BranchMin_4BranchMax_6 | 5 | 5 | 10 | HeaderMin_5HeaderMax_10 | 6
305 | 115 | 40129-4P-30HP VLSC | VLSC_40129_4P_30HP | 825.5 | 825.5 | 2476.5 | 3 | 0 | 3 | B | VLS_Inline | 4 | 4 | 4 | 6 | BranchMin_4BranchMax_6 | 5 | 5 | 10 | HeaderMin_5HeaderMax_10 | 8
305 | 115 | 40129-4P-30HP VLSC | VLSC_40129_4P_30HP | 825.5 | 825.5 | 2476.5 | 3 | 0 | 3 | B | VLS_Inline | 4 | 4 | 4 | 6 | BranchMin_4BranchMax_6 | 5 | 5 | 10 | HeaderMin_5HeaderMax_10 | 10
305 | 115 | 40129-4P-30HP VLSC | VLSC_40129_4P_30HP | 825.5 | 825.5 | 2476.5 | 3 | 0 | 3 | B | VLS_Inline | 4 | 4 | 4 | 6 | BranchMin_4BranchMax_6 | 6 | 5 | 10 | HeaderMin_5HeaderMax_10 | 5 | INVALID
305 | 115 | 40129-4P-30HP VLSC | VLSC_40129_4P_30HP | 825.5 | 825.5 | 2476.5 | 3 | 0 | 3 | B | VLS_Inline | 4 | 4 | 4 | 6 | BranchMin_4BranchMax_6 | 6 | 5 | 10 | HeaderMin_5HeaderMax_10 | 6 | INVALID
305 | 115 | 40129-4P-30HP VLSC | VLSC_40129_4P_30HP | 825.5 | 825.5 | 2476.5 | 3 | 0 | 3 | B | VLS_Inline | 4 | 4 | 4 | 6 | BranchMin_4BranchMax_6 | 6 | 5 | 10 | HeaderMin_5HeaderMax_10 | 8
305 | 115 | 40129-4P-30HP VLSC | VLSC_40129_4P_30HP | 825.5 | 825.5 | 2476.5 | 3 | 0 | 3 | B | VLS_Inline | 4 | 4 | 4 | 6 | BranchMin_4BranchMax_6 | 6 | 5 | 10 | HeaderMin_5HeaderMax_10 | 10
306 | 116 | 40157-4P-30HP VLSC | RC9947-1-12.0-4P | 756.8 | 756.8 | 2270.4 | 3 | 0 | 3 | B | VLS_Inline | 4 | 4 | 4 | 6 | BranchMin_4BranchMax_6 | 4 | 5 | 10 | HeaderMin_5HeaderMax_10 | 5
306 | 116 | 40157-4P-30HP VLSC | RC9947-1-12.0-4P | 756.8 | 756.8 | 2270.4 | 3 | 0 | 3 | B | VLS_Inline | 4 | 4 | 4 | 6 | BranchMin_4BranchMax_6 | 4 | 5 | 10 | HeaderMin_5HeaderMax_10 | 6
306 | 116 | 40157-4P-30HP VLSC | RC9947-1-12.0-4P | 756.8 | 756.8 | 2270.4 | 3 | 0 | 3 | B | VLS_Inline | 4 | 4 | 4 | 6 | BranchMin_4BranchMax_6 | 4 | 5 | 10 | HeaderMin_5HeaderMax_10 | 8
306 | 116 | 40157-4P-30HP VLSC | RC9947-1-12.0-4P | 756.8 | 756.8 | 2270.4 | 3 | 0 | 3 | B | VLS_Inline | 4 | 4 | 4 | 6 | BranchMin_4BranchMax_6 | 4 | 5 | 10 | HeaderMin_5HeaderMax_10 | 10
306 | 116 | 40157-4P-30HP VLSC | RC9947-1-12.0-4P | 756.8 | 756.8 | 2270.4 | 3 | 0 | 3 | B | VLS_Inline | 4 | 4 | 4 | 6 | BranchMin_4BranchMax_6 | 5 | 5 | 10 | HeaderMin_5HeaderMax_10 | 5 | INVALID
306 | 116 | 40157-4P-30HP VLSC | RC9947-1-12.0-4P | 756.8 | 756.8 | 2270.4 | 3 | 0 | 3 | B | VLS_Inline | 4 | 4 | 4 | 6 | BranchMin_4BranchMax_6 | 5 | 5 | 10 | HeaderMin_5HeaderMax_10 | 6
306 | 116 | 40157-4P-30HP VLSC | RC9947-1-12.0-4P | 756.8 | 756.8 | 2270.4 | 3 | 0 | 3 | B | VLS_Inline | 4 | 4 | 4 | 6 | BranchMin_4BranchMax_6 | 5 | 5 | 10 | HeaderMin_5HeaderMax_10 | 8
306 | 116 | 40157-4P-30HP VLSC | RC9947-1-12.0-4P | 756.8 | 756.8 | 2270.4 | 3 | 0 | 3 | B | VLS_Inline | 4 | 4 | 4 | 6 | BranchMin_4BranchMax_6 | 5 | 5 | 10 | HeaderMin_5HeaderMax_10 | 10
306 | 116 | 40157-4P-30HP VLSC | RC9947-1-12.0-4P | 756.8 | 756.8 | 2270.4 | 3 | 0 | 3 | B | VLS_Inline | 4 | 4 | 4 | 6 | BranchMin_4BranchMax_6 | 6 | 5 | 10 | HeaderMin_5HeaderMax_10 | 5 | INVALID
306 | 116 | 40157-4P-30HP VLSC | RC9947-1-12.0-4P | 756.8 | 756.8 | 2270.4 | 3 | 0 | 3 | B | VLS_Inline | 4 | 4 | 4 | 6 | BranchMin_4BranchMax_6 | 6 | 5 | 10 | HeaderMin_5HeaderMax_10 | 6 | INVALID
306 | 116 | 40157-4P-30HP VLSC | RC9947-1-12.0-4P | 756.8 | 756.8 | 2270.4 | 3 | 0 | 3 | B | VLS_Inline | 4 | 4 | 4 | 6 | BranchMin_4BranchMax_6 | 6 | 5 | 10 | HeaderMin_5HeaderMax_10 | 8
306 | 116 | 40157-4P-30HP VLSC | RC9947-1-12.0-4P | 756.8 | 756.8 | 2270.4 | 3 | 0 | 3 | B | VLS_Inline | 4 | 4 | 4 | 6 | BranchMin_4BranchMax_6 | 6 | 5 | 10 | HeaderMin_5HeaderMax_10 | 10
307 | 117 | 40157-4P-40HP VLSC | RC9947-1-13.41-4P | 830.5 | 830.5 | 2491.5 | 3 | 0 | 3 | B | VLS_Inline | 4 | 4 | 4 | 6 | BranchMin_4BranchMax_6 | 4 | 5 | 10 | HeaderMin_5HeaderMax_10 | 5
307 | 117 | 40157-4P-40HP VLSC | RC9947-1-13.41-4P | 830.5 | 830.5 | 2491.5 | 3 | 0 | 3 | B | VLS_Inline | 4 | 4 | 4 | 6 | BranchMin_4BranchMax_6 | 4 | 5 | 10 | HeaderMin_5HeaderMax_10 | 6
307 | 117 | 40157-4P-40HP VLSC | RC9947-1-13.41-4P | 830.5 | 830.5 | 2491.5 | 3 | 0 | 3 | B | VLS_Inline | 4 | 4 | 4 | 6 | BranchMin_4BranchMax_6 | 4 | 5 | 10 | HeaderMin_5HeaderMax_10 | 8
307 | 117 | 40157-4P-40HP VLSC | RC9947-1-13.41-4P | 830.5 | 830.5 | 2491.5 | 3 | 0 | 3 | B | VLS_Inline | 4 | 4 | 4 | 6 | BranchMin_4BranchMax_6 | 4 | 5 | 10 | HeaderMin_5HeaderMax_10 | 10
307 | 117 | 40157-4P-40HP VLSC | RC9947-1-13.41-4P | 830.5 | 830.5 | 2491.5 | 3 | 0 | 3 | B | VLS_Inline | 4 | 4 | 4 | 6 | BranchMin_4BranchMax_6 | 5 | 5 | 10 | HeaderMin_5HeaderMax_10 | 5 | INVALID
307 | 117 | 40157-4P-40HP VLSC | RC9947-1-13.41-4P | 830.5 | 830.5 | 2491.5 | 3 | 0 | 3 | B | VLS_Inline | 4 | 4 | 4 | 6 | BranchMin_4BranchMax_6 | 5 | 5 | 10 | HeaderMin_5HeaderMax_10 | 6
307 | 117 | 40157-4P-40HP VLSC | RC9947-1-13.41-4P | 830.5 | 830.5 | 2491.5 | 3 | 0 | 3 | B | VLS_Inline | 4 | 4 | 4 | 6 | BranchMin_4BranchMax_6 | 5 | 5 | 10 | HeaderMin_5HeaderMax_10 | 8
307 | 117 | 40157-4P-40HP VLSC | RC9947-1-13.41-4P | 830.5 | 830.5 | 2491.5 | 3 | 0 | 3 | B | VLS_Inline | 4 | 4 | 4 | 6 | BranchMin_4BranchMax_6 | 5 | 5 | 10 | HeaderMin_5HeaderMax_10 | 10
307 | 117 | 40157-4P-40HP VLSC | RC9947-1-13.41-4P | 830.5 | 830.5 | 2491.5 | 3 | 0 | 3 | B | VLS_Inline | 4 | 4 | 4 | 6 | BranchMin_4BranchMax_6 | 6 | 5 | 10 | HeaderMin_5HeaderMax_10 | 5 | INVALID
307 | 117 | 40157-4P-40HP VLSC | RC9947-1-13.41-4P | 830.5 | 830.5 | 2491.5 | 3 | 0 | 3 | B | VLS_Inline | 4 | 4 | 4 | 6 | BranchMin_4BranchMax_6 | 6 | 5 | 10 | HeaderMin_5HeaderMax_10 | 6 | INVALID
307 | 117 | 40157-4P-40HP VLSC | RC9947-1-13.41-4P | 830.5 | 830.5 | 2491.5 | 3 | 0 | 3 | B | VLS_Inline | 4 | 4 | 4 | 6 | BranchMin_4BranchMax_6 | 6 | 5 | 10 | HeaderMin_5HeaderMax_10 | 8
307 | 117 | 40157-4P-40HP VLSC | RC9947-1-13.41-4P | 830.5 | 830.5 | 2491.5 | 3 | 0 | 3 | B | VLS_Inline | 4 | 4 | 4 | 6 | BranchMin_4BranchMax_6 | 6 | 5 | 10 | HeaderMin_5HeaderMax_10 | 10
308 | 118 | 40157-4P-50HP VLSC | RC9947-1-14.10-4P | 873.3 | 873.3 | 2619.9 | 3 | 0 | 3 | B | VLS_Inline | 4 | 4 | 4 | 6 | BranchMin_4BranchMax_6 | 4 | 5 | 12 | HeaderMin_5HeaderMax_12 | 5
308 | 118 | 40157-4P-50HP VLSC | RC9947-1-14.10-4P | 873.3 | 873.3 | 2619.9 | 3 | 0 | 3 | B | VLS_Inline | 4 | 4 | 4 | 6 | BranchMin_4BranchMax_6 | 4 | 5 | 12 | HeaderMin_5HeaderMax_12 | 6
308 | 118 | 40157-4P-50HP VLSC | RC9947-1-14.10-4P | 873.3 | 873.3 | 2619.9 | 3 | 0 | 3 | B | VLS_Inline | 4 | 4 | 4 | 6 | BranchMin_4BranchMax_6 | 4 | 5 | 12 | HeaderMin_5HeaderMax_12 | 8
308 | 118 | 40157-4P-50HP VLSC | RC9947-1-14.10-4P | 873.3 | 873.3 | 2619.9 | 3 | 0 | 3 | B | VLS_Inline | 4 | 4 | 4 | 6 | BranchMin_4BranchMax_6 | 4 | 5 | 12 | HeaderMin_5HeaderMax_12 | 10
308 | 118 | 40157-4P-50HP VLSC | RC9947-1-14.10-4P | 873.3 | 873.3 | 2619.9 | 3 | 0 | 3 | B | VLS_Inline | 4 | 4 | 4 | 6 | BranchMin_4BranchMax_6 | 4 | 5 | 12 | HeaderMin_5HeaderMax_12 | 12
308 | 118 | 40157-4P-50HP VLSC | RC9947-1-14.10-4P | 873.3 | 873.3 | 2619.9 | 3 | 0 | 3 | B | VLS_Inline | 4 | 4 | 4 | 6 | BranchMin_4BranchMax_6 | 5 | 5 | 12 | HeaderMin_5HeaderMax_12 | 5 | INVALID
308 | 118 | 40157-4P-50HP VLSC | RC9947-1-14.10-4P | 873.3 | 873.3 | 2619.9 | 3 | 0 | 3 | B | VLS_Inline | 4 | 4 | 4 | 6 | BranchMin_4BranchMax_6 | 5 | 5 | 12 | HeaderMin_5HeaderMax_12 | 6
308 | 118 | 40157-4P-50HP VLSC | RC9947-1-14.10-4P | 873.3 | 873.3 | 2619.9 | 3 | 0 | 3 | B | VLS_Inline | 4 | 4 | 4 | 6 | BranchMin_4BranchMax_6 | 5 | 5 | 12 | HeaderMin_5HeaderMax_12 | 8
308 | 118 | 40157-4P-50HP VLSC | RC9947-1-14.10-4P | 873.3 | 873.3 | 2619.9 | 3 | 0 | 3 | B | VLS_Inline | 4 | 4 | 4 | 6 | BranchMin_4BranchMax_6 | 5 | 5 | 12 | HeaderMin_5HeaderMax_12 | 10
308 | 118 | 40157-4P-50HP VLSC | RC9947-1-14.10-4P | 873.3 | 873.3 | 2619.9 | 3 | 0 | 3 | B | VLS_Inline | 4 | 4 | 4 | 6 | BranchMin_4BranchMax_6 | 5 | 5 | 12 | HeaderMin_5HeaderMax_12 | 12
308 | 118 | 40157-4P-50HP VLSC | RC9947-1-14.10-4P | 873.3 | 873.3 | 2619.9 | 3 | 0 | 3 | B | VLS_Inline | 4 | 4 | 4 | 6 | BranchMin_4BranchMax_6 | 6 | 5 | 12 | HeaderMin_5HeaderMax_12 | 5 | INVALID
308 | 118 | 40157-4P-50HP VLSC | RC9947-1-14.10-4P | 873.3 | 873.3 | 2619.9 | 3 | 0 | 3 | B | VLS_Inline | 4 | 4 | 4 | 6 | BranchMin_4BranchMax_6 | 6 | 5 | 12 | HeaderMin_5HeaderMax_12 | 6 | INVALID
308 | 118 | 40157-4P-50HP VLSC | RC9947-1-14.10-4P | 873.3 | 873.3 | 2619.9 | 3 | 0 | 3 | B | VLS_Inline | 4 | 4 | 4 | 6 | BranchMin_4BranchMax_6 | 6 | 5 | 12 | HeaderMin_5HeaderMax_12 | 8
308 | 118 | 40157-4P-50HP VLSC | RC9947-1-14.10-4P | 873.3 | 873.3 | 2619.9 | 3 | 0 | 3 | B | VLS_Inline | 4 | 4 | 4 | 6 | BranchMin_4BranchMax_6 | 6 | 5 | 12 | HeaderMin_5HeaderMax_12 | 10
308 | 118 | 40157-4P-50HP VLSC | RC9947-1-14.10-4P | 873.3 | 873.3 | 2619.9 | 3 | 0 | 3 | B | VLS_Inline | 4 | 4 | 4 | 6 | BranchMin_4BranchMax_6 | 6 | 5 | 12 | HeaderMin_5HeaderMax_12 | 12
309 | 119 | 40159-4P-30HP VLSC | VLSC_40159_4P_30HP | 639.1572 | 639.1572 | 1917.4715 | 3 | 0 | 3 | B | VLS_Inline | 4 | 4 | 4 | 5 | BranchMin_4BranchMax_5 | 4 | 5 | 10 | HeaderMin_5HeaderMax_10 | 5
309 | 119 | 40159-4P-30HP VLSC | VLSC_40159_4P_30HP | 639.1572 | 639.1572 | 1917.4715 | 3 | 0 | 3 | B | VLS_Inline | 4 | 4 | 4 | 5 | BranchMin_4BranchMax_5 | 4 | 5 | 10 | HeaderMin_5HeaderMax_10 | 6
309 | 119 | 40159-4P-30HP VLSC | VLSC_40159_4P_30HP | 639.1572 | 639.1572 | 1917.4715 | 3 | 0 | 3 | B | VLS_Inline | 4 | 4 | 4 | 5 | BranchMin_4BranchMax_5 | 4 | 5 | 10 | HeaderMin_5HeaderMax_10 | 8
309 | 119 | 40159-4P-30HP VLSC | VLSC_40159_4P_30HP | 639.1572 | 639.1572 | 1917.4715 | 3 | 0 | 3 | B | VLS_Inline | 4 | 4 | 4 | 5 | BranchMin_4BranchMax_5 | 4 | 5 | 10 | HeaderMin_5HeaderMax_10 | 10
309 | 119 | 40159-4P-30HP VLSC | VLSC_40159_4P_30HP | 639.1572 | 639.1572 | 1917.4715 | 3 | 0 | 3 | B | VLS_Inline | 4 | 4 | 4 | 5 | BranchMin_4BranchMax_5 | 5 | 5 | 10 | HeaderMin_5HeaderMax_10 | 5 | INVALID
309 | 119 | 40159-4P-30HP VLSC | VLSC_40159_4P_30HP | 639.1572 | 639.1572 | 1917.4715 | 3 | 0 | 3 | B | VLS_Inline | 4 | 4 | 4 | 5 | BranchMin_4BranchMax_5 | 5 | 5 | 10 | HeaderMin_5HeaderMax_10 | 6
309 | 119 | 40159-4P-30HP VLSC | VLSC_40159_4P_30HP | 639.1572 | 639.1572 | 1917.4715 | 3 | 0 | 3 | B | VLS_Inline | 4 | 4 | 4 | 5 | BranchMin_4BranchMax_5 | 5 | 5 | 10 | HeaderMin_5HeaderMax_10 | 8
309 | 119 | 40159-4P-30HP VLSC | VLSC_40159_4P_30HP | 639.1572 | 639.1572 | 1917.4715 | 3 | 0 | 3 | B | VLS_Inline | 4 | 4 | 4 | 5 | BranchMin_4BranchMax_5 | 5 | 5 | 10 | HeaderMin_5HeaderMax_10 | 10
310 | 120 | 40159-4P-40HP VLSC | VLSC_40159_4P_40HP | 794.9133 | 794.9133 | 2384.7399 | 3 | 0 | 3 | B | VLS_Inline | 4 | 4 | 4 | 6 | BranchMin_4BranchMax_6 | 4 | 5 | 10 | HeaderMin_5HeaderMax_10 | 5
310 | 120 | 40159-4P-40HP VLSC | VLSC_40159_4P_40HP | 794.9133 | 794.9133 | 2384.7399 | 3 | 0 | 3 | B | VLS_Inline | 4 | 4 | 4 | 6 | BranchMin_4BranchMax_6 | 4 | 5 | 10 | HeaderMin_5HeaderMax_10 | 6
310 | 120 | 40159-4P-40HP VLSC | VLSC_40159_4P_40HP | 794.9133 | 794.9133 | 2384.7399 | 3 | 0 | 3 | B | VLS_Inline | 4 | 4 | 4 | 6 | BranchMin_4BranchMax_6 | 4 | 5 | 10 | HeaderMin_5HeaderMax_10 | 8
310 | 120 | 40159-4P-40HP VLSC | VLSC_40159_4P_40HP | 794.9133 | 794.9133 | 2384.7399 | 3 | 0 | 3 | B | VLS_Inline | 4 | 4 | 4 | 6 | BranchMin_4BranchMax_6 | 4 | 5 | 10 | HeaderMin_5HeaderMax_10 | 10
310 | 120 | 40159-4P-40HP VLSC | VLSC_40159_4P_40HP | 794.9133 | 794.9133 | 2384.7399 | 3 | 0 | 3 | B | VLS_Inline | 4 | 4 | 4 | 6 | BranchMin_4BranchMax_6 | 5 | 5 | 10 | HeaderMin_5HeaderMax_10 | 5 | INVALID
310 | 120 | 40159-4P-40HP VLSC | VLSC_40159_4P_40HP | 794.9133 | 794.9133 | 2384.7399 | 3 | 0 | 3 | B | VLS_Inline | 4 | 4 | 4 | 6 | BranchMin_4BranchMax_6 | 5 | 5 | 10 | HeaderMin_5HeaderMax_10 | 6
310 | 120 | 40159-4P-40HP VLSC | VLSC_40159_4P_40HP | 794.9133 | 794.9133 | 2384.7399 | 3 | 0 | 3 | B | VLS_Inline | 4 | 4 | 4 | 6 | BranchMin_4BranchMax_6 | 5 | 5 | 10 | HeaderMin_5HeaderMax_10 | 8
310 | 120 | 40159-4P-40HP VLSC | VLSC_40159_4P_40HP | 794.9133 | 794.9133 | 2384.7399 | 3 | 0 | 3 | B | VLS_Inline | 4 | 4 | 4 | 6 | BranchMin_4BranchMax_6 | 5 | 5 | 10 | HeaderMin_5HeaderMax_10 | 10
310 | 120 | 40159-4P-40HP VLSC | VLSC_40159_4P_40HP | 794.9133 | 794.9133 | 2384.7399 | 3 | 0 | 3 | B | VLS_Inline | 4 | 4 | 4 | 6 | BranchMin_4BranchMax_6 | 6 | 5 | 10 | HeaderMin_5HeaderMax_10 | 5 | INVALID
310 | 120 | 40159-4P-40HP VLSC | VLSC_40159_4P_40HP | 794.9133 | 794.9133 | 2384.7399 | 3 | 0 | 3 | B | VLS_Inline | 4 | 4 | 4 | 6 | BranchMin_4BranchMax_6 | 6 | 5 | 10 | HeaderMin_5HeaderMax_10 | 6 | INVALID
310 | 120 | 40159-4P-40HP VLSC | VLSC_40159_4P_40HP | 794.9133 | 794.9133 | 2384.7399 | 3 | 0 | 3 | B | VLS_Inline | 4 | 4 | 4 | 6 | BranchMin_4BranchMax_6 | 6 | 5 | 10 | HeaderMin_5HeaderMax_10 | 8
310 | 120 | 40159-4P-40HP VLSC | VLSC_40159_4P_40HP | 794.9133 | 794.9133 | 2384.7399 | 3 | 0 | 3 | B | VLS_Inline | 4 | 4 | 4 | 6 | BranchMin_4BranchMax_6 | 6 | 5 | 10 | HeaderMin_5HeaderMax_10 | 10
311 | 121 | 40159-4P-50HP VLSC | VLSC_40159_4P_50HP | 882.342 | 882.342 | 2647.0261 | 3 | 0 | 3 | B | VLS_Inline | 4 | 4 | 4 | 6 | BranchMin_4BranchMax_6 | 4 | 5 | 12 | HeaderMin_5HeaderMax_12 | 5
311 | 121 | 40159-4P-50HP VLSC | VLSC_40159_4P_50HP | 882.342 | 882.342 | 2647.0261 | 3 | 0 | 3 | B | VLS_Inline | 4 | 4 | 4 | 6 | BranchMin_4BranchMax_6 | 4 | 5 | 12 | HeaderMin_5HeaderMax_12 | 6
311 | 121 | 40159-4P-50HP VLSC | VLSC_40159_4P_50HP | 882.342 | 882.342 | 2647.0261 | 3 | 0 | 3 | B | VLS_Inline | 4 | 4 | 4 | 6 | BranchMin_4BranchMax_6 | 4 | 5 | 12 | HeaderMin_5HeaderMax_12 | 8
311 | 121 | 40159-4P-50HP VLSC | VLSC_40159_4P_50HP | 882.342 | 882.342 | 2647.0261 | 3 | 0 | 3 | B | VLS_Inline | 4 | 4 | 4 | 6 | BranchMin_4BranchMax_6 | 4 | 5 | 12 | HeaderMin_5HeaderMax_12 | 10
311 | 121 | 40159-4P-50HP VLSC | VLSC_40159_4P_50HP | 882.342 | 882.342 | 2647.0261 | 3 | 0 | 3 | B | VLS_Inline | 4 | 4 | 4 | 6 | BranchMin_4BranchMax_6 | 4 | 5 | 12 | HeaderMin_5HeaderMax_12 | 12
311 | 121 | 40159-4P-50HP VLSC | VLSC_40159_4P_50HP | 882.342 | 882.342 | 2647.0261 | 3 | 0 | 3 | B | VLS_Inline | 4 | 4 | 4 | 6 | BranchMin_4BranchMax_6 | 5 | 5 | 12 | HeaderMin_5HeaderMax_12 | 5 | INVALID
311 | 121 | 40159-4P-50HP VLSC | VLSC_40159_4P_50HP | 882.342 | 882.342 | 2647.0261 | 3 | 0 | 3 | B | VLS_Inline | 4 | 4 | 4 | 6 | BranchMin_4BranchMax_6 | 5 | 5 | 12 | HeaderMin_5HeaderMax_12 | 6
311 | 121 | 40159-4P-50HP VLSC | VLSC_40159_4P_50HP | 882.342 | 882.342 | 2647.0261 | 3 | 0 | 3 | B | VLS_Inline | 4 | 4 | 4 | 6 | BranchMin_4BranchMax_6 | 5 | 5 | 12 | HeaderMin_5HeaderMax_12 | 8
311 | 121 | 40159-4P-50HP VLSC | VLSC_40159_4P_50HP | 882.342 | 882.342 | 2647.0261 | 3 | 0 | 3 | B | VLS_Inline | 4 | 4 | 4 | 6 | BranchMin_4BranchMax_6 | 5 | 5 | 12 | HeaderMin_5HeaderMax_12 | 10
311 | 121 | 40159-4P-50HP VLSC | VLSC_40159_4P_50HP | 882.342 | 882.342 | 2647.0261 | 3 | 0 | 3 | B | VLS_Inline | 4 | 4 | 4 | 6 | BranchMin_4BranchMax_6 | 5 | 5 | 12 | HeaderMin_5HeaderMax_12 | 12
311 | 121 | 40159-4P-50HP VLSC | VLSC_40159_4P_50HP | 882.342 | 882.342 | 2647.0261 | 3 | 0 | 3 | B | VLS_Inline | 4 | 4 | 4 | 6 | BranchMin_4BranchMax_6 | 6 | 5 | 12 | HeaderMin_5HeaderMax_12 | 5 | INVALID
311 | 121 | 40159-4P-50HP VLSC | VLSC_40159_4P_50HP | 882.342 | 882.342 | 2647.0261 | 3 | 0 | 3 | B | VLS_Inline | 4 | 4 | 4 | 6 | BranchMin_4BranchMax_6 | 6 | 5 | 12 | HeaderMin_5HeaderMax_12 | 6 | INVALID
311 | 121 | 40159-4P-50HP VLSC | VLSC_40159_4P_50HP | 882.342 | 882.342 | 2647.0261 | 3 | 0 | 3 | B | VLS_Inline | 4 | 4 | 4 | 6 | BranchMin_4BranchMax_6 | 6 | 5 | 12 | HeaderMin_5HeaderMax_12 | 8
311 | 121 | 40159-4P-50HP VLSC | VLSC_40159_4P_50HP | 882.342 | 882.342 | 2647.0261 | 3 | 0 | 3 | B | VLS_Inline | 4 | 4 | 4 | 6 | BranchMin_4BranchMax_6 | 6 | 5 | 12 | HeaderMin_5HeaderMax_12 | 10
311 | 121 | 40159-4P-50HP VLSC | VLSC_40159_4P_50HP | 882.342 | 882.342 | 2647.0261 | 3 | 0 | 3 | B | VLS_Inline | 4 | 4 | 4 | 6 | BranchMin_4BranchMax_6 | 6 | 5 | 12 | HeaderMin_5HeaderMax_12 | 12
312 | 122 | 50707-2P-30HP VLSC | VLSC_50707_2P_30HP | 935.9263 | 935.9263 | 2807.7789 | 3 | 0 | 3 | B | VLS_Inline | 5 | 5 | 5 | 6 | BranchMin_5BranchMax_6 | 5 | 6 | 12 | HeaderMin_6HeaderMax_12 | 6
312 | 122 | 50707-2P-30HP VLSC | VLSC_50707_2P_30HP | 935.9263 | 935.9263 | 2807.7789 | 3 | 0 | 3 | B | VLS_Inline | 5 | 5 | 5 | 6 | BranchMin_5BranchMax_6 | 5 | 6 | 12 | HeaderMin_6HeaderMax_12 | 8
312 | 122 | 50707-2P-30HP VLSC | VLSC_50707_2P_30HP | 935.9263 | 935.9263 | 2807.7789 | 3 | 0 | 3 | B | VLS_Inline | 5 | 5 | 5 | 6 | BranchMin_5BranchMax_6 | 5 | 6 | 12 | HeaderMin_6HeaderMax_12 | 10
312 | 122 | 50707-2P-30HP VLSC | VLSC_50707_2P_30HP | 935.9263 | 935.9263 | 2807.7789 | 3 | 0 | 3 | B | VLS_Inline | 5 | 5 | 5 | 6 | BranchMin_5BranchMax_6 | 5 | 6 | 12 | HeaderMin_6HeaderMax_12 | 12
312 | 122 | 50707-2P-30HP VLSC | VLSC_50707_2P_30HP | 935.9263 | 935.9263 | 2807.7789 | 3 | 0 | 3 | B | VLS_Inline | 5 | 5 | 5 | 6 | BranchMin_5BranchMax_6 | 6 | 6 | 12 | HeaderMin_6HeaderMax_12 | 6 | INVALID
312 | 122 | 50707-2P-30HP VLSC | VLSC_50707_2P_30HP | 935.9263 | 935.9263 | 2807.7789 | 3 | 0 | 3 | B | VLS_Inline | 5 | 5 | 5 | 6 | BranchMin_5BranchMax_6 | 6 | 6 | 12 | HeaderMin_6HeaderMax_12 | 8
312 | 122 | 50707-2P-30HP VLSC | VLSC_50707_2P_30HP | 935.9263 | 935.9263 | 2807.7789 | 3 | 0 | 3 | B | VLS_Inline | 5 | 5 | 5 | 6 | BranchMin_5BranchMax_6 | 6 | 6 | 12 | HeaderMin_6HeaderMax_12 | 10
312 | 122 | 50707-2P-30HP VLSC | VLSC_50707_2P_30HP | 935.9263 | 935.9263 | 2807.7789 | 3 | 0 | 3 | B | VLS_Inline | 5 | 5 | 5 | 6 | BranchMin_5BranchMax_6 | 6 | 6 | 12 | HeaderMin_6HeaderMax_12 | 12
313 | 123 | 50707-2P-40HP VLSC | VLSC_50707_2P_40HP | 1136.2741 | 1136.2741 | 3408.8222 | 3 | 0 | 3 | B | VLS_Inline | 5 | 5 | 5 | 8 | BranchMin_5BranchMax_8 | 5 | 6 | 12 | HeaderMin_6HeaderMax_12 | 6
313 | 123 | 50707-2P-40HP VLSC | VLSC_50707_2P_40HP | 1136.2741 | 1136.2741 | 3408.8222 | 3 | 0 | 3 | B | VLS_Inline | 5 | 5 | 5 | 8 | BranchMin_5BranchMax_8 | 5 | 6 | 12 | HeaderMin_6HeaderMax_12 | 8
313 | 123 | 50707-2P-40HP VLSC | VLSC_50707_2P_40HP | 1136.2741 | 1136.2741 | 3408.8222 | 3 | 0 | 3 | B | VLS_Inline | 5 | 5 | 5 | 8 | BranchMin_5BranchMax_8 | 5 | 6 | 12 | HeaderMin_6HeaderMax_12 | 10
313 | 123 | 50707-2P-40HP VLSC | VLSC_50707_2P_40HP | 1136.2741 | 1136.2741 | 3408.8222 | 3 | 0 | 3 | B | VLS_Inline | 5 | 5 | 5 | 8 | BranchMin_5BranchMax_8 | 5 | 6 | 12 | HeaderMin_6HeaderMax_12 | 12
313 | 123 | 50707-2P-40HP VLSC | VLSC_50707_2P_40HP | 1136.2741 | 1136.2741 | 3408.8222 | 3 | 0 | 3 | B | VLS_Inline | 5 | 5 | 5 | 8 | BranchMin_5BranchMax_8 | 6 | 6 | 12 | HeaderMin_6HeaderMax_12 | 6 | INVALID
313 | 123 | 50707-2P-40HP VLSC | VLSC_50707_2P_40HP | 1136.2741 | 1136.2741 | 3408.8222 | 3 | 0 | 3 | B | VLS_Inline | 5 | 5 | 5 | 8 | BranchMin_5BranchMax_8 | 6 | 6 | 12 | HeaderMin_6HeaderMax_12 | 8
313 | 123 | 50707-2P-40HP VLSC | VLSC_50707_2P_40HP | 1136.2741 | 1136.2741 | 3408.8222 | 3 | 0 | 3 | B | VLS_Inline | 5 | 5 | 5 | 8 | BranchMin_5BranchMax_8 | 6 | 6 | 12 | HeaderMin_6HeaderMax_12 | 10
313 | 123 | 50707-2P-40HP VLSC | VLSC_50707_2P_40HP | 1136.2741 | 1136.2741 | 3408.8222 | 3 | 0 | 3 | B | VLS_Inline | 5 | 5 | 5 | 8 | BranchMin_5BranchMax_8 | 6 | 6 | 12 | HeaderMin_6HeaderMax_12 | 12
313 | 123 | 50707-2P-40HP VLSC | VLSC_50707_2P_40HP | 1136.2741 | 1136.2741 | 3408.8222 | 3 | 0 | 3 | B | VLS_Inline | 5 | 5 | 5 | 8 | BranchMin_5BranchMax_8 | 8 | 6 | 12 | HeaderMin_6HeaderMax_12 | 6 | INVALID
313 | 123 | 50707-2P-40HP VLSC | VLSC_50707_2P_40HP | 1136.2741 | 1136.2741 | 3408.8222 | 3 | 0 | 3 | B | VLS_Inline | 5 | 5 | 5 | 8 | BranchMin_5BranchMax_8 | 8 | 6 | 12 | HeaderMin_6HeaderMax_12 | 8 | INVALID
313 | 123 | 50707-2P-40HP VLSC | VLSC_50707_2P_40HP | 1136.2741 | 1136.2741 | 3408.8222 | 3 | 0 | 3 | B | VLS_Inline | 5 | 5 | 5 | 8 | BranchMin_5BranchMax_8 | 8 | 6 | 12 | HeaderMin_6HeaderMax_12 | 10
313 | 123 | 50707-2P-40HP VLSC | VLSC_50707_2P_40HP | 1136.2741 | 1136.2741 | 3408.8222 | 3 | 0 | 3 | B | VLS_Inline | 5 | 5 | 5 | 8 | BranchMin_5BranchMax_8 | 8 | 6 | 12 | HeaderMin_6HeaderMax_12 | 12
314 | 124 | 50707-2P-50HP VLSC | VLSC_50707_2P_50HP | 1332.9681 | 1332.9681 | 3998.9043 | 3 | 0 | 3 | B | VLS_Inline | 5 | 5 | 5 | 8 | BranchMin_5BranchMax_8 | 5 | 6 | 14 | HeaderMin_6HeaderMax_14 | 6
314 | 124 | 50707-2P-50HP VLSC | VLSC_50707_2P_50HP | 1332.9681 | 1332.9681 | 3998.9043 | 3 | 0 | 3 | B | VLS_Inline | 5 | 5 | 5 | 8 | BranchMin_5BranchMax_8 | 5 | 6 | 14 | HeaderMin_6HeaderMax_14 | 8
314 | 124 | 50707-2P-50HP VLSC | VLSC_50707_2P_50HP | 1332.9681 | 1332.9681 | 3998.9043 | 3 | 0 | 3 | B | VLS_Inline | 5 | 5 | 5 | 8 | BranchMin_5BranchMax_8 | 5 | 6 | 14 | HeaderMin_6HeaderMax_14 | 10
314 | 124 | 50707-2P-50HP VLSC | VLSC_50707_2P_50HP | 1332.9681 | 1332.9681 | 3998.9043 | 3 | 0 | 3 | B | VLS_Inline | 5 | 5 | 5 | 8 | BranchMin_5BranchMax_8 | 5 | 6 | 14 | HeaderMin_6HeaderMax_14 | 12
314 | 124 | 50707-2P-50HP VLSC | VLSC_50707_2P_50HP | 1332.9681 | 1332.9681 | 3998.9043 | 3 | 0 | 3 | B | VLS_Inline | 5 | 5 | 5 | 8 | BranchMin_5BranchMax_8 | 5 | 6 | 14 | HeaderMin_6HeaderMax_14 | 14
314 | 124 | 50707-2P-50HP VLSC | VLSC_50707_2P_50HP | 1332.9681 | 1332.9681 | 3998.9043 | 3 | 0 | 3 | B | VLS_Inline | 5 | 5 | 5 | 8 | BranchMin_5BranchMax_8 | 6 | 6 | 14 | HeaderMin_6HeaderMax_14 | 6 | INVALID
314 | 124 | 50707-2P-50HP VLSC | VLSC_50707_2P_50HP | 1332.9681 | 1332.9681 | 3998.9043 | 3 | 0 | 3 | B | VLS_Inline | 5 | 5 | 5 | 8 | BranchMin_5BranchMax_8 | 6 | 6 | 14 | HeaderMin_6HeaderMax_14 | 8
314 | 124 | 50707-2P-50HP VLSC | VLSC_50707_2P_50HP | 1332.9681 | 1332.9681 | 3998.9043 | 3 | 0 | 3 | B | VLS_Inline | 5 | 5 | 5 | 8 | BranchMin_5BranchMax_8 | 6 | 6 | 14 | HeaderMin_6HeaderMax_14 | 10
314 | 124 | 50707-2P-50HP VLSC | VLSC_50707_2P_50HP | 1332.9681 | 1332.9681 | 3998.9043 | 3 | 0 | 3 | B | VLS_Inline | 5 | 5 | 5 | 8 | BranchMin_5BranchMax_8 | 6 | 6 | 14 | HeaderMin_6HeaderMax_14 | 12
314 | 124 | 50707-2P-50HP VLSC | VLSC_50707_2P_50HP | 1332.9681 | 1332.9681 | 3998.9043 | 3 | 0 | 3 | B | VLS_Inline | 5 | 5 | 5 | 8 | BranchMin_5BranchMax_8 | 6 | 6 | 14 | HeaderMin_6HeaderMax_14 | 14
314 | 124 | 50707-2P-50HP VLSC | VLSC_50707_2P_50HP | 1332.9681 | 1332.9681 | 3998.9043 | 3 | 0 | 3 | B | VLS_Inline | 5 | 5 | 5 | 8 | BranchMin_5BranchMax_8 | 8 | 6 | 14 | HeaderMin_6HeaderMax_14 | 6 | INVALID
314 | 124 | 50707-2P-50HP VLSC | VLSC_50707_2P_50HP | 1332.9681 | 1332.9681 | 3998.9043 | 3 | 0 | 3 | B | VLS_Inline | 5 | 5 | 5 | 8 | BranchMin_5BranchMax_8 | 8 | 6 | 14 | HeaderMin_6HeaderMax_14 | 8 | INVALID
314 | 124 | 50707-2P-50HP VLSC | VLSC_50707_2P_50HP | 1332.9681 | 1332.9681 | 3998.9043 | 3 | 0 | 3 | B | VLS_Inline | 5 | 5 | 5 | 8 | BranchMin_5BranchMax_8 | 8 | 6 | 14 | HeaderMin_6HeaderMax_14 | 10
314 | 124 | 50707-2P-50HP VLSC | VLSC_50707_2P_50HP | 1332.9681 | 1332.9681 | 3998.9043 | 3 | 0 | 3 | B | VLS_Inline | 5 | 5 | 5 | 8 | BranchMin_5BranchMax_8 | 8 | 6 | 14 | HeaderMin_6HeaderMax_14 | 12
314 | 124 | 50707-2P-50HP VLSC | VLSC_50707_2P_50HP | 1332.9681 | 1332.9681 | 3998.9043 | 3 | 0 | 3 | B | VLS_Inline | 5 | 5 | 5 | 8 | BranchMin_5BranchMax_8 | 8 | 6 | 14 | HeaderMin_6HeaderMax_14 | 14
315 | 125 | 50707-2P-60HP VLSC | VLSC_50707_2P_60HP | 1528.3535 | 1528.3535 | 4585.0605 | 3 | 0 | 3 | B | VLS_Inline | 5 | 5 | 5 | 8 | BranchMin_5BranchMax_8 | 5 | 6 | 16 | HeaderMin_6HeaderMax_16 | 6
315 | 125 | 50707-2P-60HP VLSC | VLSC_50707_2P_60HP | 1528.3535 | 1528.3535 | 4585.0605 | 3 | 0 | 3 | B | VLS_Inline | 5 | 5 | 5 | 8 | BranchMin_5BranchMax_8 | 5 | 6 | 16 | HeaderMin_6HeaderMax_16 | 8
315 | 125 | 50707-2P-60HP VLSC | VLSC_50707_2P_60HP | 1528.3535 | 1528.3535 | 4585.0605 | 3 | 0 | 3 | B | VLS_Inline | 5 | 5 | 5 | 8 | BranchMin_5BranchMax_8 | 5 | 6 | 16 | HeaderMin_6HeaderMax_16 | 10
315 | 125 | 50707-2P-60HP VLSC | VLSC_50707_2P_60HP | 1528.3535 | 1528.3535 | 4585.0605 | 3 | 0 | 3 | B | VLS_Inline | 5 | 5 | 5 | 8 | BranchMin_5BranchMax_8 | 5 | 6 | 16 | HeaderMin_6HeaderMax_16 | 12
315 | 125 | 50707-2P-60HP VLSC | VLSC_50707_2P_60HP | 1528.3535 | 1528.3535 | 4585.0605 | 3 | 0 | 3 | B | VLS_Inline | 5 | 5 | 5 | 8 | BranchMin_5BranchMax_8 | 5 | 6 | 16 | HeaderMin_6HeaderMax_16 | 14
315 | 125 | 50707-2P-60HP VLSC | VLSC_50707_2P_60HP | 1528.3535 | 1528.3535 | 4585.0605 | 3 | 0 | 3 | B | VLS_Inline | 5 | 5 | 5 | 8 | BranchMin_5BranchMax_8 | 5 | 6 | 16 | HeaderMin_6HeaderMax_16 | 16
315 | 125 | 50707-2P-60HP VLSC | VLSC_50707_2P_60HP | 1528.3535 | 1528.3535 | 4585.0605 | 3 | 0 | 3 | B | VLS_Inline | 5 | 5 | 5 | 8 | BranchMin_5BranchMax_8 | 6 | 6 | 16 | HeaderMin_6HeaderMax_16 | 6 | INVALID
315 | 125 | 50707-2P-60HP VLSC | VLSC_50707_2P_60HP | 1528.3535 | 1528.3535 | 4585.0605 | 3 | 0 | 3 | B | VLS_Inline | 5 | 5 | 5 | 8 | BranchMin_5BranchMax_8 | 6 | 6 | 16 | HeaderMin_6HeaderMax_16 | 8
315 | 125 | 50707-2P-60HP VLSC | VLSC_50707_2P_60HP | 1528.3535 | 1528.3535 | 4585.0605 | 3 | 0 | 3 | B | VLS_Inline | 5 | 5 | 5 | 8 | BranchMin_5BranchMax_8 | 6 | 6 | 16 | HeaderMin_6HeaderMax_16 | 10
315 | 125 | 50707-2P-60HP VLSC | VLSC_50707_2P_60HP | 1528.3535 | 1528.3535 | 4585.0605 | 3 | 0 | 3 | B | VLS_Inline | 5 | 5 | 5 | 8 | BranchMin_5BranchMax_8 | 6 | 6 | 16 | HeaderMin_6HeaderMax_16 | 12
315 | 125 | 50707-2P-60HP VLSC | VLSC_50707_2P_60HP | 1528.3535 | 1528.3535 | 4585.0605 | 3 | 0 | 3 | B | VLS_Inline | 5 | 5 | 5 | 8 | BranchMin_5BranchMax_8 | 6 | 6 | 16 | HeaderMin_6HeaderMax_16 | 14
315 | 125 | 50707-2P-60HP VLSC | VLSC_50707_2P_60HP | 1528.3535 | 1528.3535 | 4585.0605 | 3 | 0 | 3 | B | VLS_Inline | 5 | 5 | 5 | 8 | BranchMin_5BranchMax_8 | 6 | 6 | 16 | HeaderMin_6HeaderMax_16 | 16
315 | 125 | 50707-2P-60HP VLSC | VLSC_50707_2P_60HP | 1528.3535 | 1528.3535 | 4585.0605 | 3 | 0 | 3 | B | VLS_Inline | 5 | 5 | 5 | 8 | BranchMin_5BranchMax_8 | 8 | 6 | 16 | HeaderMin_6HeaderMax_16 | 6 | INVALID
315 | 125 | 50707-2P-60HP VLSC | VLSC_50707_2P_60HP | 1528.3535 | 1528.3535 | 4585.0605 | 3 | 0 | 3 | B | VLS_Inline | 5 | 5 | 5 | 8 | BranchMin_5BranchMax_8 | 8 | 6 | 16 | HeaderMin_6HeaderMax_16 | 8 | INVALID
315 | 125 | 50707-2P-60HP VLSC | VLSC_50707_2P_60HP | 1528.3535 | 1528.3535 | 4585.0605 | 3 | 0 | 3 | B | VLS_Inline | 5 | 5 | 5 | 8 | BranchMin_5BranchMax_8 | 8 | 6 | 16 | HeaderMin_6HeaderMax_16 | 10
315 | 125 | 50707-2P-60HP VLSC | VLSC_50707_2P_60HP | 1528.3535 | 1528.3535 | 4585.0605 | 3 | 0 | 3 | B | VLS_Inline | 5 | 5 | 5 | 8 | BranchMin_5BranchMax_8 | 8 | 6 | 16 | HeaderMin_6HeaderMax_16 | 12
315 | 125 | 50707-2P-60HP VLSC | VLSC_50707_2P_60HP | 1528.3535 | 1528.3535 | 4585.0605 | 3 | 0 | 3 | B | VLS_Inline | 5 | 5 | 5 | 8 | BranchMin_5BranchMax_8 | 8 | 6 | 16 | HeaderMin_6HeaderMax_16 | 14
315 | 125 | 50707-2P-60HP VLSC | VLSC_50707_2P_60HP | 1528.3535 | 1528.3535 | 4585.0605 | 3 | 0 | 3 | B | VLS_Inline | 5 | 5 | 5 | 8 | BranchMin_5BranchMax_8 | 8 | 6 | 16 | HeaderMin_6HeaderMax_16 | 16
316 | 126 | 50707-4P-5HP VLSC | VLSC_50707_4P_5HP | 626.346 | 626.346 | 1879.0379 | 3 | 0 | 3 | B | VLS_Inline | 5 | 5 | 5 | 5 | BranchMin_5BranchMax_5 | 5 | 6 | 10 | HeaderMin_6HeaderMax_10 | 6
316 | 126 | 50707-4P-5HP VLSC | VLSC_50707_4P_5HP | 626.346 | 626.346 | 1879.0379 | 3 | 0 | 3 | B | VLS_Inline | 5 | 5 | 5 | 5 | BranchMin_5BranchMax_5 | 5 | 6 | 10 | HeaderMin_6HeaderMax_10 | 8
316 | 126 | 50707-4P-5HP VLSC | VLSC_50707_4P_5HP | 626.346 | 626.346 | 1879.0379 | 3 | 0 | 3 | B | VLS_Inline | 5 | 5 | 5 | 5 | BranchMin_5BranchMax_5 | 5 | 6 | 10 | HeaderMin_6HeaderMax_10 | 10
317 | 127 | 50707-4P-7.5HP VLSC | VLSC_50707_4P_7.5HP | 764.9699 | 764.9699 | 2294.9098 | 3 | 0 | 3 | B | VLS_Inline | 5 | 5 | 5 | 6 | BranchMin_5BranchMax_6 | 5 | 6 | 10 | HeaderMin_6HeaderMax_10 | 6
317 | 127 | 50707-4P-7.5HP VLSC | VLSC_50707_4P_7.5HP | 764.9699 | 764.9699 | 2294.9098 | 3 | 0 | 3 | B | VLS_Inline | 5 | 5 | 5 | 6 | BranchMin_5BranchMax_6 | 5 | 6 | 10 | HeaderMin_6HeaderMax_10 | 8
317 | 127 | 50707-4P-7.5HP VLSC | VLSC_50707_4P_7.5HP | 764.9699 | 764.9699 | 2294.9098 | 3 | 0 | 3 | B | VLS_Inline | 5 | 5 | 5 | 6 | BranchMin_5BranchMax_6 | 5 | 6 | 10 | HeaderMin_6HeaderMax_10 | 10
317 | 127 | 50707-4P-7.5HP VLSC | VLSC_50707_4P_7.5HP | 764.9699 | 764.9699 | 2294.9098 | 3 | 0 | 3 | B | VLS_Inline | 5 | 5 | 5 | 6 | BranchMin_5BranchMax_6 | 6 | 6 | 10 | HeaderMin_6HeaderMax_10 | 6 | INVALID
317 | 127 | 50707-4P-7.5HP VLSC | VLSC_50707_4P_7.5HP | 764.9699 | 764.9699 | 2294.9098 | 3 | 0 | 3 | B | VLS_Inline | 5 | 5 | 5 | 6 | BranchMin_5BranchMax_6 | 6 | 6 | 10 | HeaderMin_6HeaderMax_10 | 8
317 | 127 | 50707-4P-7.5HP VLSC | VLSC_50707_4P_7.5HP | 764.9699 | 764.9699 | 2294.9098 | 3 | 0 | 3 | B | VLS_Inline | 5 | 5 | 5 | 6 | BranchMin_5BranchMax_6 | 6 | 6 | 10 | HeaderMin_6HeaderMax_10 | 10
318 | 128 | 50957-4P-7.5HP VLSC | RC2552-7.24 | 682.0481 | 682.0481 | 2046.1442 | 3 | 0 | 3 | B | VLS_Inline | 5 | 5 | 5 | 6 | BranchMin_5BranchMax_6 | 5 | 6 | 10 | HeaderMin_6HeaderMax_10 | 6
318 | 128 | 50957-4P-7.5HP VLSC | RC2552-7.24 | 682.0481 | 682.0481 | 2046.1442 | 3 | 0 | 3 | B | VLS_Inline | 5 | 5 | 5 | 6 | BranchMin_5BranchMax_6 | 5 | 6 | 10 | HeaderMin_6HeaderMax_10 | 8
318 | 128 | 50957-4P-7.5HP VLSC | RC2552-7.24 | 682.0481 | 682.0481 | 2046.1442 | 3 | 0 | 3 | B | VLS_Inline | 5 | 5 | 5 | 6 | BranchMin_5BranchMax_6 | 5 | 6 | 10 | HeaderMin_6HeaderMax_10 | 10
318 | 128 | 50957-4P-7.5HP VLSC | RC2552-7.24 | 682.0481 | 682.0481 | 2046.1442 | 3 | 0 | 3 | B | VLS_Inline | 5 | 5 | 5 | 6 | BranchMin_5BranchMax_6 | 6 | 6 | 10 | HeaderMin_6HeaderMax_10 | 6 | INVALID
318 | 128 | 50957-4P-7.5HP VLSC | RC2552-7.24 | 682.0481 | 682.0481 | 2046.1442 | 3 | 0 | 3 | B | VLS_Inline | 5 | 5 | 5 | 6 | BranchMin_5BranchMax_6 | 6 | 6 | 10 | HeaderMin_6HeaderMax_10 | 8
318 | 128 | 50957-4P-7.5HP VLSC | RC2552-7.24 | 682.0481 | 682.0481 | 2046.1442 | 3 | 0 | 3 | B | VLS_Inline | 5 | 5 | 5 | 6 | BranchMin_5BranchMax_6 | 6 | 6 | 10 | HeaderMin_6HeaderMax_10 | 10
319 | 129 | 50957-4P-10HP VLSC | RC2552-8.02 | 802.7921 | 802.7921 | 2408.3762 | 3 | 0 | 3 | B | VLS_Inline | 5 | 5 | 5 | 6 | BranchMin_5BranchMax_6 | 5 | 6 | 10 | HeaderMin_6HeaderMax_10 | 6
319 | 129 | 50957-4P-10HP VLSC | RC2552-8.02 | 802.7921 | 802.7921 | 2408.3762 | 3 | 0 | 3 | B | VLS_Inline | 5 | 5 | 5 | 6 | BranchMin_5BranchMax_6 | 5 | 6 | 10 | HeaderMin_6HeaderMax_10 | 8
319 | 129 | 50957-4P-10HP VLSC | RC2552-8.02 | 802.7921 | 802.7921 | 2408.3762 | 3 | 0 | 3 | B | VLS_Inline | 5 | 5 | 5 | 6 | BranchMin_5BranchMax_6 | 5 | 6 | 10 | HeaderMin_6HeaderMax_10 | 10
319 | 129 | 50957-4P-10HP VLSC | RC2552-8.02 | 802.7921 | 802.7921 | 2408.3762 | 3 | 0 | 3 | B | VLS_Inline | 5 | 5 | 5 | 6 | BranchMin_5BranchMax_6 | 6 | 6 | 10 | HeaderMin_6HeaderMax_10 | 6 | INVALID
319 | 129 | 50957-4P-10HP VLSC | RC2552-8.02 | 802.7921 | 802.7921 | 2408.3762 | 3 | 0 | 3 | B | VLS_Inline | 5 | 5 | 5 | 6 | BranchMin_5BranchMax_6 | 6 | 6 | 10 | HeaderMin_6HeaderMax_10 | 8
319 | 129 | 50957-4P-10HP VLSC | RC2552-8.02 | 802.7921 | 802.7921 | 2408.3762 | 3 | 0 | 3 | B | VLS_Inline | 5 | 5 | 5 | 6 | BranchMin_5BranchMax_6 | 6 | 6 | 10 | HeaderMin_6HeaderMax_10 | 10
320 | 130 | 50957-4P-15HP VLSC | RC2552-9.10 | 932.9167 | 932.9167 | 2798.7502 | 3 | 0 | 3 | B | VLS_Inline | 5 | 5 | 5 | 6 | BranchMin_5BranchMax_6 | 5 | 6 | 12 | HeaderMin_6HeaderMax_12 | 6
320 | 130 | 50957-4P-15HP VLSC | RC2552-9.10 | 932.9167 | 932.9167 | 2798.7502 | 3 | 0 | 3 | B | VLS_Inline | 5 | 5 | 5 | 6 | BranchMin_5BranchMax_6 | 5 | 6 | 12 | HeaderMin_6HeaderMax_12 | 8
320 | 130 | 50957-4P-15HP VLSC | RC2552-9.10 | 932.9167 | 932.9167 | 2798.7502 | 3 | 0 | 3 | B | VLS_Inline | 5 | 5 | 5 | 6 | BranchMin_5BranchMax_6 | 5 | 6 | 12 | HeaderMin_6HeaderMax_12 | 10
320 | 130 | 50957-4P-15HP VLSC | RC2552-9.10 | 932.9167 | 932.9167 | 2798.7502 | 3 | 0 | 3 | B | VLS_Inline | 5 | 5 | 5 | 6 | BranchMin_5BranchMax_6 | 5 | 6 | 12 | HeaderMin_6HeaderMax_12 | 12
320 | 130 | 50957-4P-15HP VLSC | RC2552-9.10 | 932.9167 | 932.9167 | 2798.7502 | 3 | 0 | 3 | B | VLS_Inline | 5 | 5 | 5 | 6 | BranchMin_5BranchMax_6 | 6 | 6 | 12 | HeaderMin_6HeaderMax_12 | 6 | INVALID
320 | 130 | 50957-4P-15HP VLSC | RC2552-9.10 | 932.9167 | 932.9167 | 2798.7502 | 3 | 0 | 3 | B | VLS_Inline | 5 | 5 | 5 | 6 | BranchMin_5BranchMax_6 | 6 | 6 | 12 | HeaderMin_6HeaderMax_12 | 8
320 | 130 | 50957-4P-15HP VLSC | RC2552-9.10 | 932.9167 | 932.9167 | 2798.7502 | 3 | 0 | 3 | B | VLS_Inline | 5 | 5 | 5 | 6 | BranchMin_5BranchMax_6 | 6 | 6 | 12 | HeaderMin_6HeaderMax_12 | 10
320 | 130 | 50957-4P-15HP VLSC | RC2552-9.10 | 932.9167 | 932.9167 | 2798.7502 | 3 | 0 | 3 | B | VLS_Inline | 5 | 5 | 5 | 6 | BranchMin_5BranchMax_6 | 6 | 6 | 12 | HeaderMin_6HeaderMax_12 | 12
321 | 131 | 50957-4P-20HP VLSC | RC2552-9.6 | 1000.0001 | 1000.0001 | 3000.0002 | 3 | 0 | 3 | B | VLS_Inline | 5 | 5 | 5 | 8 | BranchMin_5BranchMax_8 | 5 | 6 | 12 | HeaderMin_6HeaderMax_12 | 6
321 | 131 | 50957-4P-20HP VLSC | RC2552-9.6 | 1000.0001 | 1000.0001 | 3000.0002 | 3 | 0 | 3 | B | VLS_Inline | 5 | 5 | 5 | 8 | BranchMin_5BranchMax_8 | 5 | 6 | 12 | HeaderMin_6HeaderMax_12 | 8
321 | 131 | 50957-4P-20HP VLSC | RC2552-9.6 | 1000.0001 | 1000.0001 | 3000.0002 | 3 | 0 | 3 | B | VLS_Inline | 5 | 5 | 5 | 8 | BranchMin_5BranchMax_8 | 5 | 6 | 12 | HeaderMin_6HeaderMax_12 | 10
321 | 131 | 50957-4P-20HP VLSC | RC2552-9.6 | 1000.0001 | 1000.0001 | 3000.0002 | 3 | 0 | 3 | B | VLS_Inline | 5 | 5 | 5 | 8 | BranchMin_5BranchMax_8 | 5 | 6 | 12 | HeaderMin_6HeaderMax_12 | 12
321 | 131 | 50957-4P-20HP VLSC | RC2552-9.6 | 1000.0001 | 1000.0001 | 3000.0002 | 3 | 0 | 3 | B | VLS_Inline | 5 | 5 | 5 | 8 | BranchMin_5BranchMax_8 | 6 | 6 | 12 | HeaderMin_6HeaderMax_12 | 6 | INVALID
321 | 131 | 50957-4P-20HP VLSC | RC2552-9.6 | 1000.0001 | 1000.0001 | 3000.0002 | 3 | 0 | 3 | B | VLS_Inline | 5 | 5 | 5 | 8 | BranchMin_5BranchMax_8 | 6 | 6 | 12 | HeaderMin_6HeaderMax_12 | 8
321 | 131 | 50957-4P-20HP VLSC | RC2552-9.6 | 1000.0001 | 1000.0001 | 3000.0002 | 3 | 0 | 3 | B | VLS_Inline | 5 | 5 | 5 | 8 | BranchMin_5BranchMax_8 | 6 | 6 | 12 | HeaderMin_6HeaderMax_12 | 10
321 | 131 | 50957-4P-20HP VLSC | RC2552-9.6 | 1000.0001 | 1000.0001 | 3000.0002 | 3 | 0 | 3 | B | VLS_Inline | 5 | 5 | 5 | 8 | BranchMin_5BranchMax_8 | 6 | 6 | 12 | HeaderMin_6HeaderMax_12 | 12
321 | 131 | 50957-4P-20HP VLSC | RC2552-9.6 | 1000.0001 | 1000.0001 | 3000.0002 | 3 | 0 | 3 | B | VLS_Inline | 5 | 5 | 5 | 8 | BranchMin_5BranchMax_8 | 8 | 6 | 12 | HeaderMin_6HeaderMax_12 | 6 | INVALID
321 | 131 | 50957-4P-20HP VLSC | RC2552-9.6 | 1000.0001 | 1000.0001 | 3000.0002 | 3 | 0 | 3 | B | VLS_Inline | 5 | 5 | 5 | 8 | BranchMin_5BranchMax_8 | 8 | 6 | 12 | HeaderMin_6HeaderMax_12 | 8 | INVALID
321 | 131 | 50957-4P-20HP VLSC | RC2552-9.6 | 1000.0001 | 1000.0001 | 3000.0002 | 3 | 0 | 3 | B | VLS_Inline | 5 | 5 | 5 | 8 | BranchMin_5BranchMax_8 | 8 | 6 | 12 | HeaderMin_6HeaderMax_12 | 10
321 | 131 | 50957-4P-20HP VLSC | RC2552-9.6 | 1000.0001 | 1000.0001 | 3000.0002 | 3 | 0 | 3 | B | VLS_Inline | 5 | 5 | 5 | 8 | BranchMin_5BranchMax_8 | 8 | 6 | 12 | HeaderMin_6HeaderMax_12 | 12
322 | 132 | 5095A-4P-7.5HP VLSC | VLSC_5095A_4P_7.5HP | 753.2463 | 753.2463 | 2259.739 | 3 | 0 | 3 | B | VLS_Inline | 5 | 5 | 5 | 6 | BranchMin_5BranchMax_6 | 5 | 6 | 10 | HeaderMin_6HeaderMax_10 | 6
322 | 132 | 5095A-4P-7.5HP VLSC | VLSC_5095A_4P_7.5HP | 753.2463 | 753.2463 | 2259.739 | 3 | 0 | 3 | B | VLS_Inline | 5 | 5 | 5 | 6 | BranchMin_5BranchMax_6 | 5 | 6 | 10 | HeaderMin_6HeaderMax_10 | 8
322 | 132 | 5095A-4P-7.5HP VLSC | VLSC_5095A_4P_7.5HP | 753.2463 | 753.2463 | 2259.739 | 3 | 0 | 3 | B | VLS_Inline | 5 | 5 | 5 | 6 | BranchMin_5BranchMax_6 | 5 | 6 | 10 | HeaderMin_6HeaderMax_10 | 10
322 | 132 | 5095A-4P-7.5HP VLSC | VLSC_5095A_4P_7.5HP | 753.2463 | 753.2463 | 2259.739 | 3 | 0 | 3 | B | VLS_Inline | 5 | 5 | 5 | 6 | BranchMin_5BranchMax_6 | 6 | 6 | 10 | HeaderMin_6HeaderMax_10 | 6 | INVALID
322 | 132 | 5095A-4P-7.5HP VLSC | VLSC_5095A_4P_7.5HP | 753.2463 | 753.2463 | 2259.739 | 3 | 0 | 3 | B | VLS_Inline | 5 | 5 | 5 | 6 | BranchMin_5BranchMax_6 | 6 | 6 | 10 | HeaderMin_6HeaderMax_10 | 8
322 | 132 | 5095A-4P-7.5HP VLSC | VLSC_5095A_4P_7.5HP | 753.2463 | 753.2463 | 2259.739 | 3 | 0 | 3 | B | VLS_Inline | 5 | 5 | 5 | 6 | BranchMin_5BranchMax_6 | 6 | 6 | 10 | HeaderMin_6HeaderMax_10 | 10
323 | 133 | 5095A-4P-10HP VLSC | VLSC_5095A_4P_10HP | 820.4429 | 820.4429 | 2461.3287 | 3 | 0 | 3 | B | VLS_Inline | 5 | 5 | 5 | 6 | BranchMin_5BranchMax_6 | 5 | 6 | 10 | HeaderMin_6HeaderMax_10 | 6
323 | 133 | 5095A-4P-10HP VLSC | VLSC_5095A_4P_10HP | 820.4429 | 820.4429 | 2461.3287 | 3 | 0 | 3 | B | VLS_Inline | 5 | 5 | 5 | 6 | BranchMin_5BranchMax_6 | 5 | 6 | 10 | HeaderMin_6HeaderMax_10 | 8
323 | 133 | 5095A-4P-10HP VLSC | VLSC_5095A_4P_10HP | 820.4429 | 820.4429 | 2461.3287 | 3 | 0 | 3 | B | VLS_Inline | 5 | 5 | 5 | 6 | BranchMin_5BranchMax_6 | 5 | 6 | 10 | HeaderMin_6HeaderMax_10 | 10
323 | 133 | 5095A-4P-10HP VLSC | VLSC_5095A_4P_10HP | 820.4429 | 820.4429 | 2461.3287 | 3 | 0 | 3 | B | VLS_Inline | 5 | 5 | 5 | 6 | BranchMin_5BranchMax_6 | 6 | 6 | 10 | HeaderMin_6HeaderMax_10 | 6 | INVALID
323 | 133 | 5095A-4P-10HP VLSC | VLSC_5095A_4P_10HP | 820.4429 | 820.4429 | 2461.3287 | 3 | 0 | 3 | B | VLS_Inline | 5 | 5 | 5 | 6 | BranchMin_5BranchMax_6 | 6 | 6 | 10 | HeaderMin_6HeaderMax_10 | 8
323 | 133 | 5095A-4P-10HP VLSC | VLSC_5095A_4P_10HP | 820.4429 | 820.4429 | 2461.3287 | 3 | 0 | 3 | B | VLS_Inline | 5 | 5 | 5 | 6 | BranchMin_5BranchMax_6 | 6 | 6 | 10 | HeaderMin_6HeaderMax_10 | 10
324 | 134 | 5095A-4P-15HP VLSC | VLSC_5095A_4P_15HP | 953.3171 | 953.3171 | 2859.9513 | 3 | 0 | 3 | B | VLS_Inline | 5 | 5 | 5 | 8 | BranchMin_5BranchMax_8 | 5 | 6 | 12 | HeaderMin_6HeaderMax_12 | 6
324 | 134 | 5095A-4P-15HP VLSC | VLSC_5095A_4P_15HP | 953.3171 | 953.3171 | 2859.9513 | 3 | 0 | 3 | B | VLS_Inline | 5 | 5 | 5 | 8 | BranchMin_5BranchMax_8 | 5 | 6 | 12 | HeaderMin_6HeaderMax_12 | 8
324 | 134 | 5095A-4P-15HP VLSC | VLSC_5095A_4P_15HP | 953.3171 | 953.3171 | 2859.9513 | 3 | 0 | 3 | B | VLS_Inline | 5 | 5 | 5 | 8 | BranchMin_5BranchMax_8 | 5 | 6 | 12 | HeaderMin_6HeaderMax_12 | 10
324 | 134 | 5095A-4P-15HP VLSC | VLSC_5095A_4P_15HP | 953.3171 | 953.3171 | 2859.9513 | 3 | 0 | 3 | B | VLS_Inline | 5 | 5 | 5 | 8 | BranchMin_5BranchMax_8 | 5 | 6 | 12 | HeaderMin_6HeaderMax_12 | 12
324 | 134 | 5095A-4P-15HP VLSC | VLSC_5095A_4P_15HP | 953.3171 | 953.3171 | 2859.9513 | 3 | 0 | 3 | B | VLS_Inline | 5 | 5 | 5 | 8 | BranchMin_5BranchMax_8 | 6 | 6 | 12 | HeaderMin_6HeaderMax_12 | 6 | INVALID
324 | 134 | 5095A-4P-15HP VLSC | VLSC_5095A_4P_15HP | 953.3171 | 953.3171 | 2859.9513 | 3 | 0 | 3 | B | VLS_Inline | 5 | 5 | 5 | 8 | BranchMin_5BranchMax_8 | 6 | 6 | 12 | HeaderMin_6HeaderMax_12 | 8
324 | 134 | 5095A-4P-15HP VLSC | VLSC_5095A_4P_15HP | 953.3171 | 953.3171 | 2859.9513 | 3 | 0 | 3 | B | VLS_Inline | 5 | 5 | 5 | 8 | BranchMin_5BranchMax_8 | 6 | 6 | 12 | HeaderMin_6HeaderMax_12 | 10
324 | 134 | 5095A-4P-15HP VLSC | VLSC_5095A_4P_15HP | 953.3171 | 953.3171 | 2859.9513 | 3 | 0 | 3 | B | VLS_Inline | 5 | 5 | 5 | 8 | BranchMin_5BranchMax_8 | 6 | 6 | 12 | HeaderMin_6HeaderMax_12 | 12
324 | 134 | 5095A-4P-15HP VLSC | VLSC_5095A_4P_15HP | 953.3171 | 953.3171 | 2859.9513 | 3 | 0 | 3 | B | VLS_Inline | 5 | 5 | 5 | 8 | BranchMin_5BranchMax_8 | 8 | 6 | 12 | HeaderMin_6HeaderMax_12 | 6 | INVALID
324 | 134 | 5095A-4P-15HP VLSC | VLSC_5095A_4P_15HP | 953.3171 | 953.3171 | 2859.9513 | 3 | 0 | 3 | B | VLS_Inline | 5 | 5 | 5 | 8 | BranchMin_5BranchMax_8 | 8 | 6 | 12 | HeaderMin_6HeaderMax_12 | 8 | INVALID
324 | 134 | 5095A-4P-15HP VLSC | VLSC_5095A_4P_15HP | 953.3171 | 953.3171 | 2859.9513 | 3 | 0 | 3 | B | VLS_Inline | 5 | 5 | 5 | 8 | BranchMin_5BranchMax_8 | 8 | 6 | 12 | HeaderMin_6HeaderMax_12 | 10
324 | 134 | 5095A-4P-15HP VLSC | VLSC_5095A_4P_15HP | 953.3171 | 953.3171 | 2859.9513 | 3 | 0 | 3 | B | VLS_Inline | 5 | 5 | 5 | 8 | BranchMin_5BranchMax_8 | 8 | 6 | 12 | HeaderMin_6HeaderMax_12 | 12
325 | 135 | 5095A-4P-20HP VLSC | VLSC_5095A_4P_20HP | 1029.7585 | 1029.7585 | 3089.2754 | 3 | 0 | 3 | B | VLS_Inline | 5 | 5 | 5 | 8 | BranchMin_5BranchMax_8 | 5 | 6 | 12 | HeaderMin_6HeaderMax_12 | 6
325 | 135 | 5095A-4P-20HP VLSC | VLSC_5095A_4P_20HP | 1029.7585 | 1029.7585 | 3089.2754 | 3 | 0 | 3 | B | VLS_Inline | 5 | 5 | 5 | 8 | BranchMin_5BranchMax_8 | 5 | 6 | 12 | HeaderMin_6HeaderMax_12 | 8
325 | 135 | 5095A-4P-20HP VLSC | VLSC_5095A_4P_20HP | 1029.7585 | 1029.7585 | 3089.2754 | 3 | 0 | 3 | B | VLS_Inline | 5 | 5 | 5 | 8 | BranchMin_5BranchMax_8 | 5 | 6 | 12 | HeaderMin_6HeaderMax_12 | 10
325 | 135 | 5095A-4P-20HP VLSC | VLSC_5095A_4P_20HP | 1029.7585 | 1029.7585 | 3089.2754 | 3 | 0 | 3 | B | VLS_Inline | 5 | 5 | 5 | 8 | BranchMin_5BranchMax_8 | 5 | 6 | 12 | HeaderMin_6HeaderMax_12 | 12
325 | 135 | 5095A-4P-20HP VLSC | VLSC_5095A_4P_20HP | 1029.7585 | 1029.7585 | 3089.2754 | 3 | 0 | 3 | B | VLS_Inline | 5 | 5 | 5 | 8 | BranchMin_5BranchMax_8 | 6 | 6 | 12 | HeaderMin_6HeaderMax_12 | 6 | INVALID
325 | 135 | 5095A-4P-20HP VLSC | VLSC_5095A_4P_20HP | 1029.7585 | 1029.7585 | 3089.2754 | 3 | 0 | 3 | B | VLS_Inline | 5 | 5 | 5 | 8 | BranchMin_5BranchMax_8 | 6 | 6 | 12 | HeaderMin_6HeaderMax_12 | 8
325 | 135 | 5095A-4P-20HP VLSC | VLSC_5095A_4P_20HP | 1029.7585 | 1029.7585 | 3089.2754 | 3 | 0 | 3 | B | VLS_Inline | 5 | 5 | 5 | 8 | BranchMin_5BranchMax_8 | 6 | 6 | 12 | HeaderMin_6HeaderMax_12 | 10
325 | 135 | 5095A-4P-20HP VLSC | VLSC_5095A_4P_20HP | 1029.7585 | 1029.7585 | 3089.2754 | 3 | 0 | 3 | B | VLS_Inline | 5 | 5 | 5 | 8 | BranchMin_5BranchMax_8 | 6 | 6 | 12 | HeaderMin_6HeaderMax_12 | 12
325 | 135 | 5095A-4P-20HP VLSC | VLSC_5095A_4P_20HP | 1029.7585 | 1029.7585 | 3089.2754 | 3 | 0 | 3 | B | VLS_Inline | 5 | 5 | 5 | 8 | BranchMin_5BranchMax_8 | 8 | 6 | 12 | HeaderMin_6HeaderMax_12 | 6 | INVALID
325 | 135 | 5095A-4P-20HP VLSC | VLSC_5095A_4P_20HP | 1029.7585 | 1029.7585 | 3089.2754 | 3 | 0 | 3 | B | VLS_Inline | 5 | 5 | 5 | 8 | BranchMin_5BranchMax_8 | 8 | 6 | 12 | HeaderMin_6HeaderMax_12 | 8 | INVALID
325 | 135 | 5095A-4P-20HP VLSC | VLSC_5095A_4P_20HP | 1029.7585 | 1029.7585 | 3089.2754 | 3 | 0 | 3 | B | VLS_Inline | 5 | 5 | 5 | 8 | BranchMin_5BranchMax_8 | 8 | 6 | 12 | HeaderMin_6HeaderMax_12 | 10
325 | 135 | 5095A-4P-20HP VLSC | VLSC_5095A_4P_20HP | 1029.7585 | 1029.7585 | 3089.2754 | 3 | 0 | 3 | B | VLS_Inline | 5 | 5 | 5 | 8 | BranchMin_5BranchMax_8 | 8 | 6 | 12 | HeaderMin_6HeaderMax_12 | 12
326 | 136 | 50959-2P-60HP VLSC | VLSC_50959_2P_60HP | 1330.3437 | 1330.3437 | 3991.0312 | 3 | 0 | 3 | B | VLS_Inline | 5 | 5 | 5 | 8 | BranchMin_5BranchMax_8 | 5 | 6 | 14 | HeaderMin_6HeaderMax_14 | 6
326 | 136 | 50959-2P-60HP VLSC | VLSC_50959_2P_60HP | 1330.3437 | 1330.3437 | 3991.0312 | 3 | 0 | 3 | B | VLS_Inline | 5 | 5 | 5 | 8 | BranchMin_5BranchMax_8 | 5 | 6 | 14 | HeaderMin_6HeaderMax_14 | 8
326 | 136 | 50959-2P-60HP VLSC | VLSC_50959_2P_60HP | 1330.3437 | 1330.3437 | 3991.0312 | 3 | 0 | 3 | B | VLS_Inline | 5 | 5 | 5 | 8 | BranchMin_5BranchMax_8 | 5 | 6 | 14 | HeaderMin_6HeaderMax_14 | 10
326 | 136 | 50959-2P-60HP VLSC | VLSC_50959_2P_60HP | 1330.3437 | 1330.3437 | 3991.0312 | 3 | 0 | 3 | B | VLS_Inline | 5 | 5 | 5 | 8 | BranchMin_5BranchMax_8 | 5 | 6 | 14 | HeaderMin_6HeaderMax_14 | 12
326 | 136 | 50959-2P-60HP VLSC | VLSC_50959_2P_60HP | 1330.3437 | 1330.3437 | 3991.0312 | 3 | 0 | 3 | B | VLS_Inline | 5 | 5 | 5 | 8 | BranchMin_5BranchMax_8 | 5 | 6 | 14 | HeaderMin_6HeaderMax_14 | 14
326 | 136 | 50959-2P-60HP VLSC | VLSC_50959_2P_60HP | 1330.3437 | 1330.3437 | 3991.0312 | 3 | 0 | 3 | B | VLS_Inline | 5 | 5 | 5 | 8 | BranchMin_5BranchMax_8 | 6 | 6 | 14 | HeaderMin_6HeaderMax_14 | 6 | INVALID
326 | 136 | 50959-2P-60HP VLSC | VLSC_50959_2P_60HP | 1330.3437 | 1330.3437 | 3991.0312 | 3 | 0 | 3 | B | VLS_Inline | 5 | 5 | 5 | 8 | BranchMin_5BranchMax_8 | 6 | 6 | 14 | HeaderMin_6HeaderMax_14 | 8
326 | 136 | 50959-2P-60HP VLSC | VLSC_50959_2P_60HP | 1330.3437 | 1330.3437 | 3991.0312 | 3 | 0 | 3 | B | VLS_Inline | 5 | 5 | 5 | 8 | BranchMin_5BranchMax_8 | 6 | 6 | 14 | HeaderMin_6HeaderMax_14 | 10
326 | 136 | 50959-2P-60HP VLSC | VLSC_50959_2P_60HP | 1330.3437 | 1330.3437 | 3991.0312 | 3 | 0 | 3 | B | VLS_Inline | 5 | 5 | 5 | 8 | BranchMin_5BranchMax_8 | 6 | 6 | 14 | HeaderMin_6HeaderMax_14 | 12
326 | 136 | 50959-2P-60HP VLSC | VLSC_50959_2P_60HP | 1330.3437 | 1330.3437 | 3991.0312 | 3 | 0 | 3 | B | VLS_Inline | 5 | 5 | 5 | 8 | BranchMin_5BranchMax_8 | 6 | 6 | 14 | HeaderMin_6HeaderMax_14 | 14
326 | 136 | 50959-2P-60HP VLSC | VLSC_50959_2P_60HP | 1330.3437 | 1330.3437 | 3991.0312 | 3 | 0 | 3 | B | VLS_Inline | 5 | 5 | 5 | 8 | BranchMin_5BranchMax_8 | 8 | 6 | 14 | HeaderMin_6HeaderMax_14 | 6 | INVALID
326 | 136 | 50959-2P-60HP VLSC | VLSC_50959_2P_60HP | 1330.3437 | 1330.3437 | 3991.0312 | 3 | 0 | 3 | B | VLS_Inline | 5 | 5 | 5 | 8 | BranchMin_5BranchMax_8 | 8 | 6 | 14 | HeaderMin_6HeaderMax_14 | 8 | INVALID
326 | 136 | 50959-2P-60HP VLSC | VLSC_50959_2P_60HP | 1330.3437 | 1330.3437 | 3991.0312 | 3 | 0 | 3 | B | VLS_Inline | 5 | 5 | 5 | 8 | BranchMin_5BranchMax_8 | 8 | 6 | 14 | HeaderMin_6HeaderMax_14 | 10
326 | 136 | 50959-2P-60HP VLSC | VLSC_50959_2P_60HP | 1330.3437 | 1330.3437 | 3991.0312 | 3 | 0 | 3 | B | VLS_Inline | 5 | 5 | 5 | 8 | BranchMin_5BranchMax_8 | 8 | 6 | 14 | HeaderMin_6HeaderMax_14 | 12
326 | 136 | 50959-2P-60HP VLSC | VLSC_50959_2P_60HP | 1330.3437 | 1330.3437 | 3991.0312 | 3 | 0 | 3 | B | VLS_Inline | 5 | 5 | 5 | 8 | BranchMin_5BranchMax_8 | 8 | 6 | 14 | HeaderMin_6HeaderMax_14 | 14
327 | 137 | 50959-2P-75HP VLSC | VLSC_50959_2P_75HP | 1378.5213 | 1378.5213 | 4135.5639 | 3 | 0 | 3 | B | VLS_Inline | 5 | 5 | 5 | 8 | BranchMin_5BranchMax_8 | 5 | 6 | 14 | HeaderMin_6HeaderMax_14 | 6
327 | 137 | 50959-2P-75HP VLSC | VLSC_50959_2P_75HP | 1378.5213 | 1378.5213 | 4135.5639 | 3 | 0 | 3 | B | VLS_Inline | 5 | 5 | 5 | 8 | BranchMin_5BranchMax_8 | 5 | 6 | 14 | HeaderMin_6HeaderMax_14 | 8
327 | 137 | 50959-2P-75HP VLSC | VLSC_50959_2P_75HP | 1378.5213 | 1378.5213 | 4135.5639 | 3 | 0 | 3 | B | VLS_Inline | 5 | 5 | 5 | 8 | BranchMin_5BranchMax_8 | 5 | 6 | 14 | HeaderMin_6HeaderMax_14 | 10
327 | 137 | 50959-2P-75HP VLSC | VLSC_50959_2P_75HP | 1378.5213 | 1378.5213 | 4135.5639 | 3 | 0 | 3 | B | VLS_Inline | 5 | 5 | 5 | 8 | BranchMin_5BranchMax_8 | 5 | 6 | 14 | HeaderMin_6HeaderMax_14 | 12
327 | 137 | 50959-2P-75HP VLSC | VLSC_50959_2P_75HP | 1378.5213 | 1378.5213 | 4135.5639 | 3 | 0 | 3 | B | VLS_Inline | 5 | 5 | 5 | 8 | BranchMin_5BranchMax_8 | 5 | 6 | 14 | HeaderMin_6HeaderMax_14 | 14
327 | 137 | 50959-2P-75HP VLSC | VLSC_50959_2P_75HP | 1378.5213 | 1378.5213 | 4135.5639 | 3 | 0 | 3 | B | VLS_Inline | 5 | 5 | 5 | 8 | BranchMin_5BranchMax_8 | 6 | 6 | 14 | HeaderMin_6HeaderMax_14 | 6 | INVALID
327 | 137 | 50959-2P-75HP VLSC | VLSC_50959_2P_75HP | 1378.5213 | 1378.5213 | 4135.5639 | 3 | 0 | 3 | B | VLS_Inline | 5 | 5 | 5 | 8 | BranchMin_5BranchMax_8 | 6 | 6 | 14 | HeaderMin_6HeaderMax_14 | 8
327 | 137 | 50959-2P-75HP VLSC | VLSC_50959_2P_75HP | 1378.5213 | 1378.5213 | 4135.5639 | 3 | 0 | 3 | B | VLS_Inline | 5 | 5 | 5 | 8 | BranchMin_5BranchMax_8 | 6 | 6 | 14 | HeaderMin_6HeaderMax_14 | 10
327 | 137 | 50959-2P-75HP VLSC | VLSC_50959_2P_75HP | 1378.5213 | 1378.5213 | 4135.5639 | 3 | 0 | 3 | B | VLS_Inline | 5 | 5 | 5 | 8 | BranchMin_5BranchMax_8 | 6 | 6 | 14 | HeaderMin_6HeaderMax_14 | 12
327 | 137 | 50959-2P-75HP VLSC | VLSC_50959_2P_75HP | 1378.5213 | 1378.5213 | 4135.5639 | 3 | 0 | 3 | B | VLS_Inline | 5 | 5 | 5 | 8 | BranchMin_5BranchMax_8 | 6 | 6 | 14 | HeaderMin_6HeaderMax_14 | 14
327 | 137 | 50959-2P-75HP VLSC | VLSC_50959_2P_75HP | 1378.5213 | 1378.5213 | 4135.5639 | 3 | 0 | 3 | B | VLS_Inline | 5 | 5 | 5 | 8 | BranchMin_5BranchMax_8 | 8 | 6 | 14 | HeaderMin_6HeaderMax_14 | 6 | INVALID
327 | 137 | 50959-2P-75HP VLSC | VLSC_50959_2P_75HP | 1378.5213 | 1378.5213 | 4135.5639 | 3 | 0 | 3 | B | VLS_Inline | 5 | 5 | 5 | 8 | BranchMin_5BranchMax_8 | 8 | 6 | 14 | HeaderMin_6HeaderMax_14 | 8 | INVALID
327 | 137 | 50959-2P-75HP VLSC | VLSC_50959_2P_75HP | 1378.5213 | 1378.5213 | 4135.5639 | 3 | 0 | 3 | B | VLS_Inline | 5 | 5 | 5 | 8 | BranchMin_5BranchMax_8 | 8 | 6 | 14 | HeaderMin_6HeaderMax_14 | 10
327 | 137 | 50959-2P-75HP VLSC | VLSC_50959_2P_75HP | 1378.5213 | 1378.5213 | 4135.5639 | 3 | 0 | 3 | B | VLS_Inline | 5 | 5 | 5 | 8 | BranchMin_5BranchMax_8 | 8 | 6 | 14 | HeaderMin_6HeaderMax_14 | 12
327 | 137 | 50959-2P-75HP VLSC | VLSC_50959_2P_75HP | 1378.5213 | 1378.5213 | 4135.5639 | 3 | 0 | 3 | B | VLS_Inline | 5 | 5 | 5 | 8 | BranchMin_5BranchMax_8 | 8 | 6 | 14 | HeaderMin_6HeaderMax_14 | 14
328 | 138 | 50959-2P-100HP VLSC | VLSC_50959_2P_100HP | 1467.9509 | 1467.9509 | 4403.8528 | 3 | 0 | 3 | B | VLS_Inline | 5 | 5 | 5 | 8 | BranchMin_5BranchMax_8 | 5 | 6 | 16 | HeaderMin_6HeaderMax_16 | 6
328 | 138 | 50959-2P-100HP VLSC | VLSC_50959_2P_100HP | 1467.9509 | 1467.9509 | 4403.8528 | 3 | 0 | 3 | B | VLS_Inline | 5 | 5 | 5 | 8 | BranchMin_5BranchMax_8 | 5 | 6 | 16 | HeaderMin_6HeaderMax_16 | 8
328 | 138 | 50959-2P-100HP VLSC | VLSC_50959_2P_100HP | 1467.9509 | 1467.9509 | 4403.8528 | 3 | 0 | 3 | B | VLS_Inline | 5 | 5 | 5 | 8 | BranchMin_5BranchMax_8 | 5 | 6 | 16 | HeaderMin_6HeaderMax_16 | 10
328 | 138 | 50959-2P-100HP VLSC | VLSC_50959_2P_100HP | 1467.9509 | 1467.9509 | 4403.8528 | 3 | 0 | 3 | B | VLS_Inline | 5 | 5 | 5 | 8 | BranchMin_5BranchMax_8 | 5 | 6 | 16 | HeaderMin_6HeaderMax_16 | 12
328 | 138 | 50959-2P-100HP VLSC | VLSC_50959_2P_100HP | 1467.9509 | 1467.9509 | 4403.8528 | 3 | 0 | 3 | B | VLS_Inline | 5 | 5 | 5 | 8 | BranchMin_5BranchMax_8 | 5 | 6 | 16 | HeaderMin_6HeaderMax_16 | 14
328 | 138 | 50959-2P-100HP VLSC | VLSC_50959_2P_100HP | 1467.9509 | 1467.9509 | 4403.8528 | 3 | 0 | 3 | B | VLS_Inline | 5 | 5 | 5 | 8 | BranchMin_5BranchMax_8 | 5 | 6 | 16 | HeaderMin_6HeaderMax_16 | 16
328 | 138 | 50959-2P-100HP VLSC | VLSC_50959_2P_100HP | 1467.9509 | 1467.9509 | 4403.8528 | 3 | 0 | 3 | B | VLS_Inline | 5 | 5 | 5 | 8 | BranchMin_5BranchMax_8 | 6 | 6 | 16 | HeaderMin_6HeaderMax_16 | 6 | INVALID
328 | 138 | 50959-2P-100HP VLSC | VLSC_50959_2P_100HP | 1467.9509 | 1467.9509 | 4403.8528 | 3 | 0 | 3 | B | VLS_Inline | 5 | 5 | 5 | 8 | BranchMin_5BranchMax_8 | 6 | 6 | 16 | HeaderMin_6HeaderMax_16 | 8
328 | 138 | 50959-2P-100HP VLSC | VLSC_50959_2P_100HP | 1467.9509 | 1467.9509 | 4403.8528 | 3 | 0 | 3 | B | VLS_Inline | 5 | 5 | 5 | 8 | BranchMin_5BranchMax_8 | 6 | 6 | 16 | HeaderMin_6HeaderMax_16 | 10
328 | 138 | 50959-2P-100HP VLSC | VLSC_50959_2P_100HP | 1467.9509 | 1467.9509 | 4403.8528 | 3 | 0 | 3 | B | VLS_Inline | 5 | 5 | 5 | 8 | BranchMin_5BranchMax_8 | 6 | 6 | 16 | HeaderMin_6HeaderMax_16 | 12
328 | 138 | 50959-2P-100HP VLSC | VLSC_50959_2P_100HP | 1467.9509 | 1467.9509 | 4403.8528 | 3 | 0 | 3 | B | VLS_Inline | 5 | 5 | 5 | 8 | BranchMin_5BranchMax_8 | 6 | 6 | 16 | HeaderMin_6HeaderMax_16 | 14
328 | 138 | 50959-2P-100HP VLSC | VLSC_50959_2P_100HP | 1467.9509 | 1467.9509 | 4403.8528 | 3 | 0 | 3 | B | VLS_Inline | 5 | 5 | 5 | 8 | BranchMin_5BranchMax_8 | 6 | 6 | 16 | HeaderMin_6HeaderMax_16 | 16
328 | 138 | 50959-2P-100HP VLSC | VLSC_50959_2P_100HP | 1467.9509 | 1467.9509 | 4403.8528 | 3 | 0 | 3 | B | VLS_Inline | 5 | 5 | 5 | 8 | BranchMin_5BranchMax_8 | 8 | 6 | 16 | HeaderMin_6HeaderMax_16 | 6 | INVALID
328 | 138 | 50959-2P-100HP VLSC | VLSC_50959_2P_100HP | 1467.9509 | 1467.9509 | 4403.8528 | 3 | 0 | 3 | B | VLS_Inline | 5 | 5 | 5 | 8 | BranchMin_5BranchMax_8 | 8 | 6 | 16 | HeaderMin_6HeaderMax_16 | 8 | INVALID
328 | 138 | 50959-2P-100HP VLSC | VLSC_50959_2P_100HP | 1467.9509 | 1467.9509 | 4403.8528 | 3 | 0 | 3 | B | VLS_Inline | 5 | 5 | 5 | 8 | BranchMin_5BranchMax_8 | 8 | 6 | 16 | HeaderMin_6HeaderMax_16 | 10
328 | 138 | 50959-2P-100HP VLSC | VLSC_50959_2P_100HP | 1467.9509 | 1467.9509 | 4403.8528 | 3 | 0 | 3 | B | VLS_Inline | 5 | 5 | 5 | 8 | BranchMin_5BranchMax_8 | 8 | 6 | 16 | HeaderMin_6HeaderMax_16 | 12
328 | 138 | 50959-2P-100HP VLSC | VLSC_50959_2P_100HP | 1467.9509 | 1467.9509 | 4403.8528 | 3 | 0 | 3 | B | VLS_Inline | 5 | 5 | 5 | 8 | BranchMin_5BranchMax_8 | 8 | 6 | 16 | HeaderMin_6HeaderMax_16 | 14
328 | 138 | 50959-2P-100HP VLSC | VLSC_50959_2P_100HP | 1467.9509 | 1467.9509 | 4403.8528 | 3 | 0 | 3 | B | VLS_Inline | 5 | 5 | 5 | 8 | BranchMin_5BranchMax_8 | 8 | 6 | 16 | HeaderMin_6HeaderMax_16 | 16
329 | 139 | 50129-4P-15HP VLSC | VLSC_50129_4P_15HP | 844.864 | 844.864 | 2534.5919 | 3 | 0 | 3 | B | VLS_Inline | 5 | 5 | 5 | 6 | BranchMin_5BranchMax_6 | 5 | 6 | 12 | HeaderMin_6HeaderMax_12 | 6
329 | 139 | 50129-4P-15HP VLSC | VLSC_50129_4P_15HP | 844.864 | 844.864 | 2534.5919 | 3 | 0 | 3 | B | VLS_Inline | 5 | 5 | 5 | 6 | BranchMin_5BranchMax_6 | 5 | 6 | 12 | HeaderMin_6HeaderMax_12 | 8
329 | 139 | 50129-4P-15HP VLSC | VLSC_50129_4P_15HP | 844.864 | 844.864 | 2534.5919 | 3 | 0 | 3 | B | VLS_Inline | 5 | 5 | 5 | 6 | BranchMin_5BranchMax_6 | 5 | 6 | 12 | HeaderMin_6HeaderMax_12 | 10
329 | 139 | 50129-4P-15HP VLSC | VLSC_50129_4P_15HP | 844.864 | 844.864 | 2534.5919 | 3 | 0 | 3 | B | VLS_Inline | 5 | 5 | 5 | 6 | BranchMin_5BranchMax_6 | 5 | 6 | 12 | HeaderMin_6HeaderMax_12 | 12
329 | 139 | 50129-4P-15HP VLSC | VLSC_50129_4P_15HP | 844.864 | 844.864 | 2534.5919 | 3 | 0 | 3 | B | VLS_Inline | 5 | 5 | 5 | 6 | BranchMin_5BranchMax_6 | 6 | 6 | 12 | HeaderMin_6HeaderMax_12 | 6 | INVALID
329 | 139 | 50129-4P-15HP VLSC | VLSC_50129_4P_15HP | 844.864 | 844.864 | 2534.5919 | 3 | 0 | 3 | B | VLS_Inline | 5 | 5 | 5 | 6 | BranchMin_5BranchMax_6 | 6 | 6 | 12 | HeaderMin_6HeaderMax_12 | 8
329 | 139 | 50129-4P-15HP VLSC | VLSC_50129_4P_15HP | 844.864 | 844.864 | 2534.5919 | 3 | 0 | 3 | B | VLS_Inline | 5 | 5 | 5 | 6 | BranchMin_5BranchMax_6 | 6 | 6 | 12 | HeaderMin_6HeaderMax_12 | 10
329 | 139 | 50129-4P-15HP VLSC | VLSC_50129_4P_15HP | 844.864 | 844.864 | 2534.5919 | 3 | 0 | 3 | B | VLS_Inline | 5 | 5 | 5 | 6 | BranchMin_5BranchMax_6 | 6 | 6 | 12 | HeaderMin_6HeaderMax_12 | 12
330 | 140 | 50129-4P-20HP VLSC | VLSC_50129_4P_20HP | 982.3526 | 982.3526 | 2947.0578 | 3 | 0 | 3 | B | VLS_Inline | 5 | 5 | 5 | 8 | BranchMin_5BranchMax_8 | 5 | 6 | 12 | HeaderMin_6HeaderMax_12 | 6
330 | 140 | 50129-4P-20HP VLSC | VLSC_50129_4P_20HP | 982.3526 | 982.3526 | 2947.0578 | 3 | 0 | 3 | B | VLS_Inline | 5 | 5 | 5 | 8 | BranchMin_5BranchMax_8 | 5 | 6 | 12 | HeaderMin_6HeaderMax_12 | 8
330 | 140 | 50129-4P-20HP VLSC | VLSC_50129_4P_20HP | 982.3526 | 982.3526 | 2947.0578 | 3 | 0 | 3 | B | VLS_Inline | 5 | 5 | 5 | 8 | BranchMin_5BranchMax_8 | 5 | 6 | 12 | HeaderMin_6HeaderMax_12 | 10
330 | 140 | 50129-4P-20HP VLSC | VLSC_50129_4P_20HP | 982.3526 | 982.3526 | 2947.0578 | 3 | 0 | 3 | B | VLS_Inline | 5 | 5 | 5 | 8 | BranchMin_5BranchMax_8 | 5 | 6 | 12 | HeaderMin_6HeaderMax_12 | 12
330 | 140 | 50129-4P-20HP VLSC | VLSC_50129_4P_20HP | 982.3526 | 982.3526 | 2947.0578 | 3 | 0 | 3 | B | VLS_Inline | 5 | 5 | 5 | 8 | BranchMin_5BranchMax_8 | 6 | 6 | 12 | HeaderMin_6HeaderMax_12 | 6 | INVALID
330 | 140 | 50129-4P-20HP VLSC | VLSC_50129_4P_20HP | 982.3526 | 982.3526 | 2947.0578 | 3 | 0 | 3 | B | VLS_Inline | 5 | 5 | 5 | 8 | BranchMin_5BranchMax_8 | 6 | 6 | 12 | HeaderMin_6HeaderMax_12 | 8
330 | 140 | 50129-4P-20HP VLSC | VLSC_50129_4P_20HP | 982.3526 | 982.3526 | 2947.0578 | 3 | 0 | 3 | B | VLS_Inline | 5 | 5 | 5 | 8 | BranchMin_5BranchMax_8 | 6 | 6 | 12 | HeaderMin_6HeaderMax_12 | 10
330 | 140 | 50129-4P-20HP VLSC | VLSC_50129_4P_20HP | 982.3526 | 982.3526 | 2947.0578 | 3 | 0 | 3 | B | VLS_Inline | 5 | 5 | 5 | 8 | BranchMin_5BranchMax_8 | 6 | 6 | 12 | HeaderMin_6HeaderMax_12 | 12
330 | 140 | 50129-4P-20HP VLSC | VLSC_50129_4P_20HP | 982.3526 | 982.3526 | 2947.0578 | 3 | 0 | 3 | B | VLS_Inline | 5 | 5 | 5 | 8 | BranchMin_5BranchMax_8 | 8 | 6 | 12 | HeaderMin_6HeaderMax_12 | 6 | INVALID
330 | 140 | 50129-4P-20HP VLSC | VLSC_50129_4P_20HP | 982.3526 | 982.3526 | 2947.0578 | 3 | 0 | 3 | B | VLS_Inline | 5 | 5 | 5 | 8 | BranchMin_5BranchMax_8 | 8 | 6 | 12 | HeaderMin_6HeaderMax_12 | 8 | INVALID
330 | 140 | 50129-4P-20HP VLSC | VLSC_50129_4P_20HP | 982.3526 | 982.3526 | 2947.0578 | 3 | 0 | 3 | B | VLS_Inline | 5 | 5 | 5 | 8 | BranchMin_5BranchMax_8 | 8 | 6 | 12 | HeaderMin_6HeaderMax_12 | 10
330 | 140 | 50129-4P-20HP VLSC | VLSC_50129_4P_20HP | 982.3526 | 982.3526 | 2947.0578 | 3 | 0 | 3 | B | VLS_Inline | 5 | 5 | 5 | 8 | BranchMin_5BranchMax_8 | 8 | 6 | 12 | HeaderMin_6HeaderMax_12 | 12
331 | 141 | 50129-4P-25HP VLSC | VLSC_50129_4P_25HP | 1104.8611 | 1104.8611 | 3314.5834 | 3 | 0 | 3 | B | VLS_Inline | 5 | 5 | 5 | 8 | BranchMin_5BranchMax_8 | 5 | 6 | 12 | HeaderMin_6HeaderMax_12 | 6
331 | 141 | 50129-4P-25HP VLSC | VLSC_50129_4P_25HP | 1104.8611 | 1104.8611 | 3314.5834 | 3 | 0 | 3 | B | VLS_Inline | 5 | 5 | 5 | 8 | BranchMin_5BranchMax_8 | 5 | 6 | 12 | HeaderMin_6HeaderMax_12 | 8
331 | 141 | 50129-4P-25HP VLSC | VLSC_50129_4P_25HP | 1104.8611 | 1104.8611 | 3314.5834 | 3 | 0 | 3 | B | VLS_Inline | 5 | 5 | 5 | 8 | BranchMin_5BranchMax_8 | 5 | 6 | 12 | HeaderMin_6HeaderMax_12 | 10
331 | 141 | 50129-4P-25HP VLSC | VLSC_50129_4P_25HP | 1104.8611 | 1104.8611 | 3314.5834 | 3 | 0 | 3 | B | VLS_Inline | 5 | 5 | 5 | 8 | BranchMin_5BranchMax_8 | 5 | 6 | 12 | HeaderMin_6HeaderMax_12 | 12
331 | 141 | 50129-4P-25HP VLSC | VLSC_50129_4P_25HP | 1104.8611 | 1104.8611 | 3314.5834 | 3 | 0 | 3 | B | VLS_Inline | 5 | 5 | 5 | 8 | BranchMin_5BranchMax_8 | 6 | 6 | 12 | HeaderMin_6HeaderMax_12 | 6 | INVALID
331 | 141 | 50129-4P-25HP VLSC | VLSC_50129_4P_25HP | 1104.8611 | 1104.8611 | 3314.5834 | 3 | 0 | 3 | B | VLS_Inline | 5 | 5 | 5 | 8 | BranchMin_5BranchMax_8 | 6 | 6 | 12 | HeaderMin_6HeaderMax_12 | 8
331 | 141 | 50129-4P-25HP VLSC | VLSC_50129_4P_25HP | 1104.8611 | 1104.8611 | 3314.5834 | 3 | 0 | 3 | B | VLS_Inline | 5 | 5 | 5 | 8 | BranchMin_5BranchMax_8 | 6 | 6 | 12 | HeaderMin_6HeaderMax_12 | 10
331 | 141 | 50129-4P-25HP VLSC | VLSC_50129_4P_25HP | 1104.8611 | 1104.8611 | 3314.5834 | 3 | 0 | 3 | B | VLS_Inline | 5 | 5 | 5 | 8 | BranchMin_5BranchMax_8 | 6 | 6 | 12 | HeaderMin_6HeaderMax_12 | 12
331 | 141 | 50129-4P-25HP VLSC | VLSC_50129_4P_25HP | 1104.8611 | 1104.8611 | 3314.5834 | 3 | 0 | 3 | B | VLS_Inline | 5 | 5 | 5 | 8 | BranchMin_5BranchMax_8 | 8 | 6 | 12 | HeaderMin_6HeaderMax_12 | 6 | INVALID
331 | 141 | 50129-4P-25HP VLSC | VLSC_50129_4P_25HP | 1104.8611 | 1104.8611 | 3314.5834 | 3 | 0 | 3 | B | VLS_Inline | 5 | 5 | 5 | 8 | BranchMin_5BranchMax_8 | 8 | 6 | 12 | HeaderMin_6HeaderMax_12 | 8 | INVALID
331 | 141 | 50129-4P-25HP VLSC | VLSC_50129_4P_25HP | 1104.8611 | 1104.8611 | 3314.5834 | 3 | 0 | 3 | B | VLS_Inline | 5 | 5 | 5 | 8 | BranchMin_5BranchMax_8 | 8 | 6 | 12 | HeaderMin_6HeaderMax_12 | 10
331 | 141 | 50129-4P-25HP VLSC | VLSC_50129_4P_25HP | 1104.8611 | 1104.8611 | 3314.5834 | 3 | 0 | 3 | B | VLS_Inline | 5 | 5 | 5 | 8 | BranchMin_5BranchMax_8 | 8 | 6 | 12 | HeaderMin_6HeaderMax_12 | 12
332 | 142 | 50129-4P-30HP VLSC | VLSC_50129_4P_30HP | 1214.4257 | 1214.4257 | 3643.277 | 3 | 0 | 3 | B | VLS_Inline | 5 | 5 | 5 | 8 | BranchMin_5BranchMax_8 | 5 | 6 | 14 | HeaderMin_6HeaderMax_14 | 6
332 | 142 | 50129-4P-30HP VLSC | VLSC_50129_4P_30HP | 1214.4257 | 1214.4257 | 3643.277 | 3 | 0 | 3 | B | VLS_Inline | 5 | 5 | 5 | 8 | BranchMin_5BranchMax_8 | 5 | 6 | 14 | HeaderMin_6HeaderMax_14 | 8
332 | 142 | 50129-4P-30HP VLSC | VLSC_50129_4P_30HP | 1214.4257 | 1214.4257 | 3643.277 | 3 | 0 | 3 | B | VLS_Inline | 5 | 5 | 5 | 8 | BranchMin_5BranchMax_8 | 5 | 6 | 14 | HeaderMin_6HeaderMax_14 | 10
332 | 142 | 50129-4P-30HP VLSC | VLSC_50129_4P_30HP | 1214.4257 | 1214.4257 | 3643.277 | 3 | 0 | 3 | B | VLS_Inline | 5 | 5 | 5 | 8 | BranchMin_5BranchMax_8 | 5 | 6 | 14 | HeaderMin_6HeaderMax_14 | 12
332 | 142 | 50129-4P-30HP VLSC | VLSC_50129_4P_30HP | 1214.4257 | 1214.4257 | 3643.277 | 3 | 0 | 3 | B | VLS_Inline | 5 | 5 | 5 | 8 | BranchMin_5BranchMax_8 | 5 | 6 | 14 | HeaderMin_6HeaderMax_14 | 14
332 | 142 | 50129-4P-30HP VLSC | VLSC_50129_4P_30HP | 1214.4257 | 1214.4257 | 3643.277 | 3 | 0 | 3 | B | VLS_Inline | 5 | 5 | 5 | 8 | BranchMin_5BranchMax_8 | 6 | 6 | 14 | HeaderMin_6HeaderMax_14 | 6 | INVALID
332 | 142 | 50129-4P-30HP VLSC | VLSC_50129_4P_30HP | 1214.4257 | 1214.4257 | 3643.277 | 3 | 0 | 3 | B | VLS_Inline | 5 | 5 | 5 | 8 | BranchMin_5BranchMax_8 | 6 | 6 | 14 | HeaderMin_6HeaderMax_14 | 8
332 | 142 | 50129-4P-30HP VLSC | VLSC_50129_4P_30HP | 1214.4257 | 1214.4257 | 3643.277 | 3 | 0 | 3 | B | VLS_Inline | 5 | 5 | 5 | 8 | BranchMin_5BranchMax_8 | 6 | 6 | 14 | HeaderMin_6HeaderMax_14 | 10
332 | 142 | 50129-4P-30HP VLSC | VLSC_50129_4P_30HP | 1214.4257 | 1214.4257 | 3643.277 | 3 | 0 | 3 | B | VLS_Inline | 5 | 5 | 5 | 8 | BranchMin_5BranchMax_8 | 6 | 6 | 14 | HeaderMin_6HeaderMax_14 | 12
332 | 142 | 50129-4P-30HP VLSC | VLSC_50129_4P_30HP | 1214.4257 | 1214.4257 | 3643.277 | 3 | 0 | 3 | B | VLS_Inline | 5 | 5 | 5 | 8 | BranchMin_5BranchMax_8 | 6 | 6 | 14 | HeaderMin_6HeaderMax_14 | 14
332 | 142 | 50129-4P-30HP VLSC | VLSC_50129_4P_30HP | 1214.4257 | 1214.4257 | 3643.277 | 3 | 0 | 3 | B | VLS_Inline | 5 | 5 | 5 | 8 | BranchMin_5BranchMax_8 | 8 | 6 | 14 | HeaderMin_6HeaderMax_14 | 6 | INVALID
332 | 142 | 50129-4P-30HP VLSC | VLSC_50129_4P_30HP | 1214.4257 | 1214.4257 | 3643.277 | 3 | 0 | 3 | B | VLS_Inline | 5 | 5 | 5 | 8 | BranchMin_5BranchMax_8 | 8 | 6 | 14 | HeaderMin_6HeaderMax_14 | 8 | INVALID
332 | 142 | 50129-4P-30HP VLSC | VLSC_50129_4P_30HP | 1214.4257 | 1214.4257 | 3643.277 | 3 | 0 | 3 | B | VLS_Inline | 5 | 5 | 5 | 8 | BranchMin_5BranchMax_8 | 8 | 6 | 14 | HeaderMin_6HeaderMax_14 | 10
332 | 142 | 50129-4P-30HP VLSC | VLSC_50129_4P_30HP | 1214.4257 | 1214.4257 | 3643.277 | 3 | 0 | 3 | B | VLS_Inline | 5 | 5 | 5 | 8 | BranchMin_5BranchMax_8 | 8 | 6 | 14 | HeaderMin_6HeaderMax_14 | 12
332 | 142 | 50129-4P-30HP VLSC | VLSC_50129_4P_30HP | 1214.4257 | 1214.4257 | 3643.277 | 3 | 0 | 3 | B | VLS_Inline | 5 | 5 | 5 | 8 | BranchMin_5BranchMax_8 | 8 | 6 | 14 | HeaderMin_6HeaderMax_14 | 14
333 | 143 | 50129-4P-40HP VLSC | VLSC_50129_4P_40HP | 1383.6857 | 1383.6857 | 4151.0572 | 3 | 0 | 3 | B | VLS_Inline | 5 | 5 | 5 | 8 | BranchMin_5BranchMax_8 | 5 | 6 | 14 | HeaderMin_6HeaderMax_14 | 6
333 | 143 | 50129-4P-40HP VLSC | VLSC_50129_4P_40HP | 1383.6857 | 1383.6857 | 4151.0572 | 3 | 0 | 3 | B | VLS_Inline | 5 | 5 | 5 | 8 | BranchMin_5BranchMax_8 | 5 | 6 | 14 | HeaderMin_6HeaderMax_14 | 8
333 | 143 | 50129-4P-40HP VLSC | VLSC_50129_4P_40HP | 1383.6857 | 1383.6857 | 4151.0572 | 3 | 0 | 3 | B | VLS_Inline | 5 | 5 | 5 | 8 | BranchMin_5BranchMax_8 | 5 | 6 | 14 | HeaderMin_6HeaderMax_14 | 10
333 | 143 | 50129-4P-40HP VLSC | VLSC_50129_4P_40HP | 1383.6857 | 1383.6857 | 4151.0572 | 3 | 0 | 3 | B | VLS_Inline | 5 | 5 | 5 | 8 | BranchMin_5BranchMax_8 | 5 | 6 | 14 | HeaderMin_6HeaderMax_14 | 12
333 | 143 | 50129-4P-40HP VLSC | VLSC_50129_4P_40HP | 1383.6857 | 1383.6857 | 4151.0572 | 3 | 0 | 3 | B | VLS_Inline | 5 | 5 | 5 | 8 | BranchMin_5BranchMax_8 | 5 | 6 | 14 | HeaderMin_6HeaderMax_14 | 14
333 | 143 | 50129-4P-40HP VLSC | VLSC_50129_4P_40HP | 1383.6857 | 1383.6857 | 4151.0572 | 3 | 0 | 3 | B | VLS_Inline | 5 | 5 | 5 | 8 | BranchMin_5BranchMax_8 | 6 | 6 | 14 | HeaderMin_6HeaderMax_14 | 6 | INVALID
333 | 143 | 50129-4P-40HP VLSC | VLSC_50129_4P_40HP | 1383.6857 | 1383.6857 | 4151.0572 | 3 | 0 | 3 | B | VLS_Inline | 5 | 5 | 5 | 8 | BranchMin_5BranchMax_8 | 6 | 6 | 14 | HeaderMin_6HeaderMax_14 | 8
333 | 143 | 50129-4P-40HP VLSC | VLSC_50129_4P_40HP | 1383.6857 | 1383.6857 | 4151.0572 | 3 | 0 | 3 | B | VLS_Inline | 5 | 5 | 5 | 8 | BranchMin_5BranchMax_8 | 6 | 6 | 14 | HeaderMin_6HeaderMax_14 | 10
333 | 143 | 50129-4P-40HP VLSC | VLSC_50129_4P_40HP | 1383.6857 | 1383.6857 | 4151.0572 | 3 | 0 | 3 | B | VLS_Inline | 5 | 5 | 5 | 8 | BranchMin_5BranchMax_8 | 6 | 6 | 14 | HeaderMin_6HeaderMax_14 | 12
333 | 143 | 50129-4P-40HP VLSC | VLSC_50129_4P_40HP | 1383.6857 | 1383.6857 | 4151.0572 | 3 | 0 | 3 | B | VLS_Inline | 5 | 5 | 5 | 8 | BranchMin_5BranchMax_8 | 6 | 6 | 14 | HeaderMin_6HeaderMax_14 | 14
333 | 143 | 50129-4P-40HP VLSC | VLSC_50129_4P_40HP | 1383.6857 | 1383.6857 | 4151.0572 | 3 | 0 | 3 | B | VLS_Inline | 5 | 5 | 5 | 8 | BranchMin_5BranchMax_8 | 8 | 6 | 14 | HeaderMin_6HeaderMax_14 | 6 | INVALID
333 | 143 | 50129-4P-40HP VLSC | VLSC_50129_4P_40HP | 1383.6857 | 1383.6857 | 4151.0572 | 3 | 0 | 3 | B | VLS_Inline | 5 | 5 | 5 | 8 | BranchMin_5BranchMax_8 | 8 | 6 | 14 | HeaderMin_6HeaderMax_14 | 8 | INVALID
333 | 143 | 50129-4P-40HP VLSC | VLSC_50129_4P_40HP | 1383.6857 | 1383.6857 | 4151.0572 | 3 | 0 | 3 | B | VLS_Inline | 5 | 5 | 5 | 8 | BranchMin_5BranchMax_8 | 8 | 6 | 14 | HeaderMin_6HeaderMax_14 | 10
333 | 143 | 50129-4P-40HP VLSC | VLSC_50129_4P_40HP | 1383.6857 | 1383.6857 | 4151.0572 | 3 | 0 | 3 | B | VLS_Inline | 5 | 5 | 5 | 8 | BranchMin_5BranchMax_8 | 8 | 6 | 14 | HeaderMin_6HeaderMax_14 | 12
333 | 143 | 50129-4P-40HP VLSC | VLSC_50129_4P_40HP | 1383.6857 | 1383.6857 | 4151.0572 | 3 | 0 | 3 | B | VLS_Inline | 5 | 5 | 5 | 8 | BranchMin_5BranchMax_8 | 8 | 6 | 14 | HeaderMin_6HeaderMax_14 | 14
334 | 144 | 50129-4P-50HP VLSC | VLSC_50129_4P_50HP | 1551.2098 | 1551.2098 | 4653.6293 | 3 | 0 | 3 | B | VLS_Inline | 5 | 5 | 5 | 8 | BranchMin_5BranchMax_8 | 5 | 6 | 16 | HeaderMin_6HeaderMax_16 | 6
334 | 144 | 50129-4P-50HP VLSC | VLSC_50129_4P_50HP | 1551.2098 | 1551.2098 | 4653.6293 | 3 | 0 | 3 | B | VLS_Inline | 5 | 5 | 5 | 8 | BranchMin_5BranchMax_8 | 5 | 6 | 16 | HeaderMin_6HeaderMax_16 | 8
334 | 144 | 50129-4P-50HP VLSC | VLSC_50129_4P_50HP | 1551.2098 | 1551.2098 | 4653.6293 | 3 | 0 | 3 | B | VLS_Inline | 5 | 5 | 5 | 8 | BranchMin_5BranchMax_8 | 5 | 6 | 16 | HeaderMin_6HeaderMax_16 | 10
334 | 144 | 50129-4P-50HP VLSC | VLSC_50129_4P_50HP | 1551.2098 | 1551.2098 | 4653.6293 | 3 | 0 | 3 | B | VLS_Inline | 5 | 5 | 5 | 8 | BranchMin_5BranchMax_8 | 5 | 6 | 16 | HeaderMin_6HeaderMax_16 | 12
334 | 144 | 50129-4P-50HP VLSC | VLSC_50129_4P_50HP | 1551.2098 | 1551.2098 | 4653.6293 | 3 | 0 | 3 | B | VLS_Inline | 5 | 5 | 5 | 8 | BranchMin_5BranchMax_8 | 5 | 6 | 16 | HeaderMin_6HeaderMax_16 | 14
334 | 144 | 50129-4P-50HP VLSC | VLSC_50129_4P_50HP | 1551.2098 | 1551.2098 | 4653.6293 | 3 | 0 | 3 | B | VLS_Inline | 5 | 5 | 5 | 8 | BranchMin_5BranchMax_8 | 5 | 6 | 16 | HeaderMin_6HeaderMax_16 | 16
334 | 144 | 50129-4P-50HP VLSC | VLSC_50129_4P_50HP | 1551.2098 | 1551.2098 | 4653.6293 | 3 | 0 | 3 | B | VLS_Inline | 5 | 5 | 5 | 8 | BranchMin_5BranchMax_8 | 6 | 6 | 16 | HeaderMin_6HeaderMax_16 | 6 | INVALID
334 | 144 | 50129-4P-50HP VLSC | VLSC_50129_4P_50HP | 1551.2098 | 1551.2098 | 4653.6293 | 3 | 0 | 3 | B | VLS_Inline | 5 | 5 | 5 | 8 | BranchMin_5BranchMax_8 | 6 | 6 | 16 | HeaderMin_6HeaderMax_16 | 8
334 | 144 | 50129-4P-50HP VLSC | VLSC_50129_4P_50HP | 1551.2098 | 1551.2098 | 4653.6293 | 3 | 0 | 3 | B | VLS_Inline | 5 | 5 | 5 | 8 | BranchMin_5BranchMax_8 | 6 | 6 | 16 | HeaderMin_6HeaderMax_16 | 10
334 | 144 | 50129-4P-50HP VLSC | VLSC_50129_4P_50HP | 1551.2098 | 1551.2098 | 4653.6293 | 3 | 0 | 3 | B | VLS_Inline | 5 | 5 | 5 | 8 | BranchMin_5BranchMax_8 | 6 | 6 | 16 | HeaderMin_6HeaderMax_16 | 12
334 | 144 | 50129-4P-50HP VLSC | VLSC_50129_4P_50HP | 1551.2098 | 1551.2098 | 4653.6293 | 3 | 0 | 3 | B | VLS_Inline | 5 | 5 | 5 | 8 | BranchMin_5BranchMax_8 | 6 | 6 | 16 | HeaderMin_6HeaderMax_16 | 14
334 | 144 | 50129-4P-50HP VLSC | VLSC_50129_4P_50HP | 1551.2098 | 1551.2098 | 4653.6293 | 3 | 0 | 3 | B | VLS_Inline | 5 | 5 | 5 | 8 | BranchMin_5BranchMax_8 | 6 | 6 | 16 | HeaderMin_6HeaderMax_16 | 16
334 | 144 | 50129-4P-50HP VLSC | VLSC_50129_4P_50HP | 1551.2098 | 1551.2098 | 4653.6293 | 3 | 0 | 3 | B | VLS_Inline | 5 | 5 | 5 | 8 | BranchMin_5BranchMax_8 | 8 | 6 | 16 | HeaderMin_6HeaderMax_16 | 6 | INVALID
334 | 144 | 50129-4P-50HP VLSC | VLSC_50129_4P_50HP | 1551.2098 | 1551.2098 | 4653.6293 | 3 | 0 | 3 | B | VLS_Inline | 5 | 5 | 5 | 8 | BranchMin_5BranchMax_8 | 8 | 6 | 16 | HeaderMin_6HeaderMax_16 | 8 | INVALID
334 | 144 | 50129-4P-50HP VLSC | VLSC_50129_4P_50HP | 1551.2098 | 1551.2098 | 4653.6293 | 3 | 0 | 3 | B | VLS_Inline | 5 | 5 | 5 | 8 | BranchMin_5BranchMax_8 | 8 | 6 | 16 | HeaderMin_6HeaderMax_16 | 10
334 | 144 | 50129-4P-50HP VLSC | VLSC_50129_4P_50HP | 1551.2098 | 1551.2098 | 4653.6293 | 3 | 0 | 3 | B | VLS_Inline | 5 | 5 | 5 | 8 | BranchMin_5BranchMax_8 | 8 | 6 | 16 | HeaderMin_6HeaderMax_16 | 12
334 | 144 | 50129-4P-50HP VLSC | VLSC_50129_4P_50HP | 1551.2098 | 1551.2098 | 4653.6293 | 3 | 0 | 3 | B | VLS_Inline | 5 | 5 | 5 | 8 | BranchMin_5BranchMax_8 | 8 | 6 | 16 | HeaderMin_6HeaderMax_16 | 14
334 | 144 | 50129-4P-50HP VLSC | VLSC_50129_4P_50HP | 1551.2098 | 1551.2098 | 4653.6293 | 3 | 0 | 3 | B | VLS_Inline | 5 | 5 | 5 | 8 | BranchMin_5BranchMax_8 | 8 | 6 | 16 | HeaderMin_6HeaderMax_16 | 16
335 | 145 | 50129-4P-60HP VLSC | VLSC_50129_4P_60HP | 1664.6746 | 1664.6746 | 4994.0237 | 3 | 0 | 3 | B | VLS_Inline | 5 | 5 | 5 | 10 | BranchMin_5BranchMax_10 | 5 | 6 | 16 | HeaderMin_6HeaderMax_16 | 6
335 | 145 | 50129-4P-60HP VLSC | VLSC_50129_4P_60HP | 1664.6746 | 1664.6746 | 4994.0237 | 3 | 0 | 3 | B | VLS_Inline | 5 | 5 | 5 | 10 | BranchMin_5BranchMax_10 | 5 | 6 | 16 | HeaderMin_6HeaderMax_16 | 8
335 | 145 | 50129-4P-60HP VLSC | VLSC_50129_4P_60HP | 1664.6746 | 1664.6746 | 4994.0237 | 3 | 0 | 3 | B | VLS_Inline | 5 | 5 | 5 | 10 | BranchMin_5BranchMax_10 | 5 | 6 | 16 | HeaderMin_6HeaderMax_16 | 10
335 | 145 | 50129-4P-60HP VLSC | VLSC_50129_4P_60HP | 1664.6746 | 1664.6746 | 4994.0237 | 3 | 0 | 3 | B | VLS_Inline | 5 | 5 | 5 | 10 | BranchMin_5BranchMax_10 | 5 | 6 | 16 | HeaderMin_6HeaderMax_16 | 12
335 | 145 | 50129-4P-60HP VLSC | VLSC_50129_4P_60HP | 1664.6746 | 1664.6746 | 4994.0237 | 3 | 0 | 3 | B | VLS_Inline | 5 | 5 | 5 | 10 | BranchMin_5BranchMax_10 | 5 | 6 | 16 | HeaderMin_6HeaderMax_16 | 14
335 | 145 | 50129-4P-60HP VLSC | VLSC_50129_4P_60HP | 1664.6746 | 1664.6746 | 4994.0237 | 3 | 0 | 3 | B | VLS_Inline | 5 | 5 | 5 | 10 | BranchMin_5BranchMax_10 | 5 | 6 | 16 | HeaderMin_6HeaderMax_16 | 16
335 | 145 | 50129-4P-60HP VLSC | VLSC_50129_4P_60HP | 1664.6746 | 1664.6746 | 4994.0237 | 3 | 0 | 3 | B | VLS_Inline | 5 | 5 | 5 | 10 | BranchMin_5BranchMax_10 | 6 | 6 | 16 | HeaderMin_6HeaderMax_16 | 6 | INVALID
335 | 145 | 50129-4P-60HP VLSC | VLSC_50129_4P_60HP | 1664.6746 | 1664.6746 | 4994.0237 | 3 | 0 | 3 | B | VLS_Inline | 5 | 5 | 5 | 10 | BranchMin_5BranchMax_10 | 6 | 6 | 16 | HeaderMin_6HeaderMax_16 | 8
335 | 145 | 50129-4P-60HP VLSC | VLSC_50129_4P_60HP | 1664.6746 | 1664.6746 | 4994.0237 | 3 | 0 | 3 | B | VLS_Inline | 5 | 5 | 5 | 10 | BranchMin_5BranchMax_10 | 6 | 6 | 16 | HeaderMin_6HeaderMax_16 | 10
335 | 145 | 50129-4P-60HP VLSC | VLSC_50129_4P_60HP | 1664.6746 | 1664.6746 | 4994.0237 | 3 | 0 | 3 | B | VLS_Inline | 5 | 5 | 5 | 10 | BranchMin_5BranchMax_10 | 6 | 6 | 16 | HeaderMin_6HeaderMax_16 | 12
335 | 145 | 50129-4P-60HP VLSC | VLSC_50129_4P_60HP | 1664.6746 | 1664.6746 | 4994.0237 | 3 | 0 | 3 | B | VLS_Inline | 5 | 5 | 5 | 10 | BranchMin_5BranchMax_10 | 6 | 6 | 16 | HeaderMin_6HeaderMax_16 | 14
335 | 145 | 50129-4P-60HP VLSC | VLSC_50129_4P_60HP | 1664.6746 | 1664.6746 | 4994.0237 | 3 | 0 | 3 | B | VLS_Inline | 5 | 5 | 5 | 10 | BranchMin_5BranchMax_10 | 6 | 6 | 16 | HeaderMin_6HeaderMax_16 | 16
335 | 145 | 50129-4P-60HP VLSC | VLSC_50129_4P_60HP | 1664.6746 | 1664.6746 | 4994.0237 | 3 | 0 | 3 | B | VLS_Inline | 5 | 5 | 5 | 10 | BranchMin_5BranchMax_10 | 8 | 6 | 16 | HeaderMin_6HeaderMax_16 | 6 | INVALID
335 | 145 | 50129-4P-60HP VLSC | VLSC_50129_4P_60HP | 1664.6746 | 1664.6746 | 4994.0237 | 3 | 0 | 3 | B | VLS_Inline | 5 | 5 | 5 | 10 | BranchMin_5BranchMax_10 | 8 | 6 | 16 | HeaderMin_6HeaderMax_16 | 8 | INVALID
335 | 145 | 50129-4P-60HP VLSC | VLSC_50129_4P_60HP | 1664.6746 | 1664.6746 | 4994.0237 | 3 | 0 | 3 | B | VLS_Inline | 5 | 5 | 5 | 10 | BranchMin_5BranchMax_10 | 8 | 6 | 16 | HeaderMin_6HeaderMax_16 | 10
335 | 145 | 50129-4P-60HP VLSC | VLSC_50129_4P_60HP | 1664.6746 | 1664.6746 | 4994.0237 | 3 | 0 | 3 | B | VLS_Inline | 5 | 5 | 5 | 10 | BranchMin_5BranchMax_10 | 8 | 6 | 16 | HeaderMin_6HeaderMax_16 | 12
335 | 145 | 50129-4P-60HP VLSC | VLSC_50129_4P_60HP | 1664.6746 | 1664.6746 | 4994.0237 | 3 | 0 | 3 | B | VLS_Inline | 5 | 5 | 5 | 10 | BranchMin_5BranchMax_10 | 8 | 6 | 16 | HeaderMin_6HeaderMax_16 | 14
335 | 145 | 50129-4P-60HP VLSC | VLSC_50129_4P_60HP | 1664.6746 | 1664.6746 | 4994.0237 | 3 | 0 | 3 | B | VLS_Inline | 5 | 5 | 5 | 10 | BranchMin_5BranchMax_10 | 8 | 6 | 16 | HeaderMin_6HeaderMax_16 | 16
335 | 145 | 50129-4P-60HP VLSC | VLSC_50129_4P_60HP | 1664.6746 | 1664.6746 | 4994.0237 | 3 | 0 | 3 | B | VLS_Inline | 5 | 5 | 5 | 10 | BranchMin_5BranchMax_10 | 10 | 6 | 16 | HeaderMin_6HeaderMax_16 | 6 | INVALID
335 | 145 | 50129-4P-60HP VLSC | VLSC_50129_4P_60HP | 1664.6746 | 1664.6746 | 4994.0237 | 3 | 0 | 3 | B | VLS_Inline | 5 | 5 | 5 | 10 | BranchMin_5BranchMax_10 | 10 | 6 | 16 | HeaderMin_6HeaderMax_16 | 8 | INVALID
335 | 145 | 50129-4P-60HP VLSC | VLSC_50129_4P_60HP | 1664.6746 | 1664.6746 | 4994.0237 | 3 | 0 | 3 | B | VLS_Inline | 5 | 5 | 5 | 10 | BranchMin_5BranchMax_10 | 10 | 6 | 16 | HeaderMin_6HeaderMax_16 | 10 | INVALID
335 | 145 | 50129-4P-60HP VLSC | VLSC_50129_4P_60HP | 1664.6746 | 1664.6746 | 4994.0237 | 3 | 0 | 3 | B | VLS_Inline | 5 | 5 | 5 | 10 | BranchMin_5BranchMax_10 | 10 | 6 | 16 | HeaderMin_6HeaderMax_16 | 12
335 | 145 | 50129-4P-60HP VLSC | VLSC_50129_4P_60HP | 1664.6746 | 1664.6746 | 4994.0237 | 3 | 0 | 3 | B | VLS_Inline | 5 | 5 | 5 | 10 | BranchMin_5BranchMax_10 | 10 | 6 | 16 | HeaderMin_6HeaderMax_16 | 14
335 | 145 | 50129-4P-60HP VLSC | VLSC_50129_4P_60HP | 1664.6746 | 1664.6746 | 4994.0237 | 3 | 0 | 3 | B | VLS_Inline | 5 | 5 | 5 | 10 | BranchMin_5BranchMax_10 | 10 | 6 | 16 | HeaderMin_6HeaderMax_16 | 16
336 | 146 | 5012A-4P-10HP VLSC | RC9940-8.37 | 840.7876 | 840.7876 | 2522.3627 | 3 | 0 | 3 | B | VLS_Inline | 5 | 5 | 5 | 6 | BranchMin_5BranchMax_6 | 5 | 6 | 12 | HeaderMin_6HeaderMax_12 | 6
336 | 146 | 5012A-4P-10HP VLSC | RC9940-8.37 | 840.7876 | 840.7876 | 2522.3627 | 3 | 0 | 3 | B | VLS_Inline | 5 | 5 | 5 | 6 | BranchMin_5BranchMax_6 | 5 | 6 | 12 | HeaderMin_6HeaderMax_12 | 8
336 | 146 | 5012A-4P-10HP VLSC | RC9940-8.37 | 840.7876 | 840.7876 | 2522.3627 | 3 | 0 | 3 | B | VLS_Inline | 5 | 5 | 5 | 6 | BranchMin_5BranchMax_6 | 5 | 6 | 12 | HeaderMin_6HeaderMax_12 | 10
336 | 146 | 5012A-4P-10HP VLSC | RC9940-8.37 | 840.7876 | 840.7876 | 2522.3627 | 3 | 0 | 3 | B | VLS_Inline | 5 | 5 | 5 | 6 | BranchMin_5BranchMax_6 | 5 | 6 | 12 | HeaderMin_6HeaderMax_12 | 12
336 | 146 | 5012A-4P-10HP VLSC | RC9940-8.37 | 840.7876 | 840.7876 | 2522.3627 | 3 | 0 | 3 | B | VLS_Inline | 5 | 5 | 5 | 6 | BranchMin_5BranchMax_6 | 6 | 6 | 12 | HeaderMin_6HeaderMax_12 | 6 | INVALID
336 | 146 | 5012A-4P-10HP VLSC | RC9940-8.37 | 840.7876 | 840.7876 | 2522.3627 | 3 | 0 | 3 | B | VLS_Inline | 5 | 5 | 5 | 6 | BranchMin_5BranchMax_6 | 6 | 6 | 12 | HeaderMin_6HeaderMax_12 | 8
336 | 146 | 5012A-4P-10HP VLSC | RC9940-8.37 | 840.7876 | 840.7876 | 2522.3627 | 3 | 0 | 3 | B | VLS_Inline | 5 | 5 | 5 | 6 | BranchMin_5BranchMax_6 | 6 | 6 | 12 | HeaderMin_6HeaderMax_12 | 10
336 | 146 | 5012A-4P-10HP VLSC | RC9940-8.37 | 840.7876 | 840.7876 | 2522.3627 | 3 | 0 | 3 | B | VLS_Inline | 5 | 5 | 5 | 6 | BranchMin_5BranchMax_6 | 6 | 6 | 12 | HeaderMin_6HeaderMax_12 | 12
337 | 147 | 5012A-4P-15HP VLSC | RC9940-9.62 | 995.4751 | 995.4751 | 2986.4252 | 3 | 0 | 3 | B | VLS_Inline | 5 | 5 | 5 | 8 | BranchMin_5BranchMax_8 | 5 | 6 | 12 | HeaderMin_6HeaderMax_12 | 6
337 | 147 | 5012A-4P-15HP VLSC | RC9940-9.62 | 995.4751 | 995.4751 | 2986.4252 | 3 | 0 | 3 | B | VLS_Inline | 5 | 5 | 5 | 8 | BranchMin_5BranchMax_8 | 5 | 6 | 12 | HeaderMin_6HeaderMax_12 | 8
337 | 147 | 5012A-4P-15HP VLSC | RC9940-9.62 | 995.4751 | 995.4751 | 2986.4252 | 3 | 0 | 3 | B | VLS_Inline | 5 | 5 | 5 | 8 | BranchMin_5BranchMax_8 | 5 | 6 | 12 | HeaderMin_6HeaderMax_12 | 10
337 | 147 | 5012A-4P-15HP VLSC | RC9940-9.62 | 995.4751 | 995.4751 | 2986.4252 | 3 | 0 | 3 | B | VLS_Inline | 5 | 5 | 5 | 8 | BranchMin_5BranchMax_8 | 5 | 6 | 12 | HeaderMin_6HeaderMax_12 | 12
337 | 147 | 5012A-4P-15HP VLSC | RC9940-9.62 | 995.4751 | 995.4751 | 2986.4252 | 3 | 0 | 3 | B | VLS_Inline | 5 | 5 | 5 | 8 | BranchMin_5BranchMax_8 | 6 | 6 | 12 | HeaderMin_6HeaderMax_12 | 6 | INVALID
337 | 147 | 5012A-4P-15HP VLSC | RC9940-9.62 | 995.4751 | 995.4751 | 2986.4252 | 3 | 0 | 3 | B | VLS_Inline | 5 | 5 | 5 | 8 | BranchMin_5BranchMax_8 | 6 | 6 | 12 | HeaderMin_6HeaderMax_12 | 8
337 | 147 | 5012A-4P-15HP VLSC | RC9940-9.62 | 995.4751 | 995.4751 | 2986.4252 | 3 | 0 | 3 | B | VLS_Inline | 5 | 5 | 5 | 8 | BranchMin_5BranchMax_8 | 6 | 6 | 12 | HeaderMin_6HeaderMax_12 | 10
337 | 147 | 5012A-4P-15HP VLSC | RC9940-9.62 | 995.4751 | 995.4751 | 2986.4252 | 3 | 0 | 3 | B | VLS_Inline | 5 | 5 | 5 | 8 | BranchMin_5BranchMax_8 | 6 | 6 | 12 | HeaderMin_6HeaderMax_12 | 12
337 | 147 | 5012A-4P-15HP VLSC | RC9940-9.62 | 995.4751 | 995.4751 | 2986.4252 | 3 | 0 | 3 | B | VLS_Inline | 5 | 5 | 5 | 8 | BranchMin_5BranchMax_8 | 8 | 6 | 12 | HeaderMin_6HeaderMax_12 | 6 | INVALID
337 | 147 | 5012A-4P-15HP VLSC | RC9940-9.62 | 995.4751 | 995.4751 | 2986.4252 | 3 | 0 | 3 | B | VLS_Inline | 5 | 5 | 5 | 8 | BranchMin_5BranchMax_8 | 8 | 6 | 12 | HeaderMin_6HeaderMax_12 | 8 | INVALID
337 | 147 | 5012A-4P-15HP VLSC | RC9940-9.62 | 995.4751 | 995.4751 | 2986.4252 | 3 | 0 | 3 | B | VLS_Inline | 5 | 5 | 5 | 8 | BranchMin_5BranchMax_8 | 8 | 6 | 12 | HeaderMin_6HeaderMax_12 | 10
337 | 147 | 5012A-4P-15HP VLSC | RC9940-9.62 | 995.4751 | 995.4751 | 2986.4252 | 3 | 0 | 3 | B | VLS_Inline | 5 | 5 | 5 | 8 | BranchMin_5BranchMax_8 | 8 | 6 | 12 | HeaderMin_6HeaderMax_12 | 12
338 | 148 | 5012A-4P-20HP VLSC | RC9940-10.48 | 1093.6698 | 1093.6698 | 3281.0095 | 3 | 0 | 3 | B | VLS_Inline | 5 | 5 | 5 | 8 | BranchMin_5BranchMax_8 | 5 | 6 | 12 | HeaderMin_6HeaderMax_12 | 6
338 | 148 | 5012A-4P-20HP VLSC | RC9940-10.48 | 1093.6698 | 1093.6698 | 3281.0095 | 3 | 0 | 3 | B | VLS_Inline | 5 | 5 | 5 | 8 | BranchMin_5BranchMax_8 | 5 | 6 | 12 | HeaderMin_6HeaderMax_12 | 8
338 | 148 | 5012A-4P-20HP VLSC | RC9940-10.48 | 1093.6698 | 1093.6698 | 3281.0095 | 3 | 0 | 3 | B | VLS_Inline | 5 | 5 | 5 | 8 | BranchMin_5BranchMax_8 | 5 | 6 | 12 | HeaderMin_6HeaderMax_12 | 10
338 | 148 | 5012A-4P-20HP VLSC | RC9940-10.48 | 1093.6698 | 1093.6698 | 3281.0095 | 3 | 0 | 3 | B | VLS_Inline | 5 | 5 | 5 | 8 | BranchMin_5BranchMax_8 | 5 | 6 | 12 | HeaderMin_6HeaderMax_12 | 12
338 | 148 | 5012A-4P-20HP VLSC | RC9940-10.48 | 1093.6698 | 1093.6698 | 3281.0095 | 3 | 0 | 3 | B | VLS_Inline | 5 | 5 | 5 | 8 | BranchMin_5BranchMax_8 | 6 | 6 | 12 | HeaderMin_6HeaderMax_12 | 6 | INVALID
338 | 148 | 5012A-4P-20HP VLSC | RC9940-10.48 | 1093.6698 | 1093.6698 | 3281.0095 | 3 | 0 | 3 | B | VLS_Inline | 5 | 5 | 5 | 8 | BranchMin_5BranchMax_8 | 6 | 6 | 12 | HeaderMin_6HeaderMax_12 | 8
338 | 148 | 5012A-4P-20HP VLSC | RC9940-10.48 | 1093.6698 | 1093.6698 | 3281.0095 | 3 | 0 | 3 | B | VLS_Inline | 5 | 5 | 5 | 8 | BranchMin_5BranchMax_8 | 6 | 6 | 12 | HeaderMin_6HeaderMax_12 | 10
338 | 148 | 5012A-4P-20HP VLSC | RC9940-10.48 | 1093.6698 | 1093.6698 | 3281.0095 | 3 | 0 | 3 | B | VLS_Inline | 5 | 5 | 5 | 8 | BranchMin_5BranchMax_8 | 6 | 6 | 12 | HeaderMin_6HeaderMax_12 | 12
338 | 148 | 5012A-4P-20HP VLSC | RC9940-10.48 | 1093.6698 | 1093.6698 | 3281.0095 | 3 | 0 | 3 | B | VLS_Inline | 5 | 5 | 5 | 8 | BranchMin_5BranchMax_8 | 8 | 6 | 12 | HeaderMin_6HeaderMax_12 | 6 | INVALID
338 | 148 | 5012A-4P-20HP VLSC | RC9940-10.48 | 1093.6698 | 1093.6698 | 3281.0095 | 3 | 0 | 3 | B | VLS_Inline | 5 | 5 | 5 | 8 | BranchMin_5BranchMax_8 | 8 | 6 | 12 | HeaderMin_6HeaderMax_12 | 8 | INVALID
338 | 148 | 5012A-4P-20HP VLSC | RC9940-10.48 | 1093.6698 | 1093.6698 | 3281.0095 | 3 | 0 | 3 | B | VLS_Inline | 5 | 5 | 5 | 8 | BranchMin_5BranchMax_8 | 8 | 6 | 12 | HeaderMin_6HeaderMax_12 | 10
338 | 148 | 5012A-4P-20HP VLSC | RC9940-10.48 | 1093.6698 | 1093.6698 | 3281.0095 | 3 | 0 | 3 | B | VLS_Inline | 5 | 5 | 5 | 8 | BranchMin_5BranchMax_8 | 8 | 6 | 12 | HeaderMin_6HeaderMax_12 | 12
339 | 149 | 5012A-4P-25HP VLSC | RC9940-11.02 | 1144.8546 | 1144.8546 | 3434.5638 | 3 | 0 | 3 | B | VLS_Inline | 5 | 5 | 5 | 8 | BranchMin_5BranchMax_8 | 5 | 6 | 12 | HeaderMin_6HeaderMax_12 | 6
339 | 149 | 5012A-4P-25HP VLSC | RC9940-11.02 | 1144.8546 | 1144.8546 | 3434.5638 | 3 | 0 | 3 | B | VLS_Inline | 5 | 5 | 5 | 8 | BranchMin_5BranchMax_8 | 5 | 6 | 12 | HeaderMin_6HeaderMax_12 | 8
339 | 149 | 5012A-4P-25HP VLSC | RC9940-11.02 | 1144.8546 | 1144.8546 | 3434.5638 | 3 | 0 | 3 | B | VLS_Inline | 5 | 5 | 5 | 8 | BranchMin_5BranchMax_8 | 5 | 6 | 12 | HeaderMin_6HeaderMax_12 | 10
339 | 149 | 5012A-4P-25HP VLSC | RC9940-11.02 | 1144.8546 | 1144.8546 | 3434.5638 | 3 | 0 | 3 | B | VLS_Inline | 5 | 5 | 5 | 8 | BranchMin_5BranchMax_8 | 5 | 6 | 12 | HeaderMin_6HeaderMax_12 | 12
339 | 149 | 5012A-4P-25HP VLSC | RC9940-11.02 | 1144.8546 | 1144.8546 | 3434.5638 | 3 | 0 | 3 | B | VLS_Inline | 5 | 5 | 5 | 8 | BranchMin_5BranchMax_8 | 6 | 6 | 12 | HeaderMin_6HeaderMax_12 | 6 | INVALID
339 | 149 | 5012A-4P-25HP VLSC | RC9940-11.02 | 1144.8546 | 1144.8546 | 3434.5638 | 3 | 0 | 3 | B | VLS_Inline | 5 | 5 | 5 | 8 | BranchMin_5BranchMax_8 | 6 | 6 | 12 | HeaderMin_6HeaderMax_12 | 8
339 | 149 | 5012A-4P-25HP VLSC | RC9940-11.02 | 1144.8546 | 1144.8546 | 3434.5638 | 3 | 0 | 3 | B | VLS_Inline | 5 | 5 | 5 | 8 | BranchMin_5BranchMax_8 | 6 | 6 | 12 | HeaderMin_6HeaderMax_12 | 10
339 | 149 | 5012A-4P-25HP VLSC | RC9940-11.02 | 1144.8546 | 1144.8546 | 3434.5638 | 3 | 0 | 3 | B | VLS_Inline | 5 | 5 | 5 | 8 | BranchMin_5BranchMax_8 | 6 | 6 | 12 | HeaderMin_6HeaderMax_12 | 12
339 | 149 | 5012A-4P-25HP VLSC | RC9940-11.02 | 1144.8546 | 1144.8546 | 3434.5638 | 3 | 0 | 3 | B | VLS_Inline | 5 | 5 | 5 | 8 | BranchMin_5BranchMax_8 | 8 | 6 | 12 | HeaderMin_6HeaderMax_12 | 6 | INVALID
339 | 149 | 5012A-4P-25HP VLSC | RC9940-11.02 | 1144.8546 | 1144.8546 | 3434.5638 | 3 | 0 | 3 | B | VLS_Inline | 5 | 5 | 5 | 8 | BranchMin_5BranchMax_8 | 8 | 6 | 12 | HeaderMin_6HeaderMax_12 | 8 | INVALID
339 | 149 | 5012A-4P-25HP VLSC | RC9940-11.02 | 1144.8546 | 1144.8546 | 3434.5638 | 3 | 0 | 3 | B | VLS_Inline | 5 | 5 | 5 | 8 | BranchMin_5BranchMax_8 | 8 | 6 | 12 | HeaderMin_6HeaderMax_12 | 10
339 | 149 | 5012A-4P-25HP VLSC | RC9940-11.02 | 1144.8546 | 1144.8546 | 3434.5638 | 3 | 0 | 3 | B | VLS_Inline | 5 | 5 | 5 | 8 | BranchMin_5BranchMax_8 | 8 | 6 | 12 | HeaderMin_6HeaderMax_12 | 12
340 | 150 | 5012A-4P-30HP VLSC | RC9940-11.62-4P | 1204.5001 | 1204.5001 | 3613.5003 | 3 | 0 | 3 | B | VLS_Inline | 5 | 5 | 5 | 8 | BranchMin_5BranchMax_8 | 5 | 6 | 14 | HeaderMin_6HeaderMax_14 | 6
340 | 150 | 5012A-4P-30HP VLSC | RC9940-11.62-4P | 1204.5001 | 1204.5001 | 3613.5003 | 3 | 0 | 3 | B | VLS_Inline | 5 | 5 | 5 | 8 | BranchMin_5BranchMax_8 | 5 | 6 | 14 | HeaderMin_6HeaderMax_14 | 8
340 | 150 | 5012A-4P-30HP VLSC | RC9940-11.62-4P | 1204.5001 | 1204.5001 | 3613.5003 | 3 | 0 | 3 | B | VLS_Inline | 5 | 5 | 5 | 8 | BranchMin_5BranchMax_8 | 5 | 6 | 14 | HeaderMin_6HeaderMax_14 | 10
340 | 150 | 5012A-4P-30HP VLSC | RC9940-11.62-4P | 1204.5001 | 1204.5001 | 3613.5003 | 3 | 0 | 3 | B | VLS_Inline | 5 | 5 | 5 | 8 | BranchMin_5BranchMax_8 | 5 | 6 | 14 | HeaderMin_6HeaderMax_14 | 12
340 | 150 | 5012A-4P-30HP VLSC | RC9940-11.62-4P | 1204.5001 | 1204.5001 | 3613.5003 | 3 | 0 | 3 | B | VLS_Inline | 5 | 5 | 5 | 8 | BranchMin_5BranchMax_8 | 5 | 6 | 14 | HeaderMin_6HeaderMax_14 | 14
340 | 150 | 5012A-4P-30HP VLSC | RC9940-11.62-4P | 1204.5001 | 1204.5001 | 3613.5003 | 3 | 0 | 3 | B | VLS_Inline | 5 | 5 | 5 | 8 | BranchMin_5BranchMax_8 | 6 | 6 | 14 | HeaderMin_6HeaderMax_14 | 6 | INVALID
340 | 150 | 5012A-4P-30HP VLSC | RC9940-11.62-4P | 1204.5001 | 1204.5001 | 3613.5003 | 3 | 0 | 3 | B | VLS_Inline | 5 | 5 | 5 | 8 | BranchMin_5BranchMax_8 | 6 | 6 | 14 | HeaderMin_6HeaderMax_14 | 8
340 | 150 | 5012A-4P-30HP VLSC | RC9940-11.62-4P | 1204.5001 | 1204.5001 | 3613.5003 | 3 | 0 | 3 | B | VLS_Inline | 5 | 5 | 5 | 8 | BranchMin_5BranchMax_8 | 6 | 6 | 14 | HeaderMin_6HeaderMax_14 | 10
340 | 150 | 5012A-4P-30HP VLSC | RC9940-11.62-4P | 1204.5001 | 1204.5001 | 3613.5003 | 3 | 0 | 3 | B | VLS_Inline | 5 | 5 | 5 | 8 | BranchMin_5BranchMax_8 | 6 | 6 | 14 | HeaderMin_6HeaderMax_14 | 12
340 | 150 | 5012A-4P-30HP VLSC | RC9940-11.62-4P | 1204.5001 | 1204.5001 | 3613.5003 | 3 | 0 | 3 | B | VLS_Inline | 5 | 5 | 5 | 8 | BranchMin_5BranchMax_8 | 6 | 6 | 14 | HeaderMin_6HeaderMax_14 | 14
340 | 150 | 5012A-4P-30HP VLSC | RC9940-11.62-4P | 1204.5001 | 1204.5001 | 3613.5003 | 3 | 0 | 3 | B | VLS_Inline | 5 | 5 | 5 | 8 | BranchMin_5BranchMax_8 | 8 | 6 | 14 | HeaderMin_6HeaderMax_14 | 6 | INVALID
340 | 150 | 5012A-4P-30HP VLSC | RC9940-11.62-4P | 1204.5001 | 1204.5001 | 3613.5003 | 3 | 0 | 3 | B | VLS_Inline | 5 | 5 | 5 | 8 | BranchMin_5BranchMax_8 | 8 | 6 | 14 | HeaderMin_6HeaderMax_14 | 8 | INVALID
340 | 150 | 5012A-4P-30HP VLSC | RC9940-11.62-4P | 1204.5001 | 1204.5001 | 3613.5003 | 3 | 0 | 3 | B | VLS_Inline | 5 | 5 | 5 | 8 | BranchMin_5BranchMax_8 | 8 | 6 | 14 | HeaderMin_6HeaderMax_14 | 10
340 | 150 | 5012A-4P-30HP VLSC | RC9940-11.62-4P | 1204.5001 | 1204.5001 | 3613.5003 | 3 | 0 | 3 | B | VLS_Inline | 5 | 5 | 5 | 8 | BranchMin_5BranchMax_8 | 8 | 6 | 14 | HeaderMin_6HeaderMax_14 | 12
340 | 150 | 5012A-4P-30HP VLSC | RC9940-11.62-4P | 1204.5001 | 1204.5001 | 3613.5003 | 3 | 0 | 3 | B | VLS_Inline | 5 | 5 | 5 | 8 | BranchMin_5BranchMax_8 | 8 | 6 | 14 | HeaderMin_6HeaderMax_14 | 14
341 | 151 | 5012A-4P-40HP VLSC | RC9940-12.1-4P | 1252.5 | 1252.5 | 3757.5 | 3 | 0 | 3 | B | VLS_Inline | 5 | 5 | 5 | 8 | BranchMin_5BranchMax_8 | 5 | 6 | 14 | HeaderMin_6HeaderMax_14 | 6
341 | 151 | 5012A-4P-40HP VLSC | RC9940-12.1-4P | 1252.5 | 1252.5 | 3757.5 | 3 | 0 | 3 | B | VLS_Inline | 5 | 5 | 5 | 8 | BranchMin_5BranchMax_8 | 5 | 6 | 14 | HeaderMin_6HeaderMax_14 | 8
341 | 151 | 5012A-4P-40HP VLSC | RC9940-12.1-4P | 1252.5 | 1252.5 | 3757.5 | 3 | 0 | 3 | B | VLS_Inline | 5 | 5 | 5 | 8 | BranchMin_5BranchMax_8 | 5 | 6 | 14 | HeaderMin_6HeaderMax_14 | 10
341 | 151 | 5012A-4P-40HP VLSC | RC9940-12.1-4P | 1252.5 | 1252.5 | 3757.5 | 3 | 0 | 3 | B | VLS_Inline | 5 | 5 | 5 | 8 | BranchMin_5BranchMax_8 | 5 | 6 | 14 | HeaderMin_6HeaderMax_14 | 12
341 | 151 | 5012A-4P-40HP VLSC | RC9940-12.1-4P | 1252.5 | 1252.5 | 3757.5 | 3 | 0 | 3 | B | VLS_Inline | 5 | 5 | 5 | 8 | BranchMin_5BranchMax_8 | 5 | 6 | 14 | HeaderMin_6HeaderMax_14 | 14
341 | 151 | 5012A-4P-40HP VLSC | RC9940-12.1-4P | 1252.5 | 1252.5 | 3757.5 | 3 | 0 | 3 | B | VLS_Inline | 5 | 5 | 5 | 8 | BranchMin_5BranchMax_8 | 6 | 6 | 14 | HeaderMin_6HeaderMax_14 | 6 | INVALID
341 | 151 | 5012A-4P-40HP VLSC | RC9940-12.1-4P | 1252.5 | 1252.5 | 3757.5 | 3 | 0 | 3 | B | VLS_Inline | 5 | 5 | 5 | 8 | BranchMin_5BranchMax_8 | 6 | 6 | 14 | HeaderMin_6HeaderMax_14 | 8
341 | 151 | 5012A-4P-40HP VLSC | RC9940-12.1-4P | 1252.5 | 1252.5 | 3757.5 | 3 | 0 | 3 | B | VLS_Inline | 5 | 5 | 5 | 8 | BranchMin_5BranchMax_8 | 6 | 6 | 14 | HeaderMin_6HeaderMax_14 | 10
341 | 151 | 5012A-4P-40HP VLSC | RC9940-12.1-4P | 1252.5 | 1252.5 | 3757.5 | 3 | 0 | 3 | B | VLS_Inline | 5 | 5 | 5 | 8 | BranchMin_5BranchMax_8 | 6 | 6 | 14 | HeaderMin_6HeaderMax_14 | 12
341 | 151 | 5012A-4P-40HP VLSC | RC9940-12.1-4P | 1252.5 | 1252.5 | 3757.5 | 3 | 0 | 3 | B | VLS_Inline | 5 | 5 | 5 | 8 | BranchMin_5BranchMax_8 | 6 | 6 | 14 | HeaderMin_6HeaderMax_14 | 14
341 | 151 | 5012A-4P-40HP VLSC | RC9940-12.1-4P | 1252.5 | 1252.5 | 3757.5 | 3 | 0 | 3 | B | VLS_Inline | 5 | 5 | 5 | 8 | BranchMin_5BranchMax_8 | 8 | 6 | 14 | HeaderMin_6HeaderMax_14 | 6 | INVALID
341 | 151 | 5012A-4P-40HP VLSC | RC9940-12.1-4P | 1252.5 | 1252.5 | 3757.5 | 3 | 0 | 3 | B | VLS_Inline | 5 | 5 | 5 | 8 | BranchMin_5BranchMax_8 | 8 | 6 | 14 | HeaderMin_6HeaderMax_14 | 8 | INVALID
341 | 151 | 5012A-4P-40HP VLSC | RC9940-12.1-4P | 1252.5 | 1252.5 | 3757.5 | 3 | 0 | 3 | B | VLS_Inline | 5 | 5 | 5 | 8 | BranchMin_5BranchMax_8 | 8 | 6 | 14 | HeaderMin_6HeaderMax_14 | 10
341 | 151 | 5012A-4P-40HP VLSC | RC9940-12.1-4P | 1252.5 | 1252.5 | 3757.5 | 3 | 0 | 3 | B | VLS_Inline | 5 | 5 | 5 | 8 | BranchMin_5BranchMax_8 | 8 | 6 | 14 | HeaderMin_6HeaderMax_14 | 12
341 | 151 | 5012A-4P-40HP VLSC | RC9940-12.1-4P | 1252.5 | 1252.5 | 3757.5 | 3 | 0 | 3 | B | VLS_Inline | 5 | 5 | 5 | 8 | BranchMin_5BranchMax_8 | 8 | 6 | 14 | HeaderMin_6HeaderMax_14 | 14
342 | 152 | 5012C-4P-10HP VLSC | VLSC_5012C_4P_10HP | 648.3835 | 648.3835 | 1945.1505 | 3 | 0 | 3 | B | VLS_Inline | 5 | 5 | 5 | 5 | BranchMin_5BranchMax_5 | 5 | 6 | 10 | HeaderMin_6HeaderMax_10 | 6
342 | 152 | 5012C-4P-10HP VLSC | VLSC_5012C_4P_10HP | 648.3835 | 648.3835 | 1945.1505 | 3 | 0 | 3 | B | VLS_Inline | 5 | 5 | 5 | 5 | BranchMin_5BranchMax_5 | 5 | 6 | 10 | HeaderMin_6HeaderMax_10 | 8
342 | 152 | 5012C-4P-10HP VLSC | VLSC_5012C_4P_10HP | 648.3835 | 648.3835 | 1945.1505 | 3 | 0 | 3 | B | VLS_Inline | 5 | 5 | 5 | 5 | BranchMin_5BranchMax_5 | 5 | 6 | 10 | HeaderMin_6HeaderMax_10 | 10
343 | 153 | 5012C-4P-15HP VLSC | VLSC_5012C_4P_15HP | 820.3589 | 820.3589 | 2461.0767 | 3 | 0 | 3 | B | VLS_Inline | 5 | 5 | 5 | 6 | BranchMin_5BranchMax_6 | 5 | 6 | 10 | HeaderMin_6HeaderMax_10 | 6
343 | 153 | 5012C-4P-15HP VLSC | VLSC_5012C_4P_15HP | 820.3589 | 820.3589 | 2461.0767 | 3 | 0 | 3 | B | VLS_Inline | 5 | 5 | 5 | 6 | BranchMin_5BranchMax_6 | 5 | 6 | 10 | HeaderMin_6HeaderMax_10 | 8
343 | 153 | 5012C-4P-15HP VLSC | VLSC_5012C_4P_15HP | 820.3589 | 820.3589 | 2461.0767 | 3 | 0 | 3 | B | VLS_Inline | 5 | 5 | 5 | 6 | BranchMin_5BranchMax_6 | 5 | 6 | 10 | HeaderMin_6HeaderMax_10 | 10
343 | 153 | 5012C-4P-15HP VLSC | VLSC_5012C_4P_15HP | 820.3589 | 820.3589 | 2461.0767 | 3 | 0 | 3 | B | VLS_Inline | 5 | 5 | 5 | 6 | BranchMin_5BranchMax_6 | 6 | 6 | 10 | HeaderMin_6HeaderMax_10 | 6 | INVALID
343 | 153 | 5012C-4P-15HP VLSC | VLSC_5012C_4P_15HP | 820.3589 | 820.3589 | 2461.0767 | 3 | 0 | 3 | B | VLS_Inline | 5 | 5 | 5 | 6 | BranchMin_5BranchMax_6 | 6 | 6 | 10 | HeaderMin_6HeaderMax_10 | 8
343 | 153 | 5012C-4P-15HP VLSC | VLSC_5012C_4P_15HP | 820.3589 | 820.3589 | 2461.0767 | 3 | 0 | 3 | B | VLS_Inline | 5 | 5 | 5 | 6 | BranchMin_5BranchMax_6 | 6 | 6 | 10 | HeaderMin_6HeaderMax_10 | 10
344 | 154 | 5012C-4P-20HP VLSC | VLSC_5012C_4P_20HP | 941.0352 | 941.0352 | 2823.1056 | 3 | 0 | 3 | B | VLS_Inline | 5 | 5 | 5 | 6 | BranchMin_5BranchMax_6 | 5 | 6 | 12 | HeaderMin_6HeaderMax_12 | 6
344 | 154 | 5012C-4P-20HP VLSC | VLSC_5012C_4P_20HP | 941.0352 | 941.0352 | 2823.1056 | 3 | 0 | 3 | B | VLS_Inline | 5 | 5 | 5 | 6 | BranchMin_5BranchMax_6 | 5 | 6 | 12 | HeaderMin_6HeaderMax_12 | 8
344 | 154 | 5012C-4P-20HP VLSC | VLSC_5012C_4P_20HP | 941.0352 | 941.0352 | 2823.1056 | 3 | 0 | 3 | B | VLS_Inline | 5 | 5 | 5 | 6 | BranchMin_5BranchMax_6 | 5 | 6 | 12 | HeaderMin_6HeaderMax_12 | 10
344 | 154 | 5012C-4P-20HP VLSC | VLSC_5012C_4P_20HP | 941.0352 | 941.0352 | 2823.1056 | 3 | 0 | 3 | B | VLS_Inline | 5 | 5 | 5 | 6 | BranchMin_5BranchMax_6 | 5 | 6 | 12 | HeaderMin_6HeaderMax_12 | 12
344 | 154 | 5012C-4P-20HP VLSC | VLSC_5012C_4P_20HP | 941.0352 | 941.0352 | 2823.1056 | 3 | 0 | 3 | B | VLS_Inline | 5 | 5 | 5 | 6 | BranchMin_5BranchMax_6 | 6 | 6 | 12 | HeaderMin_6HeaderMax_12 | 6 | INVALID
344 | 154 | 5012C-4P-20HP VLSC | VLSC_5012C_4P_20HP | 941.0352 | 941.0352 | 2823.1056 | 3 | 0 | 3 | B | VLS_Inline | 5 | 5 | 5 | 6 | BranchMin_5BranchMax_6 | 6 | 6 | 12 | HeaderMin_6HeaderMax_12 | 8
344 | 154 | 5012C-4P-20HP VLSC | VLSC_5012C_4P_20HP | 941.0352 | 941.0352 | 2823.1056 | 3 | 0 | 3 | B | VLS_Inline | 5 | 5 | 5 | 6 | BranchMin_5BranchMax_6 | 6 | 6 | 12 | HeaderMin_6HeaderMax_12 | 10
344 | 154 | 5012C-4P-20HP VLSC | VLSC_5012C_4P_20HP | 941.0352 | 941.0352 | 2823.1056 | 3 | 0 | 3 | B | VLS_Inline | 5 | 5 | 5 | 6 | BranchMin_5BranchMax_6 | 6 | 6 | 12 | HeaderMin_6HeaderMax_12 | 12
345 | 155 | 5012C-4P-25HP VLSC | VLSC_5012C_4P_25HP | 1045.3157 | 1045.3157 | 3135.947 | 3 | 0 | 3 | B | VLS_Inline | 5 | 5 | 5 | 8 | BranchMin_5BranchMax_8 | 5 | 6 | 12 | HeaderMin_6HeaderMax_12 | 6
345 | 155 | 5012C-4P-25HP VLSC | VLSC_5012C_4P_25HP | 1045.3157 | 1045.3157 | 3135.947 | 3 | 0 | 3 | B | VLS_Inline | 5 | 5 | 5 | 8 | BranchMin_5BranchMax_8 | 5 | 6 | 12 | HeaderMin_6HeaderMax_12 | 8
345 | 155 | 5012C-4P-25HP VLSC | VLSC_5012C_4P_25HP | 1045.3157 | 1045.3157 | 3135.947 | 3 | 0 | 3 | B | VLS_Inline | 5 | 5 | 5 | 8 | BranchMin_5BranchMax_8 | 5 | 6 | 12 | HeaderMin_6HeaderMax_12 | 10
345 | 155 | 5012C-4P-25HP VLSC | VLSC_5012C_4P_25HP | 1045.3157 | 1045.3157 | 3135.947 | 3 | 0 | 3 | B | VLS_Inline | 5 | 5 | 5 | 8 | BranchMin_5BranchMax_8 | 5 | 6 | 12 | HeaderMin_6HeaderMax_12 | 12
345 | 155 | 5012C-4P-25HP VLSC | VLSC_5012C_4P_25HP | 1045.3157 | 1045.3157 | 3135.947 | 3 | 0 | 3 | B | VLS_Inline | 5 | 5 | 5 | 8 | BranchMin_5BranchMax_8 | 6 | 6 | 12 | HeaderMin_6HeaderMax_12 | 6 | INVALID
345 | 155 | 5012C-4P-25HP VLSC | VLSC_5012C_4P_25HP | 1045.3157 | 1045.3157 | 3135.947 | 3 | 0 | 3 | B | VLS_Inline | 5 | 5 | 5 | 8 | BranchMin_5BranchMax_8 | 6 | 6 | 12 | HeaderMin_6HeaderMax_12 | 8
345 | 155 | 5012C-4P-25HP VLSC | VLSC_5012C_4P_25HP | 1045.3157 | 1045.3157 | 3135.947 | 3 | 0 | 3 | B | VLS_Inline | 5 | 5 | 5 | 8 | BranchMin_5BranchMax_8 | 6 | 6 | 12 | HeaderMin_6HeaderMax_12 | 10
345 | 155 | 5012C-4P-25HP VLSC | VLSC_5012C_4P_25HP | 1045.3157 | 1045.3157 | 3135.947 | 3 | 0 | 3 | B | VLS_Inline | 5 | 5 | 5 | 8 | BranchMin_5BranchMax_8 | 6 | 6 | 12 | HeaderMin_6HeaderMax_12 | 12
345 | 155 | 5012C-4P-25HP VLSC | VLSC_5012C_4P_25HP | 1045.3157 | 1045.3157 | 3135.947 | 3 | 0 | 3 | B | VLS_Inline | 5 | 5 | 5 | 8 | BranchMin_5BranchMax_8 | 8 | 6 | 12 | HeaderMin_6HeaderMax_12 | 6 | INVALID
345 | 155 | 5012C-4P-25HP VLSC | VLSC_5012C_4P_25HP | 1045.3157 | 1045.3157 | 3135.947 | 3 | 0 | 3 | B | VLS_Inline | 5 | 5 | 5 | 8 | BranchMin_5BranchMax_8 | 8 | 6 | 12 | HeaderMin_6HeaderMax_12 | 8 | INVALID
345 | 155 | 5012C-4P-25HP VLSC | VLSC_5012C_4P_25HP | 1045.3157 | 1045.3157 | 3135.947 | 3 | 0 | 3 | B | VLS_Inline | 5 | 5 | 5 | 8 | BranchMin_5BranchMax_8 | 8 | 6 | 12 | HeaderMin_6HeaderMax_12 | 10
345 | 155 | 5012C-4P-25HP VLSC | VLSC_5012C_4P_25HP | 1045.3157 | 1045.3157 | 3135.947 | 3 | 0 | 3 | B | VLS_Inline | 5 | 5 | 5 | 8 | BranchMin_5BranchMax_8 | 8 | 6 | 12 | HeaderMin_6HeaderMax_12 | 12
346 | 156 | 5012C-4P-30HP VLSC | VLSC_5012C_4P_30HP | 1136.5096 | 1136.5096 | 3409.5287 | 3 | 0 | 3 | B | VLS_Inline | 5 | 5 | 5 | 8 | BranchMin_5BranchMax_8 | 5 | 6 | 12 | HeaderMin_6HeaderMax_12 | 6
346 | 156 | 5012C-4P-30HP VLSC | VLSC_5012C_4P_30HP | 1136.5096 | 1136.5096 | 3409.5287 | 3 | 0 | 3 | B | VLS_Inline | 5 | 5 | 5 | 8 | BranchMin_5BranchMax_8 | 5 | 6 | 12 | HeaderMin_6HeaderMax_12 | 8
346 | 156 | 5012C-4P-30HP VLSC | VLSC_5012C_4P_30HP | 1136.5096 | 1136.5096 | 3409.5287 | 3 | 0 | 3 | B | VLS_Inline | 5 | 5 | 5 | 8 | BranchMin_5BranchMax_8 | 5 | 6 | 12 | HeaderMin_6HeaderMax_12 | 10
346 | 156 | 5012C-4P-30HP VLSC | VLSC_5012C_4P_30HP | 1136.5096 | 1136.5096 | 3409.5287 | 3 | 0 | 3 | B | VLS_Inline | 5 | 5 | 5 | 8 | BranchMin_5BranchMax_8 | 5 | 6 | 12 | HeaderMin_6HeaderMax_12 | 12
346 | 156 | 5012C-4P-30HP VLSC | VLSC_5012C_4P_30HP | 1136.5096 | 1136.5096 | 3409.5287 | 3 | 0 | 3 | B | VLS_Inline | 5 | 5 | 5 | 8 | BranchMin_5BranchMax_8 | 6 | 6 | 12 | HeaderMin_6HeaderMax_12 | 6 | INVALID
346 | 156 | 5012C-4P-30HP VLSC | VLSC_5012C_4P_30HP | 1136.5096 | 1136.5096 | 3409.5287 | 3 | 0 | 3 | B | VLS_Inline | 5 | 5 | 5 | 8 | BranchMin_5BranchMax_8 | 6 | 6 | 12 | HeaderMin_6HeaderMax_12 | 8
346 | 156 | 5012C-4P-30HP VLSC | VLSC_5012C_4P_30HP | 1136.5096 | 1136.5096 | 3409.5287 | 3 | 0 | 3 | B | VLS_Inline | 5 | 5 | 5 | 8 | BranchMin_5BranchMax_8 | 6 | 6 | 12 | HeaderMin_6HeaderMax_12 | 10
346 | 156 | 5012C-4P-30HP VLSC | VLSC_5012C_4P_30HP | 1136.5096 | 1136.5096 | 3409.5287 | 3 | 0 | 3 | B | VLS_Inline | 5 | 5 | 5 | 8 | BranchMin_5BranchMax_8 | 6 | 6 | 12 | HeaderMin_6HeaderMax_12 | 12
346 | 156 | 5012C-4P-30HP VLSC | VLSC_5012C_4P_30HP | 1136.5096 | 1136.5096 | 3409.5287 | 3 | 0 | 3 | B | VLS_Inline | 5 | 5 | 5 | 8 | BranchMin_5BranchMax_8 | 8 | 6 | 12 | HeaderMin_6HeaderMax_12 | 6 | INVALID
346 | 156 | 5012C-4P-30HP VLSC | VLSC_5012C_4P_30HP | 1136.5096 | 1136.5096 | 3409.5287 | 3 | 0 | 3 | B | VLS_Inline | 5 | 5 | 5 | 8 | BranchMin_5BranchMax_8 | 8 | 6 | 12 | HeaderMin_6HeaderMax_12 | 8 | INVALID
346 | 156 | 5012C-4P-30HP VLSC | VLSC_5012C_4P_30HP | 1136.5096 | 1136.5096 | 3409.5287 | 3 | 0 | 3 | B | VLS_Inline | 5 | 5 | 5 | 8 | BranchMin_5BranchMax_8 | 8 | 6 | 12 | HeaderMin_6HeaderMax_12 | 10
346 | 156 | 5012C-4P-30HP VLSC | VLSC_5012C_4P_30HP | 1136.5096 | 1136.5096 | 3409.5287 | 3 | 0 | 3 | B | VLS_Inline | 5 | 5 | 5 | 8 | BranchMin_5BranchMax_8 | 8 | 6 | 12 | HeaderMin_6HeaderMax_12 | 12
347 | 157 | 5012C-4P-40HP VLSC | VLSC_5012C_4P_40HP | 1235.933 | 1235.933 | 3707.799 | 3 | 0 | 3 | B | VLS_Inline | 5 | 5 | 5 | 8 | BranchMin_5BranchMax_8 | 5 | 6 | 14 | HeaderMin_6HeaderMax_14 | 6
347 | 157 | 5012C-4P-40HP VLSC | VLSC_5012C_4P_40HP | 1235.933 | 1235.933 | 3707.799 | 3 | 0 | 3 | B | VLS_Inline | 5 | 5 | 5 | 8 | BranchMin_5BranchMax_8 | 5 | 6 | 14 | HeaderMin_6HeaderMax_14 | 8
347 | 157 | 5012C-4P-40HP VLSC | VLSC_5012C_4P_40HP | 1235.933 | 1235.933 | 3707.799 | 3 | 0 | 3 | B | VLS_Inline | 5 | 5 | 5 | 8 | BranchMin_5BranchMax_8 | 5 | 6 | 14 | HeaderMin_6HeaderMax_14 | 10
347 | 157 | 5012C-4P-40HP VLSC | VLSC_5012C_4P_40HP | 1235.933 | 1235.933 | 3707.799 | 3 | 0 | 3 | B | VLS_Inline | 5 | 5 | 5 | 8 | BranchMin_5BranchMax_8 | 5 | 6 | 14 | HeaderMin_6HeaderMax_14 | 12
347 | 157 | 5012C-4P-40HP VLSC | VLSC_5012C_4P_40HP | 1235.933 | 1235.933 | 3707.799 | 3 | 0 | 3 | B | VLS_Inline | 5 | 5 | 5 | 8 | BranchMin_5BranchMax_8 | 5 | 6 | 14 | HeaderMin_6HeaderMax_14 | 14
347 | 157 | 5012C-4P-40HP VLSC | VLSC_5012C_4P_40HP | 1235.933 | 1235.933 | 3707.799 | 3 | 0 | 3 | B | VLS_Inline | 5 | 5 | 5 | 8 | BranchMin_5BranchMax_8 | 6 | 6 | 14 | HeaderMin_6HeaderMax_14 | 6 | INVALID
347 | 157 | 5012C-4P-40HP VLSC | VLSC_5012C_4P_40HP | 1235.933 | 1235.933 | 3707.799 | 3 | 0 | 3 | B | VLS_Inline | 5 | 5 | 5 | 8 | BranchMin_5BranchMax_8 | 6 | 6 | 14 | HeaderMin_6HeaderMax_14 | 8
347 | 157 | 5012C-4P-40HP VLSC | VLSC_5012C_4P_40HP | 1235.933 | 1235.933 | 3707.799 | 3 | 0 | 3 | B | VLS_Inline | 5 | 5 | 5 | 8 | BranchMin_5BranchMax_8 | 6 | 6 | 14 | HeaderMin_6HeaderMax_14 | 10
347 | 157 | 5012C-4P-40HP VLSC | VLSC_5012C_4P_40HP | 1235.933 | 1235.933 | 3707.799 | 3 | 0 | 3 | B | VLS_Inline | 5 | 5 | 5 | 8 | BranchMin_5BranchMax_8 | 6 | 6 | 14 | HeaderMin_6HeaderMax_14 | 12
347 | 157 | 5012C-4P-40HP VLSC | VLSC_5012C_4P_40HP | 1235.933 | 1235.933 | 3707.799 | 3 | 0 | 3 | B | VLS_Inline | 5 | 5 | 5 | 8 | BranchMin_5BranchMax_8 | 6 | 6 | 14 | HeaderMin_6HeaderMax_14 | 14
347 | 157 | 5012C-4P-40HP VLSC | VLSC_5012C_4P_40HP | 1235.933 | 1235.933 | 3707.799 | 3 | 0 | 3 | B | VLS_Inline | 5 | 5 | 5 | 8 | BranchMin_5BranchMax_8 | 8 | 6 | 14 | HeaderMin_6HeaderMax_14 | 6 | INVALID
347 | 157 | 5012C-4P-40HP VLSC | VLSC_5012C_4P_40HP | 1235.933 | 1235.933 | 3707.799 | 3 | 0 | 3 | B | VLS_Inline | 5 | 5 | 5 | 8 | BranchMin_5BranchMax_8 | 8 | 6 | 14 | HeaderMin_6HeaderMax_14 | 8 | INVALID
347 | 157 | 5012C-4P-40HP VLSC | VLSC_5012C_4P_40HP | 1235.933 | 1235.933 | 3707.799 | 3 | 0 | 3 | B | VLS_Inline | 5 | 5 | 5 | 8 | BranchMin_5BranchMax_8 | 8 | 6 | 14 | HeaderMin_6HeaderMax_14 | 10
347 | 157 | 5012C-4P-40HP VLSC | VLSC_5012C_4P_40HP | 1235.933 | 1235.933 | 3707.799 | 3 | 0 | 3 | B | VLS_Inline | 5 | 5 | 5 | 8 | BranchMin_5BranchMax_8 | 8 | 6 | 14 | HeaderMin_6HeaderMax_14 | 12
347 | 157 | 5012C-4P-40HP VLSC | VLSC_5012C_4P_40HP | 1235.933 | 1235.933 | 3707.799 | 3 | 0 | 3 | B | VLS_Inline | 5 | 5 | 5 | 8 | BranchMin_5BranchMax_8 | 8 | 6 | 14 | HeaderMin_6HeaderMax_14 | 14
348 | 158 | 50157-4P-50HP VLSC | VLSC_50157_4P_50HP | 1229.0007 | 1229.0007 | 3687.0022 | 3 | 0 | 3 | B | VLS_Inline | 5 | 5 | 5 | 8 | BranchMin_5BranchMax_8 | 5 | 6 | 14 | HeaderMin_6HeaderMax_14 | 6
348 | 158 | 50157-4P-50HP VLSC | VLSC_50157_4P_50HP | 1229.0007 | 1229.0007 | 3687.0022 | 3 | 0 | 3 | B | VLS_Inline | 5 | 5 | 5 | 8 | BranchMin_5BranchMax_8 | 5 | 6 | 14 | HeaderMin_6HeaderMax_14 | 8
348 | 158 | 50157-4P-50HP VLSC | VLSC_50157_4P_50HP | 1229.0007 | 1229.0007 | 3687.0022 | 3 | 0 | 3 | B | VLS_Inline | 5 | 5 | 5 | 8 | BranchMin_5BranchMax_8 | 5 | 6 | 14 | HeaderMin_6HeaderMax_14 | 10
348 | 158 | 50157-4P-50HP VLSC | VLSC_50157_4P_50HP | 1229.0007 | 1229.0007 | 3687.0022 | 3 | 0 | 3 | B | VLS_Inline | 5 | 5 | 5 | 8 | BranchMin_5BranchMax_8 | 5 | 6 | 14 | HeaderMin_6HeaderMax_14 | 12
348 | 158 | 50157-4P-50HP VLSC | VLSC_50157_4P_50HP | 1229.0007 | 1229.0007 | 3687.0022 | 3 | 0 | 3 | B | VLS_Inline | 5 | 5 | 5 | 8 | BranchMin_5BranchMax_8 | 5 | 6 | 14 | HeaderMin_6HeaderMax_14 | 14
348 | 158 | 50157-4P-50HP VLSC | VLSC_50157_4P_50HP | 1229.0007 | 1229.0007 | 3687.0022 | 3 | 0 | 3 | B | VLS_Inline | 5 | 5 | 5 | 8 | BranchMin_5BranchMax_8 | 6 | 6 | 14 | HeaderMin_6HeaderMax_14 | 6 | INVALID
348 | 158 | 50157-4P-50HP VLSC | VLSC_50157_4P_50HP | 1229.0007 | 1229.0007 | 3687.0022 | 3 | 0 | 3 | B | VLS_Inline | 5 | 5 | 5 | 8 | BranchMin_5BranchMax_8 | 6 | 6 | 14 | HeaderMin_6HeaderMax_14 | 8
348 | 158 | 50157-4P-50HP VLSC | VLSC_50157_4P_50HP | 1229.0007 | 1229.0007 | 3687.0022 | 3 | 0 | 3 | B | VLS_Inline | 5 | 5 | 5 | 8 | BranchMin_5BranchMax_8 | 6 | 6 | 14 | HeaderMin_6HeaderMax_14 | 10
348 | 158 | 50157-4P-50HP VLSC | VLSC_50157_4P_50HP | 1229.0007 | 1229.0007 | 3687.0022 | 3 | 0 | 3 | B | VLS_Inline | 5 | 5 | 5 | 8 | BranchMin_5BranchMax_8 | 6 | 6 | 14 | HeaderMin_6HeaderMax_14 | 12
348 | 158 | 50157-4P-50HP VLSC | VLSC_50157_4P_50HP | 1229.0007 | 1229.0007 | 3687.0022 | 3 | 0 | 3 | B | VLS_Inline | 5 | 5 | 5 | 8 | BranchMin_5BranchMax_8 | 6 | 6 | 14 | HeaderMin_6HeaderMax_14 | 14
348 | 158 | 50157-4P-50HP VLSC | VLSC_50157_4P_50HP | 1229.0007 | 1229.0007 | 3687.0022 | 3 | 0 | 3 | B | VLS_Inline | 5 | 5 | 5 | 8 | BranchMin_5BranchMax_8 | 8 | 6 | 14 | HeaderMin_6HeaderMax_14 | 6 | INVALID
348 | 158 | 50157-4P-50HP VLSC | VLSC_50157_4P_50HP | 1229.0007 | 1229.0007 | 3687.0022 | 3 | 0 | 3 | B | VLS_Inline | 5 | 5 | 5 | 8 | BranchMin_5BranchMax_8 | 8 | 6 | 14 | HeaderMin_6HeaderMax_14 | 8 | INVALID
348 | 158 | 50157-4P-50HP VLSC | VLSC_50157_4P_50HP | 1229.0007 | 1229.0007 | 3687.0022 | 3 | 0 | 3 | B | VLS_Inline | 5 | 5 | 5 | 8 | BranchMin_5BranchMax_8 | 8 | 6 | 14 | HeaderMin_6HeaderMax_14 | 10
348 | 158 | 50157-4P-50HP VLSC | VLSC_50157_4P_50HP | 1229.0007 | 1229.0007 | 3687.0022 | 3 | 0 | 3 | B | VLS_Inline | 5 | 5 | 5 | 8 | BranchMin_5BranchMax_8 | 8 | 6 | 14 | HeaderMin_6HeaderMax_14 | 12
348 | 158 | 50157-4P-50HP VLSC | VLSC_50157_4P_50HP | 1229.0007 | 1229.0007 | 3687.0022 | 3 | 0 | 3 | B | VLS_Inline | 5 | 5 | 5 | 8 | BranchMin_5BranchMax_8 | 8 | 6 | 14 | HeaderMin_6HeaderMax_14 | 14
349 | 159 | 50157-4P-60HP VLSC | VLSC_50157_4P_60HP | 1303.9328 | 1303.9328 | 3911.7983 | 3 | 0 | 3 | B | VLS_Inline | 5 | 5 | 5 | 8 | BranchMin_5BranchMax_8 | 5 | 6 | 14 | HeaderMin_6HeaderMax_14 | 6
349 | 159 | 50157-4P-60HP VLSC | VLSC_50157_4P_60HP | 1303.9328 | 1303.9328 | 3911.7983 | 3 | 0 | 3 | B | VLS_Inline | 5 | 5 | 5 | 8 | BranchMin_5BranchMax_8 | 5 | 6 | 14 | HeaderMin_6HeaderMax_14 | 8
349 | 159 | 50157-4P-60HP VLSC | VLSC_50157_4P_60HP | 1303.9328 | 1303.9328 | 3911.7983 | 3 | 0 | 3 | B | VLS_Inline | 5 | 5 | 5 | 8 | BranchMin_5BranchMax_8 | 5 | 6 | 14 | HeaderMin_6HeaderMax_14 | 10
349 | 159 | 50157-4P-60HP VLSC | VLSC_50157_4P_60HP | 1303.9328 | 1303.9328 | 3911.7983 | 3 | 0 | 3 | B | VLS_Inline | 5 | 5 | 5 | 8 | BranchMin_5BranchMax_8 | 5 | 6 | 14 | HeaderMin_6HeaderMax_14 | 12
349 | 159 | 50157-4P-60HP VLSC | VLSC_50157_4P_60HP | 1303.9328 | 1303.9328 | 3911.7983 | 3 | 0 | 3 | B | VLS_Inline | 5 | 5 | 5 | 8 | BranchMin_5BranchMax_8 | 5 | 6 | 14 | HeaderMin_6HeaderMax_14 | 14
349 | 159 | 50157-4P-60HP VLSC | VLSC_50157_4P_60HP | 1303.9328 | 1303.9328 | 3911.7983 | 3 | 0 | 3 | B | VLS_Inline | 5 | 5 | 5 | 8 | BranchMin_5BranchMax_8 | 6 | 6 | 14 | HeaderMin_6HeaderMax_14 | 6 | INVALID
349 | 159 | 50157-4P-60HP VLSC | VLSC_50157_4P_60HP | 1303.9328 | 1303.9328 | 3911.7983 | 3 | 0 | 3 | B | VLS_Inline | 5 | 5 | 5 | 8 | BranchMin_5BranchMax_8 | 6 | 6 | 14 | HeaderMin_6HeaderMax_14 | 8
349 | 159 | 50157-4P-60HP VLSC | VLSC_50157_4P_60HP | 1303.9328 | 1303.9328 | 3911.7983 | 3 | 0 | 3 | B | VLS_Inline | 5 | 5 | 5 | 8 | BranchMin_5BranchMax_8 | 6 | 6 | 14 | HeaderMin_6HeaderMax_14 | 10
349 | 159 | 50157-4P-60HP VLSC | VLSC_50157_4P_60HP | 1303.9328 | 1303.9328 | 3911.7983 | 3 | 0 | 3 | B | VLS_Inline | 5 | 5 | 5 | 8 | BranchMin_5BranchMax_8 | 6 | 6 | 14 | HeaderMin_6HeaderMax_14 | 12
349 | 159 | 50157-4P-60HP VLSC | VLSC_50157_4P_60HP | 1303.9328 | 1303.9328 | 3911.7983 | 3 | 0 | 3 | B | VLS_Inline | 5 | 5 | 5 | 8 | BranchMin_5BranchMax_8 | 6 | 6 | 14 | HeaderMin_6HeaderMax_14 | 14
349 | 159 | 50157-4P-60HP VLSC | VLSC_50157_4P_60HP | 1303.9328 | 1303.9328 | 3911.7983 | 3 | 0 | 3 | B | VLS_Inline | 5 | 5 | 5 | 8 | BranchMin_5BranchMax_8 | 8 | 6 | 14 | HeaderMin_6HeaderMax_14 | 6 | INVALID
349 | 159 | 50157-4P-60HP VLSC | VLSC_50157_4P_60HP | 1303.9328 | 1303.9328 | 3911.7983 | 3 | 0 | 3 | B | VLS_Inline | 5 | 5 | 5 | 8 | BranchMin_5BranchMax_8 | 8 | 6 | 14 | HeaderMin_6HeaderMax_14 | 8 | INVALID
349 | 159 | 50157-4P-60HP VLSC | VLSC_50157_4P_60HP | 1303.9328 | 1303.9328 | 3911.7983 | 3 | 0 | 3 | B | VLS_Inline | 5 | 5 | 5 | 8 | BranchMin_5BranchMax_8 | 8 | 6 | 14 | HeaderMin_6HeaderMax_14 | 10
349 | 159 | 50157-4P-60HP VLSC | VLSC_50157_4P_60HP | 1303.9328 | 1303.9328 | 3911.7983 | 3 | 0 | 3 | B | VLS_Inline | 5 | 5 | 5 | 8 | BranchMin_5BranchMax_8 | 8 | 6 | 14 | HeaderMin_6HeaderMax_14 | 12
349 | 159 | 50157-4P-60HP VLSC | VLSC_50157_4P_60HP | 1303.9328 | 1303.9328 | 3911.7983 | 3 | 0 | 3 | B | VLS_Inline | 5 | 5 | 5 | 8 | BranchMin_5BranchMax_8 | 8 | 6 | 14 | HeaderMin_6HeaderMax_14 | 14
350 | 160 | 50157-4P-75HP VLSC | VLSC_50157_4P_75HP | 1403.874 | 1403.874 | 4211.6221 | 3 | 0 | 3 | B | VLS_Inline | 5 | 5 | 5 | 8 | BranchMin_5BranchMax_8 | 5 | 6 | 14 | HeaderMin_6HeaderMax_14 | 6
350 | 160 | 50157-4P-75HP VLSC | VLSC_50157_4P_75HP | 1403.874 | 1403.874 | 4211.6221 | 3 | 0 | 3 | B | VLS_Inline | 5 | 5 | 5 | 8 | BranchMin_5BranchMax_8 | 5 | 6 | 14 | HeaderMin_6HeaderMax_14 | 8
350 | 160 | 50157-4P-75HP VLSC | VLSC_50157_4P_75HP | 1403.874 | 1403.874 | 4211.6221 | 3 | 0 | 3 | B | VLS_Inline | 5 | 5 | 5 | 8 | BranchMin_5BranchMax_8 | 5 | 6 | 14 | HeaderMin_6HeaderMax_14 | 10
350 | 160 | 50157-4P-75HP VLSC | VLSC_50157_4P_75HP | 1403.874 | 1403.874 | 4211.6221 | 3 | 0 | 3 | B | VLS_Inline | 5 | 5 | 5 | 8 | BranchMin_5BranchMax_8 | 5 | 6 | 14 | HeaderMin_6HeaderMax_14 | 12
350 | 160 | 50157-4P-75HP VLSC | VLSC_50157_4P_75HP | 1403.874 | 1403.874 | 4211.6221 | 3 | 0 | 3 | B | VLS_Inline | 5 | 5 | 5 | 8 | BranchMin_5BranchMax_8 | 5 | 6 | 14 | HeaderMin_6HeaderMax_14 | 14
350 | 160 | 50157-4P-75HP VLSC | VLSC_50157_4P_75HP | 1403.874 | 1403.874 | 4211.6221 | 3 | 0 | 3 | B | VLS_Inline | 5 | 5 | 5 | 8 | BranchMin_5BranchMax_8 | 6 | 6 | 14 | HeaderMin_6HeaderMax_14 | 6 | INVALID
350 | 160 | 50157-4P-75HP VLSC | VLSC_50157_4P_75HP | 1403.874 | 1403.874 | 4211.6221 | 3 | 0 | 3 | B | VLS_Inline | 5 | 5 | 5 | 8 | BranchMin_5BranchMax_8 | 6 | 6 | 14 | HeaderMin_6HeaderMax_14 | 8
350 | 160 | 50157-4P-75HP VLSC | VLSC_50157_4P_75HP | 1403.874 | 1403.874 | 4211.6221 | 3 | 0 | 3 | B | VLS_Inline | 5 | 5 | 5 | 8 | BranchMin_5BranchMax_8 | 6 | 6 | 14 | HeaderMin_6HeaderMax_14 | 10
350 | 160 | 50157-4P-75HP VLSC | VLSC_50157_4P_75HP | 1403.874 | 1403.874 | 4211.6221 | 3 | 0 | 3 | B | VLS_Inline | 5 | 5 | 5 | 8 | BranchMin_5BranchMax_8 | 6 | 6 | 14 | HeaderMin_6HeaderMax_14 | 12
350 | 160 | 50157-4P-75HP VLSC | VLSC_50157_4P_75HP | 1403.874 | 1403.874 | 4211.6221 | 3 | 0 | 3 | B | VLS_Inline | 5 | 5 | 5 | 8 | BranchMin_5BranchMax_8 | 6 | 6 | 14 | HeaderMin_6HeaderMax_14 | 14
350 | 160 | 50157-4P-75HP VLSC | VLSC_50157_4P_75HP | 1403.874 | 1403.874 | 4211.6221 | 3 | 0 | 3 | B | VLS_Inline | 5 | 5 | 5 | 8 | BranchMin_5BranchMax_8 | 8 | 6 | 14 | HeaderMin_6HeaderMax_14 | 6 | INVALID
350 | 160 | 50157-4P-75HP VLSC | VLSC_50157_4P_75HP | 1403.874 | 1403.874 | 4211.6221 | 3 | 0 | 3 | B | VLS_Inline | 5 | 5 | 5 | 8 | BranchMin_5BranchMax_8 | 8 | 6 | 14 | HeaderMin_6HeaderMax_14 | 8 | INVALID
350 | 160 | 50157-4P-75HP VLSC | VLSC_50157_4P_75HP | 1403.874 | 1403.874 | 4211.6221 | 3 | 0 | 3 | B | VLS_Inline | 5 | 5 | 5 | 8 | BranchMin_5BranchMax_8 | 8 | 6 | 14 | HeaderMin_6HeaderMax_14 | 10
350 | 160 | 50157-4P-75HP VLSC | VLSC_50157_4P_75HP | 1403.874 | 1403.874 | 4211.6221 | 3 | 0 | 3 | B | VLS_Inline | 5 | 5 | 5 | 8 | BranchMin_5BranchMax_8 | 8 | 6 | 14 | HeaderMin_6HeaderMax_14 | 12
350 | 160 | 50157-4P-75HP VLSC | VLSC_50157_4P_75HP | 1403.874 | 1403.874 | 4211.6221 | 3 | 0 | 3 | B | VLS_Inline | 5 | 5 | 5 | 8 | BranchMin_5BranchMax_8 | 8 | 6 | 14 | HeaderMin_6HeaderMax_14 | 14
351 | 161 | 50157-4P-100HP VLSC | VLSC_50157_4P_100HP | 1484.3188 | 1484.3188 | 4452.9564 | 3 | 0 | 3 | B | VLS_Inline | 5 | 5 | 5 | 8 | BranchMin_5BranchMax_8 | 5 | 6 | 16 | HeaderMin_6HeaderMax_16 | 6
351 | 161 | 50157-4P-100HP VLSC | VLSC_50157_4P_100HP | 1484.3188 | 1484.3188 | 4452.9564 | 3 | 0 | 3 | B | VLS_Inline | 5 | 5 | 5 | 8 | BranchMin_5BranchMax_8 | 5 | 6 | 16 | HeaderMin_6HeaderMax_16 | 8
351 | 161 | 50157-4P-100HP VLSC | VLSC_50157_4P_100HP | 1484.3188 | 1484.3188 | 4452.9564 | 3 | 0 | 3 | B | VLS_Inline | 5 | 5 | 5 | 8 | BranchMin_5BranchMax_8 | 5 | 6 | 16 | HeaderMin_6HeaderMax_16 | 10
351 | 161 | 50157-4P-100HP VLSC | VLSC_50157_4P_100HP | 1484.3188 | 1484.3188 | 4452.9564 | 3 | 0 | 3 | B | VLS_Inline | 5 | 5 | 5 | 8 | BranchMin_5BranchMax_8 | 5 | 6 | 16 | HeaderMin_6HeaderMax_16 | 12
351 | 161 | 50157-4P-100HP VLSC | VLSC_50157_4P_100HP | 1484.3188 | 1484.3188 | 4452.9564 | 3 | 0 | 3 | B | VLS_Inline | 5 | 5 | 5 | 8 | BranchMin_5BranchMax_8 | 5 | 6 | 16 | HeaderMin_6HeaderMax_16 | 14
351 | 161 | 50157-4P-100HP VLSC | VLSC_50157_4P_100HP | 1484.3188 | 1484.3188 | 4452.9564 | 3 | 0 | 3 | B | VLS_Inline | 5 | 5 | 5 | 8 | BranchMin_5BranchMax_8 | 5 | 6 | 16 | HeaderMin_6HeaderMax_16 | 16
351 | 161 | 50157-4P-100HP VLSC | VLSC_50157_4P_100HP | 1484.3188 | 1484.3188 | 4452.9564 | 3 | 0 | 3 | B | VLS_Inline | 5 | 5 | 5 | 8 | BranchMin_5BranchMax_8 | 6 | 6 | 16 | HeaderMin_6HeaderMax_16 | 6 | INVALID
351 | 161 | 50157-4P-100HP VLSC | VLSC_50157_4P_100HP | 1484.3188 | 1484.3188 | 4452.9564 | 3 | 0 | 3 | B | VLS_Inline | 5 | 5 | 5 | 8 | BranchMin_5BranchMax_8 | 6 | 6 | 16 | HeaderMin_6HeaderMax_16 | 8
351 | 161 | 50157-4P-100HP VLSC | VLSC_50157_4P_100HP | 1484.3188 | 1484.3188 | 4452.9564 | 3 | 0 | 3 | B | VLS_Inline | 5 | 5 | 5 | 8 | BranchMin_5BranchMax_8 | 6 | 6 | 16 | HeaderMin_6HeaderMax_16 | 10
351 | 161 | 50157-4P-100HP VLSC | VLSC_50157_4P_100HP | 1484.3188 | 1484.3188 | 4452.9564 | 3 | 0 | 3 | B | VLS_Inline | 5 | 5 | 5 | 8 | BranchMin_5BranchMax_8 | 6 | 6 | 16 | HeaderMin_6HeaderMax_16 | 12
351 | 161 | 50157-4P-100HP VLSC | VLSC_50157_4P_100HP | 1484.3188 | 1484.3188 | 4452.9564 | 3 | 0 | 3 | B | VLS_Inline | 5 | 5 | 5 | 8 | BranchMin_5BranchMax_8 | 6 | 6 | 16 | HeaderMin_6HeaderMax_16 | 14
351 | 161 | 50157-4P-100HP VLSC | VLSC_50157_4P_100HP | 1484.3188 | 1484.3188 | 4452.9564 | 3 | 0 | 3 | B | VLS_Inline | 5 | 5 | 5 | 8 | BranchMin_5BranchMax_8 | 6 | 6 | 16 | HeaderMin_6HeaderMax_16 | 16
351 | 161 | 50157-4P-100HP VLSC | VLSC_50157_4P_100HP | 1484.3188 | 1484.3188 | 4452.9564 | 3 | 0 | 3 | B | VLS_Inline | 5 | 5 | 5 | 8 | BranchMin_5BranchMax_8 | 8 | 6 | 16 | HeaderMin_6HeaderMax_16 | 6 | INVALID
351 | 161 | 50157-4P-100HP VLSC | VLSC_50157_4P_100HP | 1484.3188 | 1484.3188 | 4452.9564 | 3 | 0 | 3 | B | VLS_Inline | 5 | 5 | 5 | 8 | BranchMin_5BranchMax_8 | 8 | 6 | 16 | HeaderMin_6HeaderMax_16 | 8 | INVALID
351 | 161 | 50157-4P-100HP VLSC | VLSC_50157_4P_100HP | 1484.3188 | 1484.3188 | 4452.9564 | 3 | 0 | 3 | B | VLS_Inline | 5 | 5 | 5 | 8 | BranchMin_5BranchMax_8 | 8 | 6 | 16 | HeaderMin_6HeaderMax_16 | 10
351 | 161 | 50157-4P-100HP VLSC | VLSC_50157_4P_100HP | 1484.3188 | 1484.3188 | 4452.9564 | 3 | 0 | 3 | B | VLS_Inline | 5 | 5 | 5 | 8 | BranchMin_5BranchMax_8 | 8 | 6 | 16 | HeaderMin_6HeaderMax_16 | 12
351 | 161 | 50157-4P-100HP VLSC | VLSC_50157_4P_100HP | 1484.3188 | 1484.3188 | 4452.9564 | 3 | 0 | 3 | B | VLS_Inline | 5 | 5 | 5 | 8 | BranchMin_5BranchMax_8 | 8 | 6 | 16 | HeaderMin_6HeaderMax_16 | 14
351 | 161 | 50157-4P-100HP VLSC | VLSC_50157_4P_100HP | 1484.3188 | 1484.3188 | 4452.9564 | 3 | 0 | 3 | B | VLS_Inline | 5 | 5 | 5 | 8 | BranchMin_5BranchMax_8 | 8 | 6 | 16 | HeaderMin_6HeaderMax_16 | 16
352 | 162 | 60957-4P-15HP VLSC | VLSC_60957_4P_15HP | 1171.9065 | 1171.9065 | 3515.7196 | 3 | 0 | 3 | B | VLS_Inline | 6 | 6 | 6 | 8 | BranchMin_6BranchMax_8 | 6 | 8 | 12 | HeaderMin_8HeaderMax_12 | 8
352 | 162 | 60957-4P-15HP VLSC | VLSC_60957_4P_15HP | 1171.9065 | 1171.9065 | 3515.7196 | 3 | 0 | 3 | B | VLS_Inline | 6 | 6 | 6 | 8 | BranchMin_6BranchMax_8 | 6 | 8 | 12 | HeaderMin_8HeaderMax_12 | 10
352 | 162 | 60957-4P-15HP VLSC | VLSC_60957_4P_15HP | 1171.9065 | 1171.9065 | 3515.7196 | 3 | 0 | 3 | B | VLS_Inline | 6 | 6 | 6 | 8 | BranchMin_6BranchMax_8 | 6 | 8 | 12 | HeaderMin_8HeaderMax_12 | 12
352 | 162 | 60957-4P-15HP VLSC | VLSC_60957_4P_15HP | 1171.9065 | 1171.9065 | 3515.7196 | 3 | 0 | 3 | B | VLS_Inline | 6 | 6 | 6 | 8 | BranchMin_6BranchMax_8 | 8 | 8 | 12 | HeaderMin_8HeaderMax_12 | 8 | INVALID
352 | 162 | 60957-4P-15HP VLSC | VLSC_60957_4P_15HP | 1171.9065 | 1171.9065 | 3515.7196 | 3 | 0 | 3 | B | VLS_Inline | 6 | 6 | 6 | 8 | BranchMin_6BranchMax_8 | 8 | 8 | 12 | HeaderMin_8HeaderMax_12 | 10
352 | 162 | 60957-4P-15HP VLSC | VLSC_60957_4P_15HP | 1171.9065 | 1171.9065 | 3515.7196 | 3 | 0 | 3 | B | VLS_Inline | 6 | 6 | 6 | 8 | BranchMin_6BranchMax_8 | 8 | 8 | 12 | HeaderMin_8HeaderMax_12 | 12
353 | 163 | 60957-4P-20HP VLSC | VLSC_60957_4P_20HP | 1316.9347 | 1316.9347 | 3950.8041 | 3 | 0 | 3 | B | VLS_Inline | 6 | 6 | 6 | 8 | BranchMin_6BranchMax_8 | 6 | 8 | 14 | HeaderMin_8HeaderMax_14 | 8
353 | 163 | 60957-4P-20HP VLSC | VLSC_60957_4P_20HP | 1316.9347 | 1316.9347 | 3950.8041 | 3 | 0 | 3 | B | VLS_Inline | 6 | 6 | 6 | 8 | BranchMin_6BranchMax_8 | 6 | 8 | 14 | HeaderMin_8HeaderMax_14 | 10
353 | 163 | 60957-4P-20HP VLSC | VLSC_60957_4P_20HP | 1316.9347 | 1316.9347 | 3950.8041 | 3 | 0 | 3 | B | VLS_Inline | 6 | 6 | 6 | 8 | BranchMin_6BranchMax_8 | 6 | 8 | 14 | HeaderMin_8HeaderMax_14 | 12
353 | 163 | 60957-4P-20HP VLSC | VLSC_60957_4P_20HP | 1316.9347 | 1316.9347 | 3950.8041 | 3 | 0 | 3 | B | VLS_Inline | 6 | 6 | 6 | 8 | BranchMin_6BranchMax_8 | 6 | 8 | 14 | HeaderMin_8HeaderMax_14 | 14
353 | 163 | 60957-4P-20HP VLSC | VLSC_60957_4P_20HP | 1316.9347 | 1316.9347 | 3950.8041 | 3 | 0 | 3 | B | VLS_Inline | 6 | 6 | 6 | 8 | BranchMin_6BranchMax_8 | 8 | 8 | 14 | HeaderMin_8HeaderMax_14 | 8 | INVALID
353 | 163 | 60957-4P-20HP VLSC | VLSC_60957_4P_20HP | 1316.9347 | 1316.9347 | 3950.8041 | 3 | 0 | 3 | B | VLS_Inline | 6 | 6 | 6 | 8 | BranchMin_6BranchMax_8 | 8 | 8 | 14 | HeaderMin_8HeaderMax_14 | 10
353 | 163 | 60957-4P-20HP VLSC | VLSC_60957_4P_20HP | 1316.9347 | 1316.9347 | 3950.8041 | 3 | 0 | 3 | B | VLS_Inline | 6 | 6 | 6 | 8 | BranchMin_6BranchMax_8 | 8 | 8 | 14 | HeaderMin_8HeaderMax_14 | 12
353 | 163 | 60957-4P-20HP VLSC | VLSC_60957_4P_20HP | 1316.9347 | 1316.9347 | 3950.8041 | 3 | 0 | 3 | B | VLS_Inline | 6 | 6 | 6 | 8 | BranchMin_6BranchMax_8 | 8 | 8 | 14 | HeaderMin_8HeaderMax_14 | 14
354 | 164 | 60957-4P-25HP VLSC | VLSC_60957_4P_25HP | 1454.2378 | 1454.2378 | 4362.7133 | 3 | 0 | 3 | B | VLS_Inline | 6 | 6 | 6 | 8 | BranchMin_6BranchMax_8 | 6 | 8 | 16 | HeaderMin_8HeaderMax_16 | 8
354 | 164 | 60957-4P-25HP VLSC | VLSC_60957_4P_25HP | 1454.2378 | 1454.2378 | 4362.7133 | 3 | 0 | 3 | B | VLS_Inline | 6 | 6 | 6 | 8 | BranchMin_6BranchMax_8 | 6 | 8 | 16 | HeaderMin_8HeaderMax_16 | 10
354 | 164 | 60957-4P-25HP VLSC | VLSC_60957_4P_25HP | 1454.2378 | 1454.2378 | 4362.7133 | 3 | 0 | 3 | B | VLS_Inline | 6 | 6 | 6 | 8 | BranchMin_6BranchMax_8 | 6 | 8 | 16 | HeaderMin_8HeaderMax_16 | 12
354 | 164 | 60957-4P-25HP VLSC | VLSC_60957_4P_25HP | 1454.2378 | 1454.2378 | 4362.7133 | 3 | 0 | 3 | B | VLS_Inline | 6 | 6 | 6 | 8 | BranchMin_6BranchMax_8 | 6 | 8 | 16 | HeaderMin_8HeaderMax_16 | 14
354 | 164 | 60957-4P-25HP VLSC | VLSC_60957_4P_25HP | 1454.2378 | 1454.2378 | 4362.7133 | 3 | 0 | 3 | B | VLS_Inline | 6 | 6 | 6 | 8 | BranchMin_6BranchMax_8 | 6 | 8 | 16 | HeaderMin_8HeaderMax_16 | 16
354 | 164 | 60957-4P-25HP VLSC | VLSC_60957_4P_25HP | 1454.2378 | 1454.2378 | 4362.7133 | 3 | 0 | 3 | B | VLS_Inline | 6 | 6 | 6 | 8 | BranchMin_6BranchMax_8 | 8 | 8 | 16 | HeaderMin_8HeaderMax_16 | 8 | INVALID
354 | 164 | 60957-4P-25HP VLSC | VLSC_60957_4P_25HP | 1454.2378 | 1454.2378 | 4362.7133 | 3 | 0 | 3 | B | VLS_Inline | 6 | 6 | 6 | 8 | BranchMin_6BranchMax_8 | 8 | 8 | 16 | HeaderMin_8HeaderMax_16 | 10
354 | 164 | 60957-4P-25HP VLSC | VLSC_60957_4P_25HP | 1454.2378 | 1454.2378 | 4362.7133 | 3 | 0 | 3 | B | VLS_Inline | 6 | 6 | 6 | 8 | BranchMin_6BranchMax_8 | 8 | 8 | 16 | HeaderMin_8HeaderMax_16 | 12
354 | 164 | 60957-4P-25HP VLSC | VLSC_60957_4P_25HP | 1454.2378 | 1454.2378 | 4362.7133 | 3 | 0 | 3 | B | VLS_Inline | 6 | 6 | 6 | 8 | BranchMin_6BranchMax_8 | 8 | 8 | 16 | HeaderMin_8HeaderMax_16 | 14
354 | 164 | 60957-4P-25HP VLSC | VLSC_60957_4P_25HP | 1454.2378 | 1454.2378 | 4362.7133 | 3 | 0 | 3 | B | VLS_Inline | 6 | 6 | 6 | 8 | BranchMin_6BranchMax_8 | 8 | 8 | 16 | HeaderMin_8HeaderMax_16 | 16
355 | 165 | 60957-4P-30HP VLSC | VLSC_60957_4P_30HP | 1568.7217 | 1568.7217 | 4706.1651 | 3 | 0 | 3 | B | VLS_Inline | 6 | 6 | 6 | 8 | BranchMin_6BranchMax_8 | 6 | 8 | 16 | HeaderMin_8HeaderMax_16 | 8
355 | 165 | 60957-4P-30HP VLSC | VLSC_60957_4P_30HP | 1568.7217 | 1568.7217 | 4706.1651 | 3 | 0 | 3 | B | VLS_Inline | 6 | 6 | 6 | 8 | BranchMin_6BranchMax_8 | 6 | 8 | 16 | HeaderMin_8HeaderMax_16 | 10
355 | 165 | 60957-4P-30HP VLSC | VLSC_60957_4P_30HP | 1568.7217 | 1568.7217 | 4706.1651 | 3 | 0 | 3 | B | VLS_Inline | 6 | 6 | 6 | 8 | BranchMin_6BranchMax_8 | 6 | 8 | 16 | HeaderMin_8HeaderMax_16 | 12
355 | 165 | 60957-4P-30HP VLSC | VLSC_60957_4P_30HP | 1568.7217 | 1568.7217 | 4706.1651 | 3 | 0 | 3 | B | VLS_Inline | 6 | 6 | 6 | 8 | BranchMin_6BranchMax_8 | 6 | 8 | 16 | HeaderMin_8HeaderMax_16 | 14
355 | 165 | 60957-4P-30HP VLSC | VLSC_60957_4P_30HP | 1568.7217 | 1568.7217 | 4706.1651 | 3 | 0 | 3 | B | VLS_Inline | 6 | 6 | 6 | 8 | BranchMin_6BranchMax_8 | 6 | 8 | 16 | HeaderMin_8HeaderMax_16 | 16
355 | 165 | 60957-4P-30HP VLSC | VLSC_60957_4P_30HP | 1568.7217 | 1568.7217 | 4706.1651 | 3 | 0 | 3 | B | VLS_Inline | 6 | 6 | 6 | 8 | BranchMin_6BranchMax_8 | 8 | 8 | 16 | HeaderMin_8HeaderMax_16 | 8 | INVALID
355 | 165 | 60957-4P-30HP VLSC | VLSC_60957_4P_30HP | 1568.7217 | 1568.7217 | 4706.1651 | 3 | 0 | 3 | B | VLS_Inline | 6 | 6 | 6 | 8 | BranchMin_6BranchMax_8 | 8 | 8 | 16 | HeaderMin_8HeaderMax_16 | 10
355 | 165 | 60957-4P-30HP VLSC | VLSC_60957_4P_30HP | 1568.7217 | 1568.7217 | 4706.1651 | 3 | 0 | 3 | B | VLS_Inline | 6 | 6 | 6 | 8 | BranchMin_6BranchMax_8 | 8 | 8 | 16 | HeaderMin_8HeaderMax_16 | 12
355 | 165 | 60957-4P-30HP VLSC | VLSC_60957_4P_30HP | 1568.7217 | 1568.7217 | 4706.1651 | 3 | 0 | 3 | B | VLS_Inline | 6 | 6 | 6 | 8 | BranchMin_6BranchMax_8 | 8 | 8 | 16 | HeaderMin_8HeaderMax_16 | 14
355 | 165 | 60957-4P-30HP VLSC | VLSC_60957_4P_30HP | 1568.7217 | 1568.7217 | 4706.1651 | 3 | 0 | 3 | B | VLS_Inline | 6 | 6 | 6 | 8 | BranchMin_6BranchMax_8 | 8 | 8 | 16 | HeaderMin_8HeaderMax_16 | 16
356 | 166 | 60125-4P-20HP VLSC | VLSC_60125_4P_20HP | 1414.8836 | 1414.8836 | 4244.6507 | 3 | 0 | 3 | B | VLS_Inline | 6 | 6 | 6 | 8 | BranchMin_6BranchMax_8 | 6 | 8 | 14 | HeaderMin_8HeaderMax_14 | 8
356 | 166 | 60125-4P-20HP VLSC | VLSC_60125_4P_20HP | 1414.8836 | 1414.8836 | 4244.6507 | 3 | 0 | 3 | B | VLS_Inline | 6 | 6 | 6 | 8 | BranchMin_6BranchMax_8 | 6 | 8 | 14 | HeaderMin_8HeaderMax_14 | 10
356 | 166 | 60125-4P-20HP VLSC | VLSC_60125_4P_20HP | 1414.8836 | 1414.8836 | 4244.6507 | 3 | 0 | 3 | B | VLS_Inline | 6 | 6 | 6 | 8 | BranchMin_6BranchMax_8 | 6 | 8 | 14 | HeaderMin_8HeaderMax_14 | 12
356 | 166 | 60125-4P-20HP VLSC | VLSC_60125_4P_20HP | 1414.8836 | 1414.8836 | 4244.6507 | 3 | 0 | 3 | B | VLS_Inline | 6 | 6 | 6 | 8 | BranchMin_6BranchMax_8 | 6 | 8 | 14 | HeaderMin_8HeaderMax_14 | 14
356 | 166 | 60125-4P-20HP VLSC | VLSC_60125_4P_20HP | 1414.8836 | 1414.8836 | 4244.6507 | 3 | 0 | 3 | B | VLS_Inline | 6 | 6 | 6 | 8 | BranchMin_6BranchMax_8 | 8 | 8 | 14 | HeaderMin_8HeaderMax_14 | 8 | INVALID
356 | 166 | 60125-4P-20HP VLSC | VLSC_60125_4P_20HP | 1414.8836 | 1414.8836 | 4244.6507 | 3 | 0 | 3 | B | VLS_Inline | 6 | 6 | 6 | 8 | BranchMin_6BranchMax_8 | 8 | 8 | 14 | HeaderMin_8HeaderMax_14 | 10
356 | 166 | 60125-4P-20HP VLSC | VLSC_60125_4P_20HP | 1414.8836 | 1414.8836 | 4244.6507 | 3 | 0 | 3 | B | VLS_Inline | 6 | 6 | 6 | 8 | BranchMin_6BranchMax_8 | 8 | 8 | 14 | HeaderMin_8HeaderMax_14 | 12
356 | 166 | 60125-4P-20HP VLSC | VLSC_60125_4P_20HP | 1414.8836 | 1414.8836 | 4244.6507 | 3 | 0 | 3 | B | VLS_Inline | 6 | 6 | 6 | 8 | BranchMin_6BranchMax_8 | 8 | 8 | 14 | HeaderMin_8HeaderMax_14 | 14
357 | 167 | 60125-4P-25HP VLSC | VLSC_60125_4P_25HP | 1523.3743 | 1523.3743 | 4570.123 | 3 | 0 | 3 | B | VLS_Inline | 6 | 6 | 6 | 8 | BranchMin_6BranchMax_8 | 6 | 8 | 16 | HeaderMin_8HeaderMax_16 | 8
357 | 167 | 60125-4P-25HP VLSC | VLSC_60125_4P_25HP | 1523.3743 | 1523.3743 | 4570.123 | 3 | 0 | 3 | B | VLS_Inline | 6 | 6 | 6 | 8 | BranchMin_6BranchMax_8 | 6 | 8 | 16 | HeaderMin_8HeaderMax_16 | 10
357 | 167 | 60125-4P-25HP VLSC | VLSC_60125_4P_25HP | 1523.3743 | 1523.3743 | 4570.123 | 3 | 0 | 3 | B | VLS_Inline | 6 | 6 | 6 | 8 | BranchMin_6BranchMax_8 | 6 | 8 | 16 | HeaderMin_8HeaderMax_16 | 12
357 | 167 | 60125-4P-25HP VLSC | VLSC_60125_4P_25HP | 1523.3743 | 1523.3743 | 4570.123 | 3 | 0 | 3 | B | VLS_Inline | 6 | 6 | 6 | 8 | BranchMin_6BranchMax_8 | 6 | 8 | 16 | HeaderMin_8HeaderMax_16 | 14
357 | 167 | 60125-4P-25HP VLSC | VLSC_60125_4P_25HP | 1523.3743 | 1523.3743 | 4570.123 | 3 | 0 | 3 | B | VLS_Inline | 6 | 6 | 6 | 8 | BranchMin_6BranchMax_8 | 6 | 8 | 16 | HeaderMin_8HeaderMax_16 | 16
357 | 167 | 60125-4P-25HP VLSC | VLSC_60125_4P_25HP | 1523.3743 | 1523.3743 | 4570.123 | 3 | 0 | 3 | B | VLS_Inline | 6 | 6 | 6 | 8 | BranchMin_6BranchMax_8 | 8 | 8 | 16 | HeaderMin_8HeaderMax_16 | 8 | INVALID
357 | 167 | 60125-4P-25HP VLSC | VLSC_60125_4P_25HP | 1523.3743 | 1523.3743 | 4570.123 | 3 | 0 | 3 | B | VLS_Inline | 6 | 6 | 6 | 8 | BranchMin_6BranchMax_8 | 8 | 8 | 16 | HeaderMin_8HeaderMax_16 | 10
357 | 167 | 60125-4P-25HP VLSC | VLSC_60125_4P_25HP | 1523.3743 | 1523.3743 | 4570.123 | 3 | 0 | 3 | B | VLS_Inline | 6 | 6 | 6 | 8 | BranchMin_6BranchMax_8 | 8 | 8 | 16 | HeaderMin_8HeaderMax_16 | 12
357 | 167 | 60125-4P-25HP VLSC | VLSC_60125_4P_25HP | 1523.3743 | 1523.3743 | 4570.123 | 3 | 0 | 3 | B | VLS_Inline | 6 | 6 | 6 | 8 | BranchMin_6BranchMax_8 | 8 | 8 | 16 | HeaderMin_8HeaderMax_16 | 14
357 | 167 | 60125-4P-25HP VLSC | VLSC_60125_4P_25HP | 1523.3743 | 1523.3743 | 4570.123 | 3 | 0 | 3 | B | VLS_Inline | 6 | 6 | 6 | 8 | BranchMin_6BranchMax_8 | 8 | 8 | 16 | HeaderMin_8HeaderMax_16 | 16
358 | 168 | 60125-4P-30HP VLSC | VLSC_60125_4P_30HP | 1625.1171 | 1625.1171 | 4875.3512 | 3 | 0 | 3 | B | VLS_Inline | 6 | 6 | 6 | 10 | BranchMin_6BranchMax_10 | 6 | 8 | 16 | HeaderMin_8HeaderMax_16 | 8
358 | 168 | 60125-4P-30HP VLSC | VLSC_60125_4P_30HP | 1625.1171 | 1625.1171 | 4875.3512 | 3 | 0 | 3 | B | VLS_Inline | 6 | 6 | 6 | 10 | BranchMin_6BranchMax_10 | 6 | 8 | 16 | HeaderMin_8HeaderMax_16 | 10
358 | 168 | 60125-4P-30HP VLSC | VLSC_60125_4P_30HP | 1625.1171 | 1625.1171 | 4875.3512 | 3 | 0 | 3 | B | VLS_Inline | 6 | 6 | 6 | 10 | BranchMin_6BranchMax_10 | 6 | 8 | 16 | HeaderMin_8HeaderMax_16 | 12
358 | 168 | 60125-4P-30HP VLSC | VLSC_60125_4P_30HP | 1625.1171 | 1625.1171 | 4875.3512 | 3 | 0 | 3 | B | VLS_Inline | 6 | 6 | 6 | 10 | BranchMin_6BranchMax_10 | 6 | 8 | 16 | HeaderMin_8HeaderMax_16 | 14
358 | 168 | 60125-4P-30HP VLSC | VLSC_60125_4P_30HP | 1625.1171 | 1625.1171 | 4875.3512 | 3 | 0 | 3 | B | VLS_Inline | 6 | 6 | 6 | 10 | BranchMin_6BranchMax_10 | 6 | 8 | 16 | HeaderMin_8HeaderMax_16 | 16
358 | 168 | 60125-4P-30HP VLSC | VLSC_60125_4P_30HP | 1625.1171 | 1625.1171 | 4875.3512 | 3 | 0 | 3 | B | VLS_Inline | 6 | 6 | 6 | 10 | BranchMin_6BranchMax_10 | 8 | 8 | 16 | HeaderMin_8HeaderMax_16 | 8 | INVALID
358 | 168 | 60125-4P-30HP VLSC | VLSC_60125_4P_30HP | 1625.1171 | 1625.1171 | 4875.3512 | 3 | 0 | 3 | B | VLS_Inline | 6 | 6 | 6 | 10 | BranchMin_6BranchMax_10 | 8 | 8 | 16 | HeaderMin_8HeaderMax_16 | 10
358 | 168 | 60125-4P-30HP VLSC | VLSC_60125_4P_30HP | 1625.1171 | 1625.1171 | 4875.3512 | 3 | 0 | 3 | B | VLS_Inline | 6 | 6 | 6 | 10 | BranchMin_6BranchMax_10 | 8 | 8 | 16 | HeaderMin_8HeaderMax_16 | 12
358 | 168 | 60125-4P-30HP VLSC | VLSC_60125_4P_30HP | 1625.1171 | 1625.1171 | 4875.3512 | 3 | 0 | 3 | B | VLS_Inline | 6 | 6 | 6 | 10 | BranchMin_6BranchMax_10 | 8 | 8 | 16 | HeaderMin_8HeaderMax_16 | 14
358 | 168 | 60125-4P-30HP VLSC | VLSC_60125_4P_30HP | 1625.1171 | 1625.1171 | 4875.3512 | 3 | 0 | 3 | B | VLS_Inline | 6 | 6 | 6 | 10 | BranchMin_6BranchMax_10 | 8 | 8 | 16 | HeaderMin_8HeaderMax_16 | 16
358 | 168 | 60125-4P-30HP VLSC | VLSC_60125_4P_30HP | 1625.1171 | 1625.1171 | 4875.3512 | 3 | 0 | 3 | B | VLS_Inline | 6 | 6 | 6 | 10 | BranchMin_6BranchMax_10 | 10 | 8 | 16 | HeaderMin_8HeaderMax_16 | 8 | INVALID
358 | 168 | 60125-4P-30HP VLSC | VLSC_60125_4P_30HP | 1625.1171 | 1625.1171 | 4875.3512 | 3 | 0 | 3 | B | VLS_Inline | 6 | 6 | 6 | 10 | BranchMin_6BranchMax_10 | 10 | 8 | 16 | HeaderMin_8HeaderMax_16 | 10 | INVALID
358 | 168 | 60125-4P-30HP VLSC | VLSC_60125_4P_30HP | 1625.1171 | 1625.1171 | 4875.3512 | 3 | 0 | 3 | B | VLS_Inline | 6 | 6 | 6 | 10 | BranchMin_6BranchMax_10 | 10 | 8 | 16 | HeaderMin_8HeaderMax_16 | 12
358 | 168 | 60125-4P-30HP VLSC | VLSC_60125_4P_30HP | 1625.1171 | 1625.1171 | 4875.3512 | 3 | 0 | 3 | B | VLS_Inline | 6 | 6 | 6 | 10 | BranchMin_6BranchMax_10 | 10 | 8 | 16 | HeaderMin_8HeaderMax_16 | 14
358 | 168 | 60125-4P-30HP VLSC | VLSC_60125_4P_30HP | 1625.1171 | 1625.1171 | 4875.3512 | 3 | 0 | 3 | B | VLS_Inline | 6 | 6 | 6 | 10 | BranchMin_6BranchMax_10 | 10 | 8 | 16 | HeaderMin_8HeaderMax_16 | 16
359 | 169 | 60125-4P-40HP VLSC | VLSC_60125_4P_40HP | 1757.2796 | 1757.2796 | 5271.8389 | 3 | 0 | 3 | B | VLS_Inline | 6 | 6 | 6 | 10 | BranchMin_6BranchMax_10 | 6 | 8 | 16 | HeaderMin_8HeaderMax_16 | 8
359 | 169 | 60125-4P-40HP VLSC | VLSC_60125_4P_40HP | 1757.2796 | 1757.2796 | 5271.8389 | 3 | 0 | 3 | B | VLS_Inline | 6 | 6 | 6 | 10 | BranchMin_6BranchMax_10 | 6 | 8 | 16 | HeaderMin_8HeaderMax_16 | 10
359 | 169 | 60125-4P-40HP VLSC | VLSC_60125_4P_40HP | 1757.2796 | 1757.2796 | 5271.8389 | 3 | 0 | 3 | B | VLS_Inline | 6 | 6 | 6 | 10 | BranchMin_6BranchMax_10 | 6 | 8 | 16 | HeaderMin_8HeaderMax_16 | 12
359 | 169 | 60125-4P-40HP VLSC | VLSC_60125_4P_40HP | 1757.2796 | 1757.2796 | 5271.8389 | 3 | 0 | 3 | B | VLS_Inline | 6 | 6 | 6 | 10 | BranchMin_6BranchMax_10 | 6 | 8 | 16 | HeaderMin_8HeaderMax_16 | 14
359 | 169 | 60125-4P-40HP VLSC | VLSC_60125_4P_40HP | 1757.2796 | 1757.2796 | 5271.8389 | 3 | 0 | 3 | B | VLS_Inline | 6 | 6 | 6 | 10 | BranchMin_6BranchMax_10 | 6 | 8 | 16 | HeaderMin_8HeaderMax_16 | 16
359 | 169 | 60125-4P-40HP VLSC | VLSC_60125_4P_40HP | 1757.2796 | 1757.2796 | 5271.8389 | 3 | 0 | 3 | B | VLS_Inline | 6 | 6 | 6 | 10 | BranchMin_6BranchMax_10 | 8 | 8 | 16 | HeaderMin_8HeaderMax_16 | 8 | INVALID
359 | 169 | 60125-4P-40HP VLSC | VLSC_60125_4P_40HP | 1757.2796 | 1757.2796 | 5271.8389 | 3 | 0 | 3 | B | VLS_Inline | 6 | 6 | 6 | 10 | BranchMin_6BranchMax_10 | 8 | 8 | 16 | HeaderMin_8HeaderMax_16 | 10
359 | 169 | 60125-4P-40HP VLSC | VLSC_60125_4P_40HP | 1757.2796 | 1757.2796 | 5271.8389 | 3 | 0 | 3 | B | VLS_Inline | 6 | 6 | 6 | 10 | BranchMin_6BranchMax_10 | 8 | 8 | 16 | HeaderMin_8HeaderMax_16 | 12
359 | 169 | 60125-4P-40HP VLSC | VLSC_60125_4P_40HP | 1757.2796 | 1757.2796 | 5271.8389 | 3 | 0 | 3 | B | VLS_Inline | 6 | 6 | 6 | 10 | BranchMin_6BranchMax_10 | 8 | 8 | 16 | HeaderMin_8HeaderMax_16 | 14
359 | 169 | 60125-4P-40HP VLSC | VLSC_60125_4P_40HP | 1757.2796 | 1757.2796 | 5271.8389 | 3 | 0 | 3 | B | VLS_Inline | 6 | 6 | 6 | 10 | BranchMin_6BranchMax_10 | 8 | 8 | 16 | HeaderMin_8HeaderMax_16 | 16
359 | 169 | 60125-4P-40HP VLSC | VLSC_60125_4P_40HP | 1757.2796 | 1757.2796 | 5271.8389 | 3 | 0 | 3 | B | VLS_Inline | 6 | 6 | 6 | 10 | BranchMin_6BranchMax_10 | 10 | 8 | 16 | HeaderMin_8HeaderMax_16 | 8 | INVALID
359 | 169 | 60125-4P-40HP VLSC | VLSC_60125_4P_40HP | 1757.2796 | 1757.2796 | 5271.8389 | 3 | 0 | 3 | B | VLS_Inline | 6 | 6 | 6 | 10 | BranchMin_6BranchMax_10 | 10 | 8 | 16 | HeaderMin_8HeaderMax_16 | 10 | INVALID
359 | 169 | 60125-4P-40HP VLSC | VLSC_60125_4P_40HP | 1757.2796 | 1757.2796 | 5271.8389 | 3 | 0 | 3 | B | VLS_Inline | 6 | 6 | 6 | 10 | BranchMin_6BranchMax_10 | 10 | 8 | 16 | HeaderMin_8HeaderMax_16 | 12
359 | 169 | 60125-4P-40HP VLSC | VLSC_60125_4P_40HP | 1757.2796 | 1757.2796 | 5271.8389 | 3 | 0 | 3 | B | VLS_Inline | 6 | 6 | 6 | 10 | BranchMin_6BranchMax_10 | 10 | 8 | 16 | HeaderMin_8HeaderMax_16 | 14
359 | 169 | 60125-4P-40HP VLSC | VLSC_60125_4P_40HP | 1757.2796 | 1757.2796 | 5271.8389 | 3 | 0 | 3 | B | VLS_Inline | 6 | 6 | 6 | 10 | BranchMin_6BranchMax_10 | 10 | 8 | 16 | HeaderMin_8HeaderMax_16 | 16
360 | 170 | 60125-4P-50HP VLSC | VLSC_60125_4P_50HP | 1846.8509 | 1846.8509 | 5540.5526 | 3 | 0 | 3 | B | VLS_Inline | 6 | 6 | 6 | 10 | BranchMin_6BranchMax_10 | 6 | 8 | 16 | HeaderMin_8HeaderMax_16 | 8
360 | 170 | 60125-4P-50HP VLSC | VLSC_60125_4P_50HP | 1846.8509 | 1846.8509 | 5540.5526 | 3 | 0 | 3 | B | VLS_Inline | 6 | 6 | 6 | 10 | BranchMin_6BranchMax_10 | 6 | 8 | 16 | HeaderMin_8HeaderMax_16 | 10
360 | 170 | 60125-4P-50HP VLSC | VLSC_60125_4P_50HP | 1846.8509 | 1846.8509 | 5540.5526 | 3 | 0 | 3 | B | VLS_Inline | 6 | 6 | 6 | 10 | BranchMin_6BranchMax_10 | 6 | 8 | 16 | HeaderMin_8HeaderMax_16 | 12
360 | 170 | 60125-4P-50HP VLSC | VLSC_60125_4P_50HP | 1846.8509 | 1846.8509 | 5540.5526 | 3 | 0 | 3 | B | VLS_Inline | 6 | 6 | 6 | 10 | BranchMin_6BranchMax_10 | 6 | 8 | 16 | HeaderMin_8HeaderMax_16 | 14
360 | 170 | 60125-4P-50HP VLSC | VLSC_60125_4P_50HP | 1846.8509 | 1846.8509 | 5540.5526 | 3 | 0 | 3 | B | VLS_Inline | 6 | 6 | 6 | 10 | BranchMin_6BranchMax_10 | 6 | 8 | 16 | HeaderMin_8HeaderMax_16 | 16
360 | 170 | 60125-4P-50HP VLSC | VLSC_60125_4P_50HP | 1846.8509 | 1846.8509 | 5540.5526 | 3 | 0 | 3 | B | VLS_Inline | 6 | 6 | 6 | 10 | BranchMin_6BranchMax_10 | 8 | 8 | 16 | HeaderMin_8HeaderMax_16 | 8 | INVALID
360 | 170 | 60125-4P-50HP VLSC | VLSC_60125_4P_50HP | 1846.8509 | 1846.8509 | 5540.5526 | 3 | 0 | 3 | B | VLS_Inline | 6 | 6 | 6 | 10 | BranchMin_6BranchMax_10 | 8 | 8 | 16 | HeaderMin_8HeaderMax_16 | 10
360 | 170 | 60125-4P-50HP VLSC | VLSC_60125_4P_50HP | 1846.8509 | 1846.8509 | 5540.5526 | 3 | 0 | 3 | B | VLS_Inline | 6 | 6 | 6 | 10 | BranchMin_6BranchMax_10 | 8 | 8 | 16 | HeaderMin_8HeaderMax_16 | 12
360 | 170 | 60125-4P-50HP VLSC | VLSC_60125_4P_50HP | 1846.8509 | 1846.8509 | 5540.5526 | 3 | 0 | 3 | B | VLS_Inline | 6 | 6 | 6 | 10 | BranchMin_6BranchMax_10 | 8 | 8 | 16 | HeaderMin_8HeaderMax_16 | 14
360 | 170 | 60125-4P-50HP VLSC | VLSC_60125_4P_50HP | 1846.8509 | 1846.8509 | 5540.5526 | 3 | 0 | 3 | B | VLS_Inline | 6 | 6 | 6 | 10 | BranchMin_6BranchMax_10 | 8 | 8 | 16 | HeaderMin_8HeaderMax_16 | 16
360 | 170 | 60125-4P-50HP VLSC | VLSC_60125_4P_50HP | 1846.8509 | 1846.8509 | 5540.5526 | 3 | 0 | 3 | B | VLS_Inline | 6 | 6 | 6 | 10 | BranchMin_6BranchMax_10 | 10 | 8 | 16 | HeaderMin_8HeaderMax_16 | 8 | INVALID
360 | 170 | 60125-4P-50HP VLSC | VLSC_60125_4P_50HP | 1846.8509 | 1846.8509 | 5540.5526 | 3 | 0 | 3 | B | VLS_Inline | 6 | 6 | 6 | 10 | BranchMin_6BranchMax_10 | 10 | 8 | 16 | HeaderMin_8HeaderMax_16 | 10 | INVALID
360 | 170 | 60125-4P-50HP VLSC | VLSC_60125_4P_50HP | 1846.8509 | 1846.8509 | 5540.5526 | 3 | 0 | 3 | B | VLS_Inline | 6 | 6 | 6 | 10 | BranchMin_6BranchMax_10 | 10 | 8 | 16 | HeaderMin_8HeaderMax_16 | 12
360 | 170 | 60125-4P-50HP VLSC | VLSC_60125_4P_50HP | 1846.8509 | 1846.8509 | 5540.5526 | 3 | 0 | 3 | B | VLS_Inline | 6 | 6 | 6 | 10 | BranchMin_6BranchMax_10 | 10 | 8 | 16 | HeaderMin_8HeaderMax_16 | 14
360 | 170 | 60125-4P-50HP VLSC | VLSC_60125_4P_50HP | 1846.8509 | 1846.8509 | 5540.5526 | 3 | 0 | 3 | B | VLS_Inline | 6 | 6 | 6 | 10 | BranchMin_6BranchMax_10 | 10 | 8 | 16 | HeaderMin_8HeaderMax_16 | 16
361 | 171 | 60125-4P-60HP VLSC | VLSC_60125_4P_60HP | 1914.581 | 1914.581 | 5743.743 | 3 | 0 | 3 | B | VLS_Inline | 6 | 6 | 6 | 10 | BranchMin_6BranchMax_10 | 6 | 8 | 18 | HeaderMin_8HeaderMax_18 | 8
361 | 171 | 60125-4P-60HP VLSC | VLSC_60125_4P_60HP | 1914.581 | 1914.581 | 5743.743 | 3 | 0 | 3 | B | VLS_Inline | 6 | 6 | 6 | 10 | BranchMin_6BranchMax_10 | 6 | 8 | 18 | HeaderMin_8HeaderMax_18 | 10
361 | 171 | 60125-4P-60HP VLSC | VLSC_60125_4P_60HP | 1914.581 | 1914.581 | 5743.743 | 3 | 0 | 3 | B | VLS_Inline | 6 | 6 | 6 | 10 | BranchMin_6BranchMax_10 | 6 | 8 | 18 | HeaderMin_8HeaderMax_18 | 12
361 | 171 | 60125-4P-60HP VLSC | VLSC_60125_4P_60HP | 1914.581 | 1914.581 | 5743.743 | 3 | 0 | 3 | B | VLS_Inline | 6 | 6 | 6 | 10 | BranchMin_6BranchMax_10 | 6 | 8 | 18 | HeaderMin_8HeaderMax_18 | 14
361 | 171 | 60125-4P-60HP VLSC | VLSC_60125_4P_60HP | 1914.581 | 1914.581 | 5743.743 | 3 | 0 | 3 | B | VLS_Inline | 6 | 6 | 6 | 10 | BranchMin_6BranchMax_10 | 6 | 8 | 18 | HeaderMin_8HeaderMax_18 | 16
361 | 171 | 60125-4P-60HP VLSC | VLSC_60125_4P_60HP | 1914.581 | 1914.581 | 5743.743 | 3 | 0 | 3 | B | VLS_Inline | 6 | 6 | 6 | 10 | BranchMin_6BranchMax_10 | 6 | 8 | 18 | HeaderMin_8HeaderMax_18 | 18
361 | 171 | 60125-4P-60HP VLSC | VLSC_60125_4P_60HP | 1914.581 | 1914.581 | 5743.743 | 3 | 0 | 3 | B | VLS_Inline | 6 | 6 | 6 | 10 | BranchMin_6BranchMax_10 | 8 | 8 | 18 | HeaderMin_8HeaderMax_18 | 8 | INVALID
361 | 171 | 60125-4P-60HP VLSC | VLSC_60125_4P_60HP | 1914.581 | 1914.581 | 5743.743 | 3 | 0 | 3 | B | VLS_Inline | 6 | 6 | 6 | 10 | BranchMin_6BranchMax_10 | 8 | 8 | 18 | HeaderMin_8HeaderMax_18 | 10
361 | 171 | 60125-4P-60HP VLSC | VLSC_60125_4P_60HP | 1914.581 | 1914.581 | 5743.743 | 3 | 0 | 3 | B | VLS_Inline | 6 | 6 | 6 | 10 | BranchMin_6BranchMax_10 | 8 | 8 | 18 | HeaderMin_8HeaderMax_18 | 12
361 | 171 | 60125-4P-60HP VLSC | VLSC_60125_4P_60HP | 1914.581 | 1914.581 | 5743.743 | 3 | 0 | 3 | B | VLS_Inline | 6 | 6 | 6 | 10 | BranchMin_6BranchMax_10 | 8 | 8 | 18 | HeaderMin_8HeaderMax_18 | 14
361 | 171 | 60125-4P-60HP VLSC | VLSC_60125_4P_60HP | 1914.581 | 1914.581 | 5743.743 | 3 | 0 | 3 | B | VLS_Inline | 6 | 6 | 6 | 10 | BranchMin_6BranchMax_10 | 8 | 8 | 18 | HeaderMin_8HeaderMax_18 | 16
361 | 171 | 60125-4P-60HP VLSC | VLSC_60125_4P_60HP | 1914.581 | 1914.581 | 5743.743 | 3 | 0 | 3 | B | VLS_Inline | 6 | 6 | 6 | 10 | BranchMin_6BranchMax_10 | 8 | 8 | 18 | HeaderMin_8HeaderMax_18 | 18
361 | 171 | 60125-4P-60HP VLSC | VLSC_60125_4P_60HP | 1914.581 | 1914.581 | 5743.743 | 3 | 0 | 3 | B | VLS_Inline | 6 | 6 | 6 | 10 | BranchMin_6BranchMax_10 | 10 | 8 | 18 | HeaderMin_8HeaderMax_18 | 8 | INVALID
361 | 171 | 60125-4P-60HP VLSC | VLSC_60125_4P_60HP | 1914.581 | 1914.581 | 5743.743 | 3 | 0 | 3 | B | VLS_Inline | 6 | 6 | 6 | 10 | BranchMin_6BranchMax_10 | 10 | 8 | 18 | HeaderMin_8HeaderMax_18 | 10 | INVALID
361 | 171 | 60125-4P-60HP VLSC | VLSC_60125_4P_60HP | 1914.581 | 1914.581 | 5743.743 | 3 | 0 | 3 | B | VLS_Inline | 6 | 6 | 6 | 10 | BranchMin_6BranchMax_10 | 10 | 8 | 18 | HeaderMin_8HeaderMax_18 | 12
361 | 171 | 60125-4P-60HP VLSC | VLSC_60125_4P_60HP | 1914.581 | 1914.581 | 5743.743 | 3 | 0 | 3 | B | VLS_Inline | 6 | 6 | 6 | 10 | BranchMin_6BranchMax_10 | 10 | 8 | 18 | HeaderMin_8HeaderMax_18 | 14
361 | 171 | 60125-4P-60HP VLSC | VLSC_60125_4P_60HP | 1914.581 | 1914.581 | 5743.743 | 3 | 0 | 3 | B | VLS_Inline | 6 | 6 | 6 | 10 | BranchMin_6BranchMax_10 | 10 | 8 | 18 | HeaderMin_8HeaderMax_18 | 16
361 | 171 | 60125-4P-60HP VLSC | VLSC_60125_4P_60HP | 1914.581 | 1914.581 | 5743.743 | 3 | 0 | 3 | B | VLS_Inline | 6 | 6 | 6 | 10 | BranchMin_6BranchMax_10 | 10 | 8 | 18 | HeaderMin_8HeaderMax_18 | 18
362 | 172 | 60157-4P-75HP VLSC | VLSC_60157_4P_75HP | 1634.3829 | 1634.3829 | 4903.1487 | 3 | 0 | 3 | B | VLS_Inline | 6 | 6 | 6 | 10 | BranchMin_6BranchMax_10 | 6 | 8 | 16 | HeaderMin_8HeaderMax_16 | 8
362 | 172 | 60157-4P-75HP VLSC | VLSC_60157_4P_75HP | 1634.3829 | 1634.3829 | 4903.1487 | 3 | 0 | 3 | B | VLS_Inline | 6 | 6 | 6 | 10 | BranchMin_6BranchMax_10 | 6 | 8 | 16 | HeaderMin_8HeaderMax_16 | 10
362 | 172 | 60157-4P-75HP VLSC | VLSC_60157_4P_75HP | 1634.3829 | 1634.3829 | 4903.1487 | 3 | 0 | 3 | B | VLS_Inline | 6 | 6 | 6 | 10 | BranchMin_6BranchMax_10 | 6 | 8 | 16 | HeaderMin_8HeaderMax_16 | 12
362 | 172 | 60157-4P-75HP VLSC | VLSC_60157_4P_75HP | 1634.3829 | 1634.3829 | 4903.1487 | 3 | 0 | 3 | B | VLS_Inline | 6 | 6 | 6 | 10 | BranchMin_6BranchMax_10 | 6 | 8 | 16 | HeaderMin_8HeaderMax_16 | 14
362 | 172 | 60157-4P-75HP VLSC | VLSC_60157_4P_75HP | 1634.3829 | 1634.3829 | 4903.1487 | 3 | 0 | 3 | B | VLS_Inline | 6 | 6 | 6 | 10 | BranchMin_6BranchMax_10 | 6 | 8 | 16 | HeaderMin_8HeaderMax_16 | 16
362 | 172 | 60157-4P-75HP VLSC | VLSC_60157_4P_75HP | 1634.3829 | 1634.3829 | 4903.1487 | 3 | 0 | 3 | B | VLS_Inline | 6 | 6 | 6 | 10 | BranchMin_6BranchMax_10 | 8 | 8 | 16 | HeaderMin_8HeaderMax_16 | 8 | INVALID
362 | 172 | 60157-4P-75HP VLSC | VLSC_60157_4P_75HP | 1634.3829 | 1634.3829 | 4903.1487 | 3 | 0 | 3 | B | VLS_Inline | 6 | 6 | 6 | 10 | BranchMin_6BranchMax_10 | 8 | 8 | 16 | HeaderMin_8HeaderMax_16 | 10
362 | 172 | 60157-4P-75HP VLSC | VLSC_60157_4P_75HP | 1634.3829 | 1634.3829 | 4903.1487 | 3 | 0 | 3 | B | VLS_Inline | 6 | 6 | 6 | 10 | BranchMin_6BranchMax_10 | 8 | 8 | 16 | HeaderMin_8HeaderMax_16 | 12
362 | 172 | 60157-4P-75HP VLSC | VLSC_60157_4P_75HP | 1634.3829 | 1634.3829 | 4903.1487 | 3 | 0 | 3 | B | VLS_Inline | 6 | 6 | 6 | 10 | BranchMin_6BranchMax_10 | 8 | 8 | 16 | HeaderMin_8HeaderMax_16 | 14
362 | 172 | 60157-4P-75HP VLSC | VLSC_60157_4P_75HP | 1634.3829 | 1634.3829 | 4903.1487 | 3 | 0 | 3 | B | VLS_Inline | 6 | 6 | 6 | 10 | BranchMin_6BranchMax_10 | 8 | 8 | 16 | HeaderMin_8HeaderMax_16 | 16
362 | 172 | 60157-4P-75HP VLSC | VLSC_60157_4P_75HP | 1634.3829 | 1634.3829 | 4903.1487 | 3 | 0 | 3 | B | VLS_Inline | 6 | 6 | 6 | 10 | BranchMin_6BranchMax_10 | 10 | 8 | 16 | HeaderMin_8HeaderMax_16 | 8 | INVALID
362 | 172 | 60157-4P-75HP VLSC | VLSC_60157_4P_75HP | 1634.3829 | 1634.3829 | 4903.1487 | 3 | 0 | 3 | B | VLS_Inline | 6 | 6 | 6 | 10 | BranchMin_6BranchMax_10 | 10 | 8 | 16 | HeaderMin_8HeaderMax_16 | 10 | INVALID
362 | 172 | 60157-4P-75HP VLSC | VLSC_60157_4P_75HP | 1634.3829 | 1634.3829 | 4903.1487 | 3 | 0 | 3 | B | VLS_Inline | 6 | 6 | 6 | 10 | BranchMin_6BranchMax_10 | 10 | 8 | 16 | HeaderMin_8HeaderMax_16 | 12
362 | 172 | 60157-4P-75HP VLSC | VLSC_60157_4P_75HP | 1634.3829 | 1634.3829 | 4903.1487 | 3 | 0 | 3 | B | VLS_Inline | 6 | 6 | 6 | 10 | BranchMin_6BranchMax_10 | 10 | 8 | 16 | HeaderMin_8HeaderMax_16 | 14
362 | 172 | 60157-4P-75HP VLSC | VLSC_60157_4P_75HP | 1634.3829 | 1634.3829 | 4903.1487 | 3 | 0 | 3 | B | VLS_Inline | 6 | 6 | 6 | 10 | BranchMin_6BranchMax_10 | 10 | 8 | 16 | HeaderMin_8HeaderMax_16 | 16
363 | 173 | 60157-4P-100HP VLSC | VLSC_60157_4P_100HP | 1915.2738 | 1915.2738 | 5745.8213 | 3 | 0 | 3 | B | VLS_Inline | 6 | 6 | 6 | 10 | BranchMin_6BranchMax_10 | 6 | 8 | 18 | HeaderMin_8HeaderMax_18 | 8
363 | 173 | 60157-4P-100HP VLSC | VLSC_60157_4P_100HP | 1915.2738 | 1915.2738 | 5745.8213 | 3 | 0 | 3 | B | VLS_Inline | 6 | 6 | 6 | 10 | BranchMin_6BranchMax_10 | 6 | 8 | 18 | HeaderMin_8HeaderMax_18 | 10
363 | 173 | 60157-4P-100HP VLSC | VLSC_60157_4P_100HP | 1915.2738 | 1915.2738 | 5745.8213 | 3 | 0 | 3 | B | VLS_Inline | 6 | 6 | 6 | 10 | BranchMin_6BranchMax_10 | 6 | 8 | 18 | HeaderMin_8HeaderMax_18 | 12
363 | 173 | 60157-4P-100HP VLSC | VLSC_60157_4P_100HP | 1915.2738 | 1915.2738 | 5745.8213 | 3 | 0 | 3 | B | VLS_Inline | 6 | 6 | 6 | 10 | BranchMin_6BranchMax_10 | 6 | 8 | 18 | HeaderMin_8HeaderMax_18 | 14
363 | 173 | 60157-4P-100HP VLSC | VLSC_60157_4P_100HP | 1915.2738 | 1915.2738 | 5745.8213 | 3 | 0 | 3 | B | VLS_Inline | 6 | 6 | 6 | 10 | BranchMin_6BranchMax_10 | 6 | 8 | 18 | HeaderMin_8HeaderMax_18 | 16
363 | 173 | 60157-4P-100HP VLSC | VLSC_60157_4P_100HP | 1915.2738 | 1915.2738 | 5745.8213 | 3 | 0 | 3 | B | VLS_Inline | 6 | 6 | 6 | 10 | BranchMin_6BranchMax_10 | 6 | 8 | 18 | HeaderMin_8HeaderMax_18 | 18
363 | 173 | 60157-4P-100HP VLSC | VLSC_60157_4P_100HP | 1915.2738 | 1915.2738 | 5745.8213 | 3 | 0 | 3 | B | VLS_Inline | 6 | 6 | 6 | 10 | BranchMin_6BranchMax_10 | 8 | 8 | 18 | HeaderMin_8HeaderMax_18 | 8 | INVALID
363 | 173 | 60157-4P-100HP VLSC | VLSC_60157_4P_100HP | 1915.2738 | 1915.2738 | 5745.8213 | 3 | 0 | 3 | B | VLS_Inline | 6 | 6 | 6 | 10 | BranchMin_6BranchMax_10 | 8 | 8 | 18 | HeaderMin_8HeaderMax_18 | 10
363 | 173 | 60157-4P-100HP VLSC | VLSC_60157_4P_100HP | 1915.2738 | 1915.2738 | 5745.8213 | 3 | 0 | 3 | B | VLS_Inline | 6 | 6 | 6 | 10 | BranchMin_6BranchMax_10 | 8 | 8 | 18 | HeaderMin_8HeaderMax_18 | 12
363 | 173 | 60157-4P-100HP VLSC | VLSC_60157_4P_100HP | 1915.2738 | 1915.2738 | 5745.8213 | 3 | 0 | 3 | B | VLS_Inline | 6 | 6 | 6 | 10 | BranchMin_6BranchMax_10 | 8 | 8 | 18 | HeaderMin_8HeaderMax_18 | 14
363 | 173 | 60157-4P-100HP VLSC | VLSC_60157_4P_100HP | 1915.2738 | 1915.2738 | 5745.8213 | 3 | 0 | 3 | B | VLS_Inline | 6 | 6 | 6 | 10 | BranchMin_6BranchMax_10 | 8 | 8 | 18 | HeaderMin_8HeaderMax_18 | 16
363 | 173 | 60157-4P-100HP VLSC | VLSC_60157_4P_100HP | 1915.2738 | 1915.2738 | 5745.8213 | 3 | 0 | 3 | B | VLS_Inline | 6 | 6 | 6 | 10 | BranchMin_6BranchMax_10 | 8 | 8 | 18 | HeaderMin_8HeaderMax_18 | 18
363 | 173 | 60157-4P-100HP VLSC | VLSC_60157_4P_100HP | 1915.2738 | 1915.2738 | 5745.8213 | 3 | 0 | 3 | B | VLS_Inline | 6 | 6 | 6 | 10 | BranchMin_6BranchMax_10 | 10 | 8 | 18 | HeaderMin_8HeaderMax_18 | 8 | INVALID
363 | 173 | 60157-4P-100HP VLSC | VLSC_60157_4P_100HP | 1915.2738 | 1915.2738 | 5745.8213 | 3 | 0 | 3 | B | VLS_Inline | 6 | 6 | 6 | 10 | BranchMin_6BranchMax_10 | 10 | 8 | 18 | HeaderMin_8HeaderMax_18 | 10 | INVALID
363 | 173 | 60157-4P-100HP VLSC | VLSC_60157_4P_100HP | 1915.2738 | 1915.2738 | 5745.8213 | 3 | 0 | 3 | B | VLS_Inline | 6 | 6 | 6 | 10 | BranchMin_6BranchMax_10 | 10 | 8 | 18 | HeaderMin_8HeaderMax_18 | 12
363 | 173 | 60157-4P-100HP VLSC | VLSC_60157_4P_100HP | 1915.2738 | 1915.2738 | 5745.8213 | 3 | 0 | 3 | B | VLS_Inline | 6 | 6 | 6 | 10 | BranchMin_6BranchMax_10 | 10 | 8 | 18 | HeaderMin_8HeaderMax_18 | 14
363 | 173 | 60157-4P-100HP VLSC | VLSC_60157_4P_100HP | 1915.2738 | 1915.2738 | 5745.8213 | 3 | 0 | 3 | B | VLS_Inline | 6 | 6 | 6 | 10 | BranchMin_6BranchMax_10 | 10 | 8 | 18 | HeaderMin_8HeaderMax_18 | 16
363 | 173 | 60157-4P-100HP VLSC | VLSC_60157_4P_100HP | 1915.2738 | 1915.2738 | 5745.8213 | 3 | 0 | 3 | B | VLS_Inline | 6 | 6 | 6 | 10 | BranchMin_6BranchMax_10 | 10 | 8 | 18 | HeaderMin_8HeaderMax_18 | 18
364 | 174 | 60157-4P-125HP VLSC | VLSC_60157_4P_125HP | 2165.2718 | 2165.2718 | 6495.8155 | 3 | 0 | 3 | B | VLS_Inline | 6 | 6 | 6 | 10 | BranchMin_6BranchMax_10 | 6 | 8 | 18 | HeaderMin_8HeaderMax_18 | 8
364 | 174 | 60157-4P-125HP VLSC | VLSC_60157_4P_125HP | 2165.2718 | 2165.2718 | 6495.8155 | 3 | 0 | 3 | B | VLS_Inline | 6 | 6 | 6 | 10 | BranchMin_6BranchMax_10 | 6 | 8 | 18 | HeaderMin_8HeaderMax_18 | 10
364 | 174 | 60157-4P-125HP VLSC | VLSC_60157_4P_125HP | 2165.2718 | 2165.2718 | 6495.8155 | 3 | 0 | 3 | B | VLS_Inline | 6 | 6 | 6 | 10 | BranchMin_6BranchMax_10 | 6 | 8 | 18 | HeaderMin_8HeaderMax_18 | 12
364 | 174 | 60157-4P-125HP VLSC | VLSC_60157_4P_125HP | 2165.2718 | 2165.2718 | 6495.8155 | 3 | 0 | 3 | B | VLS_Inline | 6 | 6 | 6 | 10 | BranchMin_6BranchMax_10 | 6 | 8 | 18 | HeaderMin_8HeaderMax_18 | 14
364 | 174 | 60157-4P-125HP VLSC | VLSC_60157_4P_125HP | 2165.2718 | 2165.2718 | 6495.8155 | 3 | 0 | 3 | B | VLS_Inline | 6 | 6 | 6 | 10 | BranchMin_6BranchMax_10 | 6 | 8 | 18 | HeaderMin_8HeaderMax_18 | 16
364 | 174 | 60157-4P-125HP VLSC | VLSC_60157_4P_125HP | 2165.2718 | 2165.2718 | 6495.8155 | 3 | 0 | 3 | B | VLS_Inline | 6 | 6 | 6 | 10 | BranchMin_6BranchMax_10 | 6 | 8 | 18 | HeaderMin_8HeaderMax_18 | 18
364 | 174 | 60157-4P-125HP VLSC | VLSC_60157_4P_125HP | 2165.2718 | 2165.2718 | 6495.8155 | 3 | 0 | 3 | B | VLS_Inline | 6 | 6 | 6 | 10 | BranchMin_6BranchMax_10 | 8 | 8 | 18 | HeaderMin_8HeaderMax_18 | 8 | INVALID
364 | 174 | 60157-4P-125HP VLSC | VLSC_60157_4P_125HP | 2165.2718 | 2165.2718 | 6495.8155 | 3 | 0 | 3 | B | VLS_Inline | 6 | 6 | 6 | 10 | BranchMin_6BranchMax_10 | 8 | 8 | 18 | HeaderMin_8HeaderMax_18 | 10
364 | 174 | 60157-4P-125HP VLSC | VLSC_60157_4P_125HP | 2165.2718 | 2165.2718 | 6495.8155 | 3 | 0 | 3 | B | VLS_Inline | 6 | 6 | 6 | 10 | BranchMin_6BranchMax_10 | 8 | 8 | 18 | HeaderMin_8HeaderMax_18 | 12
364 | 174 | 60157-4P-125HP VLSC | VLSC_60157_4P_125HP | 2165.2718 | 2165.2718 | 6495.8155 | 3 | 0 | 3 | B | VLS_Inline | 6 | 6 | 6 | 10 | BranchMin_6BranchMax_10 | 8 | 8 | 18 | HeaderMin_8HeaderMax_18 | 14
364 | 174 | 60157-4P-125HP VLSC | VLSC_60157_4P_125HP | 2165.2718 | 2165.2718 | 6495.8155 | 3 | 0 | 3 | B | VLS_Inline | 6 | 6 | 6 | 10 | BranchMin_6BranchMax_10 | 8 | 8 | 18 | HeaderMin_8HeaderMax_18 | 16
364 | 174 | 60157-4P-125HP VLSC | VLSC_60157_4P_125HP | 2165.2718 | 2165.2718 | 6495.8155 | 3 | 0 | 3 | B | VLS_Inline | 6 | 6 | 6 | 10 | BranchMin_6BranchMax_10 | 8 | 8 | 18 | HeaderMin_8HeaderMax_18 | 18
364 | 174 | 60157-4P-125HP VLSC | VLSC_60157_4P_125HP | 2165.2718 | 2165.2718 | 6495.8155 | 3 | 0 | 3 | B | VLS_Inline | 6 | 6 | 6 | 10 | BranchMin_6BranchMax_10 | 10 | 8 | 18 | HeaderMin_8HeaderMax_18 | 8 | INVALID
364 | 174 | 60157-4P-125HP VLSC | VLSC_60157_4P_125HP | 2165.2718 | 2165.2718 | 6495.8155 | 3 | 0 | 3 | B | VLS_Inline | 6 | 6 | 6 | 10 | BranchMin_6BranchMax_10 | 10 | 8 | 18 | HeaderMin_8HeaderMax_18 | 10 | INVALID
364 | 174 | 60157-4P-125HP VLSC | VLSC_60157_4P_125HP | 2165.2718 | 2165.2718 | 6495.8155 | 3 | 0 | 3 | B | VLS_Inline | 6 | 6 | 6 | 10 | BranchMin_6BranchMax_10 | 10 | 8 | 18 | HeaderMin_8HeaderMax_18 | 12
364 | 174 | 60157-4P-125HP VLSC | VLSC_60157_4P_125HP | 2165.2718 | 2165.2718 | 6495.8155 | 3 | 0 | 3 | B | VLS_Inline | 6 | 6 | 6 | 10 | BranchMin_6BranchMax_10 | 10 | 8 | 18 | HeaderMin_8HeaderMax_18 | 14
364 | 174 | 60157-4P-125HP VLSC | VLSC_60157_4P_125HP | 2165.2718 | 2165.2718 | 6495.8155 | 3 | 0 | 3 | B | VLS_Inline | 6 | 6 | 6 | 10 | BranchMin_6BranchMax_10 | 10 | 8 | 18 | HeaderMin_8HeaderMax_18 | 16
364 | 174 | 60157-4P-125HP VLSC | VLSC_60157_4P_125HP | 2165.2718 | 2165.2718 | 6495.8155 | 3 | 0 | 3 | B | VLS_Inline | 6 | 6 | 6 | 10 | BranchMin_6BranchMax_10 | 10 | 8 | 18 | HeaderMin_8HeaderMax_18 | 18
365 | 175 | 80951-4P-20HP VLSC | VLSC_80951_4P_20HP | 1914.1469 | 1914.1469 | 5742.4408 | 3 | 0 | 3 | B | VLS_Inline | 8 | 8 | 8 | 10 | BranchMin_8BranchMax_10 | 8 | 10 | 18 | HeaderMin_10HeaderMax_18 | 10
365 | 175 | 80951-4P-20HP VLSC | VLSC_80951_4P_20HP | 1914.1469 | 1914.1469 | 5742.4408 | 3 | 0 | 3 | B | VLS_Inline | 8 | 8 | 8 | 10 | BranchMin_8BranchMax_10 | 8 | 10 | 18 | HeaderMin_10HeaderMax_18 | 12
365 | 175 | 80951-4P-20HP VLSC | VLSC_80951_4P_20HP | 1914.1469 | 1914.1469 | 5742.4408 | 3 | 0 | 3 | B | VLS_Inline | 8 | 8 | 8 | 10 | BranchMin_8BranchMax_10 | 8 | 10 | 18 | HeaderMin_10HeaderMax_18 | 14
365 | 175 | 80951-4P-20HP VLSC | VLSC_80951_4P_20HP | 1914.1469 | 1914.1469 | 5742.4408 | 3 | 0 | 3 | B | VLS_Inline | 8 | 8 | 8 | 10 | BranchMin_8BranchMax_10 | 8 | 10 | 18 | HeaderMin_10HeaderMax_18 | 16
365 | 175 | 80951-4P-20HP VLSC | VLSC_80951_4P_20HP | 1914.1469 | 1914.1469 | 5742.4408 | 3 | 0 | 3 | B | VLS_Inline | 8 | 8 | 8 | 10 | BranchMin_8BranchMax_10 | 8 | 10 | 18 | HeaderMin_10HeaderMax_18 | 18
365 | 175 | 80951-4P-20HP VLSC | VLSC_80951_4P_20HP | 1914.1469 | 1914.1469 | 5742.4408 | 3 | 0 | 3 | B | VLS_Inline | 8 | 8 | 8 | 10 | BranchMin_8BranchMax_10 | 10 | 10 | 18 | HeaderMin_10HeaderMax_18 | 10 | INVALID
365 | 175 | 80951-4P-20HP VLSC | VLSC_80951_4P_20HP | 1914.1469 | 1914.1469 | 5742.4408 | 3 | 0 | 3 | B | VLS_Inline | 8 | 8 | 8 | 10 | BranchMin_8BranchMax_10 | 10 | 10 | 18 | HeaderMin_10HeaderMax_18 | 12
365 | 175 | 80951-4P-20HP VLSC | VLSC_80951_4P_20HP | 1914.1469 | 1914.1469 | 5742.4408 | 3 | 0 | 3 | B | VLS_Inline | 8 | 8 | 8 | 10 | BranchMin_8BranchMax_10 | 10 | 10 | 18 | HeaderMin_10HeaderMax_18 | 14
365 | 175 | 80951-4P-20HP VLSC | VLSC_80951_4P_20HP | 1914.1469 | 1914.1469 | 5742.4408 | 3 | 0 | 3 | B | VLS_Inline | 8 | 8 | 8 | 10 | BranchMin_8BranchMax_10 | 10 | 10 | 18 | HeaderMin_10HeaderMax_18 | 16
365 | 175 | 80951-4P-20HP VLSC | VLSC_80951_4P_20HP | 1914.1469 | 1914.1469 | 5742.4408 | 3 | 0 | 3 | B | VLS_Inline | 8 | 8 | 8 | 10 | BranchMin_8BranchMax_10 | 10 | 10 | 18 | HeaderMin_10HeaderMax_18 | 18
366 | 176 | 80951-4P-25HP VLSC | VLSC_80951_4P_25HP | 2017.9874 | 2017.9874 | 6053.9622 | 3 | 0 | 3 | B | VLS_Inline | 8 | 8 | 8 | 10 | BranchMin_8BranchMax_10 | 8 | 10 | 18 | HeaderMin_10HeaderMax_18 | 10
366 | 176 | 80951-4P-25HP VLSC | VLSC_80951_4P_25HP | 2017.9874 | 2017.9874 | 6053.9622 | 3 | 0 | 3 | B | VLS_Inline | 8 | 8 | 8 | 10 | BranchMin_8BranchMax_10 | 8 | 10 | 18 | HeaderMin_10HeaderMax_18 | 12
366 | 176 | 80951-4P-25HP VLSC | VLSC_80951_4P_25HP | 2017.9874 | 2017.9874 | 6053.9622 | 3 | 0 | 3 | B | VLS_Inline | 8 | 8 | 8 | 10 | BranchMin_8BranchMax_10 | 8 | 10 | 18 | HeaderMin_10HeaderMax_18 | 14
366 | 176 | 80951-4P-25HP VLSC | VLSC_80951_4P_25HP | 2017.9874 | 2017.9874 | 6053.9622 | 3 | 0 | 3 | B | VLS_Inline | 8 | 8 | 8 | 10 | BranchMin_8BranchMax_10 | 8 | 10 | 18 | HeaderMin_10HeaderMax_18 | 16
366 | 176 | 80951-4P-25HP VLSC | VLSC_80951_4P_25HP | 2017.9874 | 2017.9874 | 6053.9622 | 3 | 0 | 3 | B | VLS_Inline | 8 | 8 | 8 | 10 | BranchMin_8BranchMax_10 | 8 | 10 | 18 | HeaderMin_10HeaderMax_18 | 18
366 | 176 | 80951-4P-25HP VLSC | VLSC_80951_4P_25HP | 2017.9874 | 2017.9874 | 6053.9622 | 3 | 0 | 3 | B | VLS_Inline | 8 | 8 | 8 | 10 | BranchMin_8BranchMax_10 | 10 | 10 | 18 | HeaderMin_10HeaderMax_18 | 10 | INVALID
366 | 176 | 80951-4P-25HP VLSC | VLSC_80951_4P_25HP | 2017.9874 | 2017.9874 | 6053.9622 | 3 | 0 | 3 | B | VLS_Inline | 8 | 8 | 8 | 10 | BranchMin_8BranchMax_10 | 10 | 10 | 18 | HeaderMin_10HeaderMax_18 | 12
366 | 176 | 80951-4P-25HP VLSC | VLSC_80951_4P_25HP | 2017.9874 | 2017.9874 | 6053.9622 | 3 | 0 | 3 | B | VLS_Inline | 8 | 8 | 8 | 10 | BranchMin_8BranchMax_10 | 10 | 10 | 18 | HeaderMin_10HeaderMax_18 | 14
366 | 176 | 80951-4P-25HP VLSC | VLSC_80951_4P_25HP | 2017.9874 | 2017.9874 | 6053.9622 | 3 | 0 | 3 | B | VLS_Inline | 8 | 8 | 8 | 10 | BranchMin_8BranchMax_10 | 10 | 10 | 18 | HeaderMin_10HeaderMax_18 | 16
366 | 176 | 80951-4P-25HP VLSC | VLSC_80951_4P_25HP | 2017.9874 | 2017.9874 | 6053.9622 | 3 | 0 | 3 | B | VLS_Inline | 8 | 8 | 8 | 10 | BranchMin_8BranchMax_10 | 10 | 10 | 18 | HeaderMin_10HeaderMax_18 | 18
367 | 177 | 80951-4P-30HP VLSC | VLSC_80951_4P_30HP | 2141.5995 | 2141.5995 | 6424.7985 | 3 | 0 | 3 | B | VLS_Inline | 8 | 8 | 8 | 10 | BranchMin_8BranchMax_10 | 8 | 10 | 18 | HeaderMin_10HeaderMax_18 | 10
367 | 177 | 80951-4P-30HP VLSC | VLSC_80951_4P_30HP | 2141.5995 | 2141.5995 | 6424.7985 | 3 | 0 | 3 | B | VLS_Inline | 8 | 8 | 8 | 10 | BranchMin_8BranchMax_10 | 8 | 10 | 18 | HeaderMin_10HeaderMax_18 | 12
367 | 177 | 80951-4P-30HP VLSC | VLSC_80951_4P_30HP | 2141.5995 | 2141.5995 | 6424.7985 | 3 | 0 | 3 | B | VLS_Inline | 8 | 8 | 8 | 10 | BranchMin_8BranchMax_10 | 8 | 10 | 18 | HeaderMin_10HeaderMax_18 | 14
367 | 177 | 80951-4P-30HP VLSC | VLSC_80951_4P_30HP | 2141.5995 | 2141.5995 | 6424.7985 | 3 | 0 | 3 | B | VLS_Inline | 8 | 8 | 8 | 10 | BranchMin_8BranchMax_10 | 8 | 10 | 18 | HeaderMin_10HeaderMax_18 | 16
367 | 177 | 80951-4P-30HP VLSC | VLSC_80951_4P_30HP | 2141.5995 | 2141.5995 | 6424.7985 | 3 | 0 | 3 | B | VLS_Inline | 8 | 8 | 8 | 10 | BranchMin_8BranchMax_10 | 8 | 10 | 18 | HeaderMin_10HeaderMax_18 | 18
367 | 177 | 80951-4P-30HP VLSC | VLSC_80951_4P_30HP | 2141.5995 | 2141.5995 | 6424.7985 | 3 | 0 | 3 | B | VLS_Inline | 8 | 8 | 8 | 10 | BranchMin_8BranchMax_10 | 10 | 10 | 18 | HeaderMin_10HeaderMax_18 | 10 | INVALID
367 | 177 | 80951-4P-30HP VLSC | VLSC_80951_4P_30HP | 2141.5995 | 2141.5995 | 6424.7985 | 3 | 0 | 3 | B | VLS_Inline | 8 | 8 | 8 | 10 | BranchMin_8BranchMax_10 | 10 | 10 | 18 | HeaderMin_10HeaderMax_18 | 12
367 | 177 | 80951-4P-30HP VLSC | VLSC_80951_4P_30HP | 2141.5995 | 2141.5995 | 6424.7985 | 3 | 0 | 3 | B | VLS_Inline | 8 | 8 | 8 | 10 | BranchMin_8BranchMax_10 | 10 | 10 | 18 | HeaderMin_10HeaderMax_18 | 14
367 | 177 | 80951-4P-30HP VLSC | VLSC_80951_4P_30HP | 2141.5995 | 2141.5995 | 6424.7985 | 3 | 0 | 3 | B | VLS_Inline | 8 | 8 | 8 | 10 | BranchMin_8BranchMax_10 | 10 | 10 | 18 | HeaderMin_10HeaderMax_18 | 16
367 | 177 | 80951-4P-30HP VLSC | VLSC_80951_4P_30HP | 2141.5995 | 2141.5995 | 6424.7985 | 3 | 0 | 3 | B | VLS_Inline | 8 | 8 | 8 | 10 | BranchMin_8BranchMax_10 | 10 | 10 | 18 | HeaderMin_10HeaderMax_18 | 18
368 | 178 | 80951-4P-40HP VLSC | VLSC_80951_4P_40HP | 2290.5785 | 2290.5785 | 6871.7355 | 3 | 0 | 3 | B | VLS_Inline | 8 | 8 | 8 | 10 | BranchMin_8BranchMax_10 | 8 | 10 | 18 | HeaderMin_10HeaderMax_18 | 10
368 | 178 | 80951-4P-40HP VLSC | VLSC_80951_4P_40HP | 2290.5785 | 2290.5785 | 6871.7355 | 3 | 0 | 3 | B | VLS_Inline | 8 | 8 | 8 | 10 | BranchMin_8BranchMax_10 | 8 | 10 | 18 | HeaderMin_10HeaderMax_18 | 12
368 | 178 | 80951-4P-40HP VLSC | VLSC_80951_4P_40HP | 2290.5785 | 2290.5785 | 6871.7355 | 3 | 0 | 3 | B | VLS_Inline | 8 | 8 | 8 | 10 | BranchMin_8BranchMax_10 | 8 | 10 | 18 | HeaderMin_10HeaderMax_18 | 14
368 | 178 | 80951-4P-40HP VLSC | VLSC_80951_4P_40HP | 2290.5785 | 2290.5785 | 6871.7355 | 3 | 0 | 3 | B | VLS_Inline | 8 | 8 | 8 | 10 | BranchMin_8BranchMax_10 | 8 | 10 | 18 | HeaderMin_10HeaderMax_18 | 16
368 | 178 | 80951-4P-40HP VLSC | VLSC_80951_4P_40HP | 2290.5785 | 2290.5785 | 6871.7355 | 3 | 0 | 3 | B | VLS_Inline | 8 | 8 | 8 | 10 | BranchMin_8BranchMax_10 | 8 | 10 | 18 | HeaderMin_10HeaderMax_18 | 18
368 | 178 | 80951-4P-40HP VLSC | VLSC_80951_4P_40HP | 2290.5785 | 2290.5785 | 6871.7355 | 3 | 0 | 3 | B | VLS_Inline | 8 | 8 | 8 | 10 | BranchMin_8BranchMax_10 | 10 | 10 | 18 | HeaderMin_10HeaderMax_18 | 10 | INVALID
368 | 178 | 80951-4P-40HP VLSC | VLSC_80951_4P_40HP | 2290.5785 | 2290.5785 | 6871.7355 | 3 | 0 | 3 | B | VLS_Inline | 8 | 8 | 8 | 10 | BranchMin_8BranchMax_10 | 10 | 10 | 18 | HeaderMin_10HeaderMax_18 | 12
368 | 178 | 80951-4P-40HP VLSC | VLSC_80951_4P_40HP | 2290.5785 | 2290.5785 | 6871.7355 | 3 | 0 | 3 | B | VLS_Inline | 8 | 8 | 8 | 10 | BranchMin_8BranchMax_10 | 10 | 10 | 18 | HeaderMin_10HeaderMax_18 | 14
368 | 178 | 80951-4P-40HP VLSC | VLSC_80951_4P_40HP | 2290.5785 | 2290.5785 | 6871.7355 | 3 | 0 | 3 | B | VLS_Inline | 8 | 8 | 8 | 10 | BranchMin_8BranchMax_10 | 10 | 10 | 18 | HeaderMin_10HeaderMax_18 | 16
368 | 178 | 80951-4P-40HP VLSC | VLSC_80951_4P_40HP | 2290.5785 | 2290.5785 | 6871.7355 | 3 | 0 | 3 | B | VLS_Inline | 8 | 8 | 8 | 10 | BranchMin_8BranchMax_10 | 10 | 10 | 18 | HeaderMin_10HeaderMax_18 | 18
369 | 179 | 80123-4P-25HP VLSC | VLSC_80123_4P_25HP | 1727.4951 | 1727.4951 | 5182.4854 | 3 | 0 | 3 | B | VLS_Inline | 8 | 8 | 8 | 10 | BranchMin_8BranchMax_10 | 8 | 10 | 16 | HeaderMin_10HeaderMax_16 | 10
369 | 179 | 80123-4P-25HP VLSC | VLSC_80123_4P_25HP | 1727.4951 | 1727.4951 | 5182.4854 | 3 | 0 | 3 | B | VLS_Inline | 8 | 8 | 8 | 10 | BranchMin_8BranchMax_10 | 8 | 10 | 16 | HeaderMin_10HeaderMax_16 | 12
369 | 179 | 80123-4P-25HP VLSC | VLSC_80123_4P_25HP | 1727.4951 | 1727.4951 | 5182.4854 | 3 | 0 | 3 | B | VLS_Inline | 8 | 8 | 8 | 10 | BranchMin_8BranchMax_10 | 8 | 10 | 16 | HeaderMin_10HeaderMax_16 | 14
369 | 179 | 80123-4P-25HP VLSC | VLSC_80123_4P_25HP | 1727.4951 | 1727.4951 | 5182.4854 | 3 | 0 | 3 | B | VLS_Inline | 8 | 8 | 8 | 10 | BranchMin_8BranchMax_10 | 8 | 10 | 16 | HeaderMin_10HeaderMax_16 | 16
369 | 179 | 80123-4P-25HP VLSC | VLSC_80123_4P_25HP | 1727.4951 | 1727.4951 | 5182.4854 | 3 | 0 | 3 | B | VLS_Inline | 8 | 8 | 8 | 10 | BranchMin_8BranchMax_10 | 10 | 10 | 16 | HeaderMin_10HeaderMax_16 | 10 | INVALID
369 | 179 | 80123-4P-25HP VLSC | VLSC_80123_4P_25HP | 1727.4951 | 1727.4951 | 5182.4854 | 3 | 0 | 3 | B | VLS_Inline | 8 | 8 | 8 | 10 | BranchMin_8BranchMax_10 | 10 | 10 | 16 | HeaderMin_10HeaderMax_16 | 12
369 | 179 | 80123-4P-25HP VLSC | VLSC_80123_4P_25HP | 1727.4951 | 1727.4951 | 5182.4854 | 3 | 0 | 3 | B | VLS_Inline | 8 | 8 | 8 | 10 | BranchMin_8BranchMax_10 | 10 | 10 | 16 | HeaderMin_10HeaderMax_16 | 14
369 | 179 | 80123-4P-25HP VLSC | VLSC_80123_4P_25HP | 1727.4951 | 1727.4951 | 5182.4854 | 3 | 0 | 3 | B | VLS_Inline | 8 | 8 | 8 | 10 | BranchMin_8BranchMax_10 | 10 | 10 | 16 | HeaderMin_10HeaderMax_16 | 16
370 | 180 | 80123-4P-30HP VLSC | VLSC_80123_4P_30HP | 1826.6982 | 1826.6982 | 5480.0947 | 3 | 0 | 3 | B | VLS_Inline | 8 | 8 | 8 | 10 | BranchMin_8BranchMax_10 | 8 | 10 | 16 | HeaderMin_10HeaderMax_16 | 10
370 | 180 | 80123-4P-30HP VLSC | VLSC_80123_4P_30HP | 1826.6982 | 1826.6982 | 5480.0947 | 3 | 0 | 3 | B | VLS_Inline | 8 | 8 | 8 | 10 | BranchMin_8BranchMax_10 | 8 | 10 | 16 | HeaderMin_10HeaderMax_16 | 12
370 | 180 | 80123-4P-30HP VLSC | VLSC_80123_4P_30HP | 1826.6982 | 1826.6982 | 5480.0947 | 3 | 0 | 3 | B | VLS_Inline | 8 | 8 | 8 | 10 | BranchMin_8BranchMax_10 | 8 | 10 | 16 | HeaderMin_10HeaderMax_16 | 14
370 | 180 | 80123-4P-30HP VLSC | VLSC_80123_4P_30HP | 1826.6982 | 1826.6982 | 5480.0947 | 3 | 0 | 3 | B | VLS_Inline | 8 | 8 | 8 | 10 | BranchMin_8BranchMax_10 | 8 | 10 | 16 | HeaderMin_10HeaderMax_16 | 16
370 | 180 | 80123-4P-30HP VLSC | VLSC_80123_4P_30HP | 1826.6982 | 1826.6982 | 5480.0947 | 3 | 0 | 3 | B | VLS_Inline | 8 | 8 | 8 | 10 | BranchMin_8BranchMax_10 | 10 | 10 | 16 | HeaderMin_10HeaderMax_16 | 10 | INVALID
370 | 180 | 80123-4P-30HP VLSC | VLSC_80123_4P_30HP | 1826.6982 | 1826.6982 | 5480.0947 | 3 | 0 | 3 | B | VLS_Inline | 8 | 8 | 8 | 10 | BranchMin_8BranchMax_10 | 10 | 10 | 16 | HeaderMin_10HeaderMax_16 | 12
370 | 180 | 80123-4P-30HP VLSC | VLSC_80123_4P_30HP | 1826.6982 | 1826.6982 | 5480.0947 | 3 | 0 | 3 | B | VLS_Inline | 8 | 8 | 8 | 10 | BranchMin_8BranchMax_10 | 10 | 10 | 16 | HeaderMin_10HeaderMax_16 | 14
370 | 180 | 80123-4P-30HP VLSC | VLSC_80123_4P_30HP | 1826.6982 | 1826.6982 | 5480.0947 | 3 | 0 | 3 | B | VLS_Inline | 8 | 8 | 8 | 10 | BranchMin_8BranchMax_10 | 10 | 10 | 16 | HeaderMin_10HeaderMax_16 | 16
371 | 181 | 80123-4P-40HP VLSC | VLSC_80123_4P_40HP | 2003.3556 | 2003.3556 | 6010.0669 | 3 | 0 | 3 | B | VLS_Inline | 8 | 8 | 8 | 10 | BranchMin_8BranchMax_10 | 8 | 10 | 18 | HeaderMin_10HeaderMax_18 | 10
371 | 181 | 80123-4P-40HP VLSC | VLSC_80123_4P_40HP | 2003.3556 | 2003.3556 | 6010.0669 | 3 | 0 | 3 | B | VLS_Inline | 8 | 8 | 8 | 10 | BranchMin_8BranchMax_10 | 8 | 10 | 18 | HeaderMin_10HeaderMax_18 | 12
371 | 181 | 80123-4P-40HP VLSC | VLSC_80123_4P_40HP | 2003.3556 | 2003.3556 | 6010.0669 | 3 | 0 | 3 | B | VLS_Inline | 8 | 8 | 8 | 10 | BranchMin_8BranchMax_10 | 8 | 10 | 18 | HeaderMin_10HeaderMax_18 | 14
371 | 181 | 80123-4P-40HP VLSC | VLSC_80123_4P_40HP | 2003.3556 | 2003.3556 | 6010.0669 | 3 | 0 | 3 | B | VLS_Inline | 8 | 8 | 8 | 10 | BranchMin_8BranchMax_10 | 8 | 10 | 18 | HeaderMin_10HeaderMax_18 | 16
371 | 181 | 80123-4P-40HP VLSC | VLSC_80123_4P_40HP | 2003.3556 | 2003.3556 | 6010.0669 | 3 | 0 | 3 | B | VLS_Inline | 8 | 8 | 8 | 10 | BranchMin_8BranchMax_10 | 8 | 10 | 18 | HeaderMin_10HeaderMax_18 | 18
371 | 181 | 80123-4P-40HP VLSC | VLSC_80123_4P_40HP | 2003.3556 | 2003.3556 | 6010.0669 | 3 | 0 | 3 | B | VLS_Inline | 8 | 8 | 8 | 10 | BranchMin_8BranchMax_10 | 10 | 10 | 18 | HeaderMin_10HeaderMax_18 | 10 | INVALID
371 | 181 | 80123-4P-40HP VLSC | VLSC_80123_4P_40HP | 2003.3556 | 2003.3556 | 6010.0669 | 3 | 0 | 3 | B | VLS_Inline | 8 | 8 | 8 | 10 | BranchMin_8BranchMax_10 | 10 | 10 | 18 | HeaderMin_10HeaderMax_18 | 12
371 | 181 | 80123-4P-40HP VLSC | VLSC_80123_4P_40HP | 2003.3556 | 2003.3556 | 6010.0669 | 3 | 0 | 3 | B | VLS_Inline | 8 | 8 | 8 | 10 | BranchMin_8BranchMax_10 | 10 | 10 | 18 | HeaderMin_10HeaderMax_18 | 14
371 | 181 | 80123-4P-40HP VLSC | VLSC_80123_4P_40HP | 2003.3556 | 2003.3556 | 6010.0669 | 3 | 0 | 3 | B | VLS_Inline | 8 | 8 | 8 | 10 | BranchMin_8BranchMax_10 | 10 | 10 | 18 | HeaderMin_10HeaderMax_18 | 16
371 | 181 | 80123-4P-40HP VLSC | VLSC_80123_4P_40HP | 2003.3556 | 2003.3556 | 6010.0669 | 3 | 0 | 3 | B | VLS_Inline | 8 | 8 | 8 | 10 | BranchMin_8BranchMax_10 | 10 | 10 | 18 | HeaderMin_10HeaderMax_18 | 18
372 | 182 | 80123-4P-50HP VLSC | VLSC_80123_4P_50HP | 2187.1986 | 2187.1986 | 6561.5959 | 3 | 0 | 3 | B | VLS_Inline | 8 | 8 | 8 | 10 | BranchMin_8BranchMax_10 | 8 | 10 | 18 | HeaderMin_10HeaderMax_18 | 10
372 | 182 | 80123-4P-50HP VLSC | VLSC_80123_4P_50HP | 2187.1986 | 2187.1986 | 6561.5959 | 3 | 0 | 3 | B | VLS_Inline | 8 | 8 | 8 | 10 | BranchMin_8BranchMax_10 | 8 | 10 | 18 | HeaderMin_10HeaderMax_18 | 12
372 | 182 | 80123-4P-50HP VLSC | VLSC_80123_4P_50HP | 2187.1986 | 2187.1986 | 6561.5959 | 3 | 0 | 3 | B | VLS_Inline | 8 | 8 | 8 | 10 | BranchMin_8BranchMax_10 | 8 | 10 | 18 | HeaderMin_10HeaderMax_18 | 14
372 | 182 | 80123-4P-50HP VLSC | VLSC_80123_4P_50HP | 2187.1986 | 2187.1986 | 6561.5959 | 3 | 0 | 3 | B | VLS_Inline | 8 | 8 | 8 | 10 | BranchMin_8BranchMax_10 | 8 | 10 | 18 | HeaderMin_10HeaderMax_18 | 16
372 | 182 | 80123-4P-50HP VLSC | VLSC_80123_4P_50HP | 2187.1986 | 2187.1986 | 6561.5959 | 3 | 0 | 3 | B | VLS_Inline | 8 | 8 | 8 | 10 | BranchMin_8BranchMax_10 | 8 | 10 | 18 | HeaderMin_10HeaderMax_18 | 18
372 | 182 | 80123-4P-50HP VLSC | VLSC_80123_4P_50HP | 2187.1986 | 2187.1986 | 6561.5959 | 3 | 0 | 3 | B | VLS_Inline | 8 | 8 | 8 | 10 | BranchMin_8BranchMax_10 | 10 | 10 | 18 | HeaderMin_10HeaderMax_18 | 10 | INVALID
372 | 182 | 80123-4P-50HP VLSC | VLSC_80123_4P_50HP | 2187.1986 | 2187.1986 | 6561.5959 | 3 | 0 | 3 | B | VLS_Inline | 8 | 8 | 8 | 10 | BranchMin_8BranchMax_10 | 10 | 10 | 18 | HeaderMin_10HeaderMax_18 | 12
372 | 182 | 80123-4P-50HP VLSC | VLSC_80123_4P_50HP | 2187.1986 | 2187.1986 | 6561.5959 | 3 | 0 | 3 | B | VLS_Inline | 8 | 8 | 8 | 10 | BranchMin_8BranchMax_10 | 10 | 10 | 18 | HeaderMin_10HeaderMax_18 | 14
372 | 182 | 80123-4P-50HP VLSC | VLSC_80123_4P_50HP | 2187.1986 | 2187.1986 | 6561.5959 | 3 | 0 | 3 | B | VLS_Inline | 8 | 8 | 8 | 10 | BranchMin_8BranchMax_10 | 10 | 10 | 18 | HeaderMin_10HeaderMax_18 | 16
372 | 182 | 80123-4P-50HP VLSC | VLSC_80123_4P_50HP | 2187.1986 | 2187.1986 | 6561.5959 | 3 | 0 | 3 | B | VLS_Inline | 8 | 8 | 8 | 10 | BranchMin_8BranchMax_10 | 10 | 10 | 18 | HeaderMin_10HeaderMax_18 | 18
373 | 183 | 80123-4P-60HP VLSC | VLSC_80123_4P_60HP | 2293.6739 | 2293.6739 | 6881.0216 | 3 | 0 | 3 | B | VLS_Inline | 8 | 8 | 8 | 10 | BranchMin_8BranchMax_10 | 8 | 10 | 18 | HeaderMin_10HeaderMax_18 | 10
373 | 183 | 80123-4P-60HP VLSC | VLSC_80123_4P_60HP | 2293.6739 | 2293.6739 | 6881.0216 | 3 | 0 | 3 | B | VLS_Inline | 8 | 8 | 8 | 10 | BranchMin_8BranchMax_10 | 8 | 10 | 18 | HeaderMin_10HeaderMax_18 | 12
373 | 183 | 80123-4P-60HP VLSC | VLSC_80123_4P_60HP | 2293.6739 | 2293.6739 | 6881.0216 | 3 | 0 | 3 | B | VLS_Inline | 8 | 8 | 8 | 10 | BranchMin_8BranchMax_10 | 8 | 10 | 18 | HeaderMin_10HeaderMax_18 | 14
373 | 183 | 80123-4P-60HP VLSC | VLSC_80123_4P_60HP | 2293.6739 | 2293.6739 | 6881.0216 | 3 | 0 | 3 | B | VLS_Inline | 8 | 8 | 8 | 10 | BranchMin_8BranchMax_10 | 8 | 10 | 18 | HeaderMin_10HeaderMax_18 | 16
373 | 183 | 80123-4P-60HP VLSC | VLSC_80123_4P_60HP | 2293.6739 | 2293.6739 | 6881.0216 | 3 | 0 | 3 | B | VLS_Inline | 8 | 8 | 8 | 10 | BranchMin_8BranchMax_10 | 8 | 10 | 18 | HeaderMin_10HeaderMax_18 | 18
373 | 183 | 80123-4P-60HP VLSC | VLSC_80123_4P_60HP | 2293.6739 | 2293.6739 | 6881.0216 | 3 | 0 | 3 | B | VLS_Inline | 8 | 8 | 8 | 10 | BranchMin_8BranchMax_10 | 10 | 10 | 18 | HeaderMin_10HeaderMax_18 | 10 | INVALID
373 | 183 | 80123-4P-60HP VLSC | VLSC_80123_4P_60HP | 2293.6739 | 2293.6739 | 6881.0216 | 3 | 0 | 3 | B | VLS_Inline | 8 | 8 | 8 | 10 | BranchMin_8BranchMax_10 | 10 | 10 | 18 | HeaderMin_10HeaderMax_18 | 12
373 | 183 | 80123-4P-60HP VLSC | VLSC_80123_4P_60HP | 2293.6739 | 2293.6739 | 6881.0216 | 3 | 0 | 3 | B | VLS_Inline | 8 | 8 | 8 | 10 | BranchMin_8BranchMax_10 | 10 | 10 | 18 | HeaderMin_10HeaderMax_18 | 14
373 | 183 | 80123-4P-60HP VLSC | VLSC_80123_4P_60HP | 2293.6739 | 2293.6739 | 6881.0216 | 3 | 0 | 3 | B | VLS_Inline | 8 | 8 | 8 | 10 | BranchMin_8BranchMax_10 | 10 | 10 | 18 | HeaderMin_10HeaderMax_18 | 16
373 | 183 | 80123-4P-60HP VLSC | VLSC_80123_4P_60HP | 2293.6739 | 2293.6739 | 6881.0216 | 3 | 0 | 3 | B | VLS_Inline | 8 | 8 | 8 | 10 | BranchMin_8BranchMax_10 | 10 | 10 | 18 | HeaderMin_10HeaderMax_18 | 18
374 | 184 | 80123-4P-75HP VLSC | VLSC_80123_4P_75HP | 2422.2984 | 2422.2984 | 7266.8952 | 3 | 0 | 3 | B | VLS_Inline | 8 | 8 | 8 | 10 | BranchMin_8BranchMax_10 | 8 | 10 | 20 | HeaderMin_10HeaderMax_20 | 10
374 | 184 | 80123-4P-75HP VLSC | VLSC_80123_4P_75HP | 2422.2984 | 2422.2984 | 7266.8952 | 3 | 0 | 3 | B | VLS_Inline | 8 | 8 | 8 | 10 | BranchMin_8BranchMax_10 | 8 | 10 | 20 | HeaderMin_10HeaderMax_20 | 12
374 | 184 | 80123-4P-75HP VLSC | VLSC_80123_4P_75HP | 2422.2984 | 2422.2984 | 7266.8952 | 3 | 0 | 3 | B | VLS_Inline | 8 | 8 | 8 | 10 | BranchMin_8BranchMax_10 | 8 | 10 | 20 | HeaderMin_10HeaderMax_20 | 14
374 | 184 | 80123-4P-75HP VLSC | VLSC_80123_4P_75HP | 2422.2984 | 2422.2984 | 7266.8952 | 3 | 0 | 3 | B | VLS_Inline | 8 | 8 | 8 | 10 | BranchMin_8BranchMax_10 | 8 | 10 | 20 | HeaderMin_10HeaderMax_20 | 16
374 | 184 | 80123-4P-75HP VLSC | VLSC_80123_4P_75HP | 2422.2984 | 2422.2984 | 7266.8952 | 3 | 0 | 3 | B | VLS_Inline | 8 | 8 | 8 | 10 | BranchMin_8BranchMax_10 | 8 | 10 | 20 | HeaderMin_10HeaderMax_20 | 18
374 | 184 | 80123-4P-75HP VLSC | VLSC_80123_4P_75HP | 2422.2984 | 2422.2984 | 7266.8952 | 3 | 0 | 3 | B | VLS_Inline | 8 | 8 | 8 | 10 | BranchMin_8BranchMax_10 | 8 | 10 | 20 | HeaderMin_10HeaderMax_20 | 20
374 | 184 | 80123-4P-75HP VLSC | VLSC_80123_4P_75HP | 2422.2984 | 2422.2984 | 7266.8952 | 3 | 0 | 3 | B | VLS_Inline | 8 | 8 | 8 | 10 | BranchMin_8BranchMax_10 | 10 | 10 | 20 | HeaderMin_10HeaderMax_20 | 10 | INVALID
374 | 184 | 80123-4P-75HP VLSC | VLSC_80123_4P_75HP | 2422.2984 | 2422.2984 | 7266.8952 | 3 | 0 | 3 | B | VLS_Inline | 8 | 8 | 8 | 10 | BranchMin_8BranchMax_10 | 10 | 10 | 20 | HeaderMin_10HeaderMax_20 | 12
374 | 184 | 80123-4P-75HP VLSC | VLSC_80123_4P_75HP | 2422.2984 | 2422.2984 | 7266.8952 | 3 | 0 | 3 | B | VLS_Inline | 8 | 8 | 8 | 10 | BranchMin_8BranchMax_10 | 10 | 10 | 20 | HeaderMin_10HeaderMax_20 | 14
374 | 184 | 80123-4P-75HP VLSC | VLSC_80123_4P_75HP | 2422.2984 | 2422.2984 | 7266.8952 | 3 | 0 | 3 | B | VLS_Inline | 8 | 8 | 8 | 10 | BranchMin_8BranchMax_10 | 10 | 10 | 20 | HeaderMin_10HeaderMax_20 | 16
374 | 184 | 80123-4P-75HP VLSC | VLSC_80123_4P_75HP | 2422.2984 | 2422.2984 | 7266.8952 | 3 | 0 | 3 | B | VLS_Inline | 8 | 8 | 8 | 10 | BranchMin_8BranchMax_10 | 10 | 10 | 20 | HeaderMin_10HeaderMax_20 | 18
374 | 184 | 80123-4P-75HP VLSC | VLSC_80123_4P_75HP | 2422.2984 | 2422.2984 | 7266.8952 | 3 | 0 | 3 | B | VLS_Inline | 8 | 8 | 8 | 10 | BranchMin_8BranchMax_10 | 10 | 10 | 20 | HeaderMin_10HeaderMax_20 | 20
375 | 185 | 80123-4P-100HP VLSC | VLSC_80123_4P_100HP | 2547.3614 | 2547.3614 | 7642.0842 | 3 | 0 | 3 | B | VLS_Inline | 8 | 8 | 8 | 12 | BranchMin_8BranchMax_12 | 8 | 10 | 20 | HeaderMin_10HeaderMax_20 | 10
375 | 185 | 80123-4P-100HP VLSC | VLSC_80123_4P_100HP | 2547.3614 | 2547.3614 | 7642.0842 | 3 | 0 | 3 | B | VLS_Inline | 8 | 8 | 8 | 12 | BranchMin_8BranchMax_12 | 8 | 10 | 20 | HeaderMin_10HeaderMax_20 | 12
375 | 185 | 80123-4P-100HP VLSC | VLSC_80123_4P_100HP | 2547.3614 | 2547.3614 | 7642.0842 | 3 | 0 | 3 | B | VLS_Inline | 8 | 8 | 8 | 12 | BranchMin_8BranchMax_12 | 8 | 10 | 20 | HeaderMin_10HeaderMax_20 | 14
375 | 185 | 80123-4P-100HP VLSC | VLSC_80123_4P_100HP | 2547.3614 | 2547.3614 | 7642.0842 | 3 | 0 | 3 | B | VLS_Inline | 8 | 8 | 8 | 12 | BranchMin_8BranchMax_12 | 8 | 10 | 20 | HeaderMin_10HeaderMax_20 | 16
375 | 185 | 80123-4P-100HP VLSC | VLSC_80123_4P_100HP | 2547.3614 | 2547.3614 | 7642.0842 | 3 | 0 | 3 | B | VLS_Inline | 8 | 8 | 8 | 12 | BranchMin_8BranchMax_12 | 8 | 10 | 20 | HeaderMin_10HeaderMax_20 | 18
375 | 185 | 80123-4P-100HP VLSC | VLSC_80123_4P_100HP | 2547.3614 | 2547.3614 | 7642.0842 | 3 | 0 | 3 | B | VLS_Inline | 8 | 8 | 8 | 12 | BranchMin_8BranchMax_12 | 8 | 10 | 20 | HeaderMin_10HeaderMax_20 | 20
375 | 185 | 80123-4P-100HP VLSC | VLSC_80123_4P_100HP | 2547.3614 | 2547.3614 | 7642.0842 | 3 | 0 | 3 | B | VLS_Inline | 8 | 8 | 8 | 12 | BranchMin_8BranchMax_12 | 10 | 10 | 20 | HeaderMin_10HeaderMax_20 | 10 | INVALID
375 | 185 | 80123-4P-100HP VLSC | VLSC_80123_4P_100HP | 2547.3614 | 2547.3614 | 7642.0842 | 3 | 0 | 3 | B | VLS_Inline | 8 | 8 | 8 | 12 | BranchMin_8BranchMax_12 | 10 | 10 | 20 | HeaderMin_10HeaderMax_20 | 12
375 | 185 | 80123-4P-100HP VLSC | VLSC_80123_4P_100HP | 2547.3614 | 2547.3614 | 7642.0842 | 3 | 0 | 3 | B | VLS_Inline | 8 | 8 | 8 | 12 | BranchMin_8BranchMax_12 | 10 | 10 | 20 | HeaderMin_10HeaderMax_20 | 14
375 | 185 | 80123-4P-100HP VLSC | VLSC_80123_4P_100HP | 2547.3614 | 2547.3614 | 7642.0842 | 3 | 0 | 3 | B | VLS_Inline | 8 | 8 | 8 | 12 | BranchMin_8BranchMax_12 | 10 | 10 | 20 | HeaderMin_10HeaderMax_20 | 16
375 | 185 | 80123-4P-100HP VLSC | VLSC_80123_4P_100HP | 2547.3614 | 2547.3614 | 7642.0842 | 3 | 0 | 3 | B | VLS_Inline | 8 | 8 | 8 | 12 | BranchMin_8BranchMax_12 | 10 | 10 | 20 | HeaderMin_10HeaderMax_20 | 18
375 | 185 | 80123-4P-100HP VLSC | VLSC_80123_4P_100HP | 2547.3614 | 2547.3614 | 7642.0842 | 3 | 0 | 3 | B | VLS_Inline | 8 | 8 | 8 | 12 | BranchMin_8BranchMax_12 | 10 | 10 | 20 | HeaderMin_10HeaderMax_20 | 20
375 | 185 | 80123-4P-100HP VLSC | VLSC_80123_4P_100HP | 2547.3614 | 2547.3614 | 7642.0842 | 3 | 0 | 3 | B | VLS_Inline | 8 | 8 | 8 | 12 | BranchMin_8BranchMax_12 | 12 | 10 | 20 | HeaderMin_10HeaderMax_20 | 10 | INVALID
375 | 185 | 80123-4P-100HP VLSC | VLSC_80123_4P_100HP | 2547.3614 | 2547.3614 | 7642.0842 | 3 | 0 | 3 | B | VLS_Inline | 8 | 8 | 8 | 12 | BranchMin_8BranchMax_12 | 12 | 10 | 20 | HeaderMin_10HeaderMax_20 | 12 | INVALID
375 | 185 | 80123-4P-100HP VLSC | VLSC_80123_4P_100HP | 2547.3614 | 2547.3614 | 7642.0842 | 3 | 0 | 3 | B | VLS_Inline | 8 | 8 | 8 | 12 | BranchMin_8BranchMax_12 | 12 | 10 | 20 | HeaderMin_10HeaderMax_20 | 14
375 | 185 | 80123-4P-100HP VLSC | VLSC_80123_4P_100HP | 2547.3614 | 2547.3614 | 7642.0842 | 3 | 0 | 3 | B | VLS_Inline | 8 | 8 | 8 | 12 | BranchMin_8BranchMax_12 | 12 | 10 | 20 | HeaderMin_10HeaderMax_20 | 16
375 | 185 | 80123-4P-100HP VLSC | VLSC_80123_4P_100HP | 2547.3614 | 2547.3614 | 7642.0842 | 3 | 0 | 3 | B | VLS_Inline | 8 | 8 | 8 | 12 | BranchMin_8BranchMax_12 | 12 | 10 | 20 | HeaderMin_10HeaderMax_20 | 18
375 | 185 | 80123-4P-100HP VLSC | VLSC_80123_4P_100HP | 2547.3614 | 2547.3614 | 7642.0842 | 3 | 0 | 3 | B | VLS_Inline | 8 | 8 | 8 | 12 | BranchMin_8BranchMax_12 | 12 | 10 | 20 | HeaderMin_10HeaderMax_20 | 20
376 | 186 | 80157-4P-100HP VLSC | VLSC_80157_4P_100HP | 2953.0528 | 2953.0528 | 8859.1584 | 3 | 0 | 3 | B | VLS_Inline | 8 | 8 | 8 | 12 | BranchMin_8BranchMax_12 | 8 | 10 | 24 | HeaderMin_10HeaderMax_24 | 10
376 | 186 | 80157-4P-100HP VLSC | VLSC_80157_4P_100HP | 2953.0528 | 2953.0528 | 8859.1584 | 3 | 0 | 3 | B | VLS_Inline | 8 | 8 | 8 | 12 | BranchMin_8BranchMax_12 | 8 | 10 | 24 | HeaderMin_10HeaderMax_24 | 12
376 | 186 | 80157-4P-100HP VLSC | VLSC_80157_4P_100HP | 2953.0528 | 2953.0528 | 8859.1584 | 3 | 0 | 3 | B | VLS_Inline | 8 | 8 | 8 | 12 | BranchMin_8BranchMax_12 | 8 | 10 | 24 | HeaderMin_10HeaderMax_24 | 14
376 | 186 | 80157-4P-100HP VLSC | VLSC_80157_4P_100HP | 2953.0528 | 2953.0528 | 8859.1584 | 3 | 0 | 3 | B | VLS_Inline | 8 | 8 | 8 | 12 | BranchMin_8BranchMax_12 | 8 | 10 | 24 | HeaderMin_10HeaderMax_24 | 16
376 | 186 | 80157-4P-100HP VLSC | VLSC_80157_4P_100HP | 2953.0528 | 2953.0528 | 8859.1584 | 3 | 0 | 3 | B | VLS_Inline | 8 | 8 | 8 | 12 | BranchMin_8BranchMax_12 | 8 | 10 | 24 | HeaderMin_10HeaderMax_24 | 18
376 | 186 | 80157-4P-100HP VLSC | VLSC_80157_4P_100HP | 2953.0528 | 2953.0528 | 8859.1584 | 3 | 0 | 3 | B | VLS_Inline | 8 | 8 | 8 | 12 | BranchMin_8BranchMax_12 | 8 | 10 | 24 | HeaderMin_10HeaderMax_24 | 20
376 | 186 | 80157-4P-100HP VLSC | VLSC_80157_4P_100HP | 2953.0528 | 2953.0528 | 8859.1584 | 3 | 0 | 3 | B | VLS_Inline | 8 | 8 | 8 | 12 | BranchMin_8BranchMax_12 | 8 | 10 | 24 | HeaderMin_10HeaderMax_24 | 24
376 | 186 | 80157-4P-100HP VLSC | VLSC_80157_4P_100HP | 2953.0528 | 2953.0528 | 8859.1584 | 3 | 0 | 3 | B | VLS_Inline | 8 | 8 | 8 | 12 | BranchMin_8BranchMax_12 | 10 | 10 | 24 | HeaderMin_10HeaderMax_24 | 10 | INVALID
376 | 186 | 80157-4P-100HP VLSC | VLSC_80157_4P_100HP | 2953.0528 | 2953.0528 | 8859.1584 | 3 | 0 | 3 | B | VLS_Inline | 8 | 8 | 8 | 12 | BranchMin_8BranchMax_12 | 10 | 10 | 24 | HeaderMin_10HeaderMax_24 | 12
376 | 186 | 80157-4P-100HP VLSC | VLSC_80157_4P_100HP | 2953.0528 | 2953.0528 | 8859.1584 | 3 | 0 | 3 | B | VLS_Inline | 8 | 8 | 8 | 12 | BranchMin_8BranchMax_12 | 10 | 10 | 24 | HeaderMin_10HeaderMax_24 | 14
376 | 186 | 80157-4P-100HP VLSC | VLSC_80157_4P_100HP | 2953.0528 | 2953.0528 | 8859.1584 | 3 | 0 | 3 | B | VLS_Inline | 8 | 8 | 8 | 12 | BranchMin_8BranchMax_12 | 10 | 10 | 24 | HeaderMin_10HeaderMax_24 | 16
376 | 186 | 80157-4P-100HP VLSC | VLSC_80157_4P_100HP | 2953.0528 | 2953.0528 | 8859.1584 | 3 | 0 | 3 | B | VLS_Inline | 8 | 8 | 8 | 12 | BranchMin_8BranchMax_12 | 10 | 10 | 24 | HeaderMin_10HeaderMax_24 | 18
376 | 186 | 80157-4P-100HP VLSC | VLSC_80157_4P_100HP | 2953.0528 | 2953.0528 | 8859.1584 | 3 | 0 | 3 | B | VLS_Inline | 8 | 8 | 8 | 12 | BranchMin_8BranchMax_12 | 10 | 10 | 24 | HeaderMin_10HeaderMax_24 | 20
376 | 186 | 80157-4P-100HP VLSC | VLSC_80157_4P_100HP | 2953.0528 | 2953.0528 | 8859.1584 | 3 | 0 | 3 | B | VLS_Inline | 8 | 8 | 8 | 12 | BranchMin_8BranchMax_12 | 10 | 10 | 24 | HeaderMin_10HeaderMax_24 | 24
376 | 186 | 80157-4P-100HP VLSC | VLSC_80157_4P_100HP | 2953.0528 | 2953.0528 | 8859.1584 | 3 | 0 | 3 | B | VLS_Inline | 8 | 8 | 8 | 12 | BranchMin_8BranchMax_12 | 12 | 10 | 24 | HeaderMin_10HeaderMax_24 | 10 | INVALID
376 | 186 | 80157-4P-100HP VLSC | VLSC_80157_4P_100HP | 2953.0528 | 2953.0528 | 8859.1584 | 3 | 0 | 3 | B | VLS_Inline | 8 | 8 | 8 | 12 | BranchMin_8BranchMax_12 | 12 | 10 | 24 | HeaderMin_10HeaderMax_24 | 12 | INVALID
376 | 186 | 80157-4P-100HP VLSC | VLSC_80157_4P_100HP | 2953.0528 | 2953.0528 | 8859.1584 | 3 | 0 | 3 | B | VLS_Inline | 8 | 8 | 8 | 12 | BranchMin_8BranchMax_12 | 12 | 10 | 24 | HeaderMin_10HeaderMax_24 | 14
376 | 186 | 80157-4P-100HP VLSC | VLSC_80157_4P_100HP | 2953.0528 | 2953.0528 | 8859.1584 | 3 | 0 | 3 | B | VLS_Inline | 8 | 8 | 8 | 12 | BranchMin_8BranchMax_12 | 12 | 10 | 24 | HeaderMin_10HeaderMax_24 | 16
376 | 186 | 80157-4P-100HP VLSC | VLSC_80157_4P_100HP | 2953.0528 | 2953.0528 | 8859.1584 | 3 | 0 | 3 | B | VLS_Inline | 8 | 8 | 8 | 12 | BranchMin_8BranchMax_12 | 12 | 10 | 24 | HeaderMin_10HeaderMax_24 | 18
376 | 186 | 80157-4P-100HP VLSC | VLSC_80157_4P_100HP | 2953.0528 | 2953.0528 | 8859.1584 | 3 | 0 | 3 | B | VLS_Inline | 8 | 8 | 8 | 12 | BranchMin_8BranchMax_12 | 12 | 10 | 24 | HeaderMin_10HeaderMax_24 | 20
376 | 186 | 80157-4P-100HP VLSC | VLSC_80157_4P_100HP | 2953.0528 | 2953.0528 | 8859.1584 | 3 | 0 | 3 | B | VLS_Inline | 8 | 8 | 8 | 12 | BranchMin_8BranchMax_12 | 12 | 10 | 24 | HeaderMin_10HeaderMax_24 | 24
377 | 187 | 80157-4P-125HP VLSC | VLSC_80157_4P_125HP | 3220.9607 | 3220.9607 | 9662.8822 | 3 | 0 | 3 | B | VLS_Inline | 8 | 8 | 8 | 12 | BranchMin_8BranchMax_12 | 8 | 10 | 24 | HeaderMin_10HeaderMax_24 | 10
377 | 187 | 80157-4P-125HP VLSC | VLSC_80157_4P_125HP | 3220.9607 | 3220.9607 | 9662.8822 | 3 | 0 | 3 | B | VLS_Inline | 8 | 8 | 8 | 12 | BranchMin_8BranchMax_12 | 8 | 10 | 24 | HeaderMin_10HeaderMax_24 | 12
377 | 187 | 80157-4P-125HP VLSC | VLSC_80157_4P_125HP | 3220.9607 | 3220.9607 | 9662.8822 | 3 | 0 | 3 | B | VLS_Inline | 8 | 8 | 8 | 12 | BranchMin_8BranchMax_12 | 8 | 10 | 24 | HeaderMin_10HeaderMax_24 | 14
377 | 187 | 80157-4P-125HP VLSC | VLSC_80157_4P_125HP | 3220.9607 | 3220.9607 | 9662.8822 | 3 | 0 | 3 | B | VLS_Inline | 8 | 8 | 8 | 12 | BranchMin_8BranchMax_12 | 8 | 10 | 24 | HeaderMin_10HeaderMax_24 | 16
377 | 187 | 80157-4P-125HP VLSC | VLSC_80157_4P_125HP | 3220.9607 | 3220.9607 | 9662.8822 | 3 | 0 | 3 | B | VLS_Inline | 8 | 8 | 8 | 12 | BranchMin_8BranchMax_12 | 8 | 10 | 24 | HeaderMin_10HeaderMax_24 | 18
377 | 187 | 80157-4P-125HP VLSC | VLSC_80157_4P_125HP | 3220.9607 | 3220.9607 | 9662.8822 | 3 | 0 | 3 | B | VLS_Inline | 8 | 8 | 8 | 12 | BranchMin_8BranchMax_12 | 8 | 10 | 24 | HeaderMin_10HeaderMax_24 | 20
377 | 187 | 80157-4P-125HP VLSC | VLSC_80157_4P_125HP | 3220.9607 | 3220.9607 | 9662.8822 | 3 | 0 | 3 | B | VLS_Inline | 8 | 8 | 8 | 12 | BranchMin_8BranchMax_12 | 8 | 10 | 24 | HeaderMin_10HeaderMax_24 | 24
377 | 187 | 80157-4P-125HP VLSC | VLSC_80157_4P_125HP | 3220.9607 | 3220.9607 | 9662.8822 | 3 | 0 | 3 | B | VLS_Inline | 8 | 8 | 8 | 12 | BranchMin_8BranchMax_12 | 10 | 10 | 24 | HeaderMin_10HeaderMax_24 | 10 | INVALID
377 | 187 | 80157-4P-125HP VLSC | VLSC_80157_4P_125HP | 3220.9607 | 3220.9607 | 9662.8822 | 3 | 0 | 3 | B | VLS_Inline | 8 | 8 | 8 | 12 | BranchMin_8BranchMax_12 | 10 | 10 | 24 | HeaderMin_10HeaderMax_24 | 12
377 | 187 | 80157-4P-125HP VLSC | VLSC_80157_4P_125HP | 3220.9607 | 3220.9607 | 9662.8822 | 3 | 0 | 3 | B | VLS_Inline | 8 | 8 | 8 | 12 | BranchMin_8BranchMax_12 | 10 | 10 | 24 | HeaderMin_10HeaderMax_24 | 14
377 | 187 | 80157-4P-125HP VLSC | VLSC_80157_4P_125HP | 3220.9607 | 3220.9607 | 9662.8822 | 3 | 0 | 3 | B | VLS_Inline | 8 | 8 | 8 | 12 | BranchMin_8BranchMax_12 | 10 | 10 | 24 | HeaderMin_10HeaderMax_24 | 16
377 | 187 | 80157-4P-125HP VLSC | VLSC_80157_4P_125HP | 3220.9607 | 3220.9607 | 9662.8822 | 3 | 0 | 3 | B | VLS_Inline | 8 | 8 | 8 | 12 | BranchMin_8BranchMax_12 | 10 | 10 | 24 | HeaderMin_10HeaderMax_24 | 18
377 | 187 | 80157-4P-125HP VLSC | VLSC_80157_4P_125HP | 3220.9607 | 3220.9607 | 9662.8822 | 3 | 0 | 3 | B | VLS_Inline | 8 | 8 | 8 | 12 | BranchMin_8BranchMax_12 | 10 | 10 | 24 | HeaderMin_10HeaderMax_24 | 20
377 | 187 | 80157-4P-125HP VLSC | VLSC_80157_4P_125HP | 3220.9607 | 3220.9607 | 9662.8822 | 3 | 0 | 3 | B | VLS_Inline | 8 | 8 | 8 | 12 | BranchMin_8BranchMax_12 | 10 | 10 | 24 | HeaderMin_10HeaderMax_24 | 24
377 | 187 | 80157-4P-125HP VLSC | VLSC_80157_4P_125HP | 3220.9607 | 3220.9607 | 9662.8822 | 3 | 0 | 3 | B | VLS_Inline | 8 | 8 | 8 | 12 | BranchMin_8BranchMax_12 | 12 | 10 | 24 | HeaderMin_10HeaderMax_24 | 10 | INVALID
377 | 187 | 80157-4P-125HP VLSC | VLSC_80157_4P_125HP | 3220.9607 | 3220.9607 | 9662.8822 | 3 | 0 | 3 | B | VLS_Inline | 8 | 8 | 8 | 12 | BranchMin_8BranchMax_12 | 12 | 10 | 24 | HeaderMin_10HeaderMax_24 | 12 | INVALID
377 | 187 | 80157-4P-125HP VLSC | VLSC_80157_4P_125HP | 3220.9607 | 3220.9607 | 9662.8822 | 3 | 0 | 3 | B | VLS_Inline | 8 | 8 | 8 | 12 | BranchMin_8BranchMax_12 | 12 | 10 | 24 | HeaderMin_10HeaderMax_24 | 14
377 | 187 | 80157-4P-125HP VLSC | VLSC_80157_4P_125HP | 3220.9607 | 3220.9607 | 9662.8822 | 3 | 0 | 3 | B | VLS_Inline | 8 | 8 | 8 | 12 | BranchMin_8BranchMax_12 | 12 | 10 | 24 | HeaderMin_10HeaderMax_24 | 16
377 | 187 | 80157-4P-125HP VLSC | VLSC_80157_4P_125HP | 3220.9607 | 3220.9607 | 9662.8822 | 3 | 0 | 3 | B | VLS_Inline | 8 | 8 | 8 | 12 | BranchMin_8BranchMax_12 | 12 | 10 | 24 | HeaderMin_10HeaderMax_24 | 18
377 | 187 | 80157-4P-125HP VLSC | VLSC_80157_4P_125HP | 3220.9607 | 3220.9607 | 9662.8822 | 3 | 0 | 3 | B | VLS_Inline | 8 | 8 | 8 | 12 | BranchMin_8BranchMax_12 | 12 | 10 | 24 | HeaderMin_10HeaderMax_24 | 20
377 | 187 | 80157-4P-125HP VLSC | VLSC_80157_4P_125HP | 3220.9607 | 3220.9607 | 9662.8822 | 3 | 0 | 3 | B | VLS_Inline | 8 | 8 | 8 | 12 | BranchMin_8BranchMax_12 | 12 | 10 | 24 | HeaderMin_10HeaderMax_24 | 24
378 | 188 | 10123-4P-75HP VLSC | VLSC_10123_4P_75HP | 3579.8797 | 3579.8797 | 10739.639 | 3 | 0 | 3 | B | VLS_Inline | 10 | 10 | 10 | 14 | BranchMin_10BranchMax_14 | 10 | 12 | 24 | HeaderMin_12HeaderMax_24 | 12
378 | 188 | 10123-4P-75HP VLSC | VLSC_10123_4P_75HP | 3579.8797 | 3579.8797 | 10739.639 | 3 | 0 | 3 | B | VLS_Inline | 10 | 10 | 10 | 14 | BranchMin_10BranchMax_14 | 10 | 12 | 24 | HeaderMin_12HeaderMax_24 | 14
378 | 188 | 10123-4P-75HP VLSC | VLSC_10123_4P_75HP | 3579.8797 | 3579.8797 | 10739.639 | 3 | 0 | 3 | B | VLS_Inline | 10 | 10 | 10 | 14 | BranchMin_10BranchMax_14 | 10 | 12 | 24 | HeaderMin_12HeaderMax_24 | 16
378 | 188 | 10123-4P-75HP VLSC | VLSC_10123_4P_75HP | 3579.8797 | 3579.8797 | 10739.639 | 3 | 0 | 3 | B | VLS_Inline | 10 | 10 | 10 | 14 | BranchMin_10BranchMax_14 | 10 | 12 | 24 | HeaderMin_12HeaderMax_24 | 18
378 | 188 | 10123-4P-75HP VLSC | VLSC_10123_4P_75HP | 3579.8797 | 3579.8797 | 10739.639 | 3 | 0 | 3 | B | VLS_Inline | 10 | 10 | 10 | 14 | BranchMin_10BranchMax_14 | 10 | 12 | 24 | HeaderMin_12HeaderMax_24 | 20
378 | 188 | 10123-4P-75HP VLSC | VLSC_10123_4P_75HP | 3579.8797 | 3579.8797 | 10739.639 | 3 | 0 | 3 | B | VLS_Inline | 10 | 10 | 10 | 14 | BranchMin_10BranchMax_14 | 10 | 12 | 24 | HeaderMin_12HeaderMax_24 | 24
378 | 188 | 10123-4P-75HP VLSC | VLSC_10123_4P_75HP | 3579.8797 | 3579.8797 | 10739.639 | 3 | 0 | 3 | B | VLS_Inline | 10 | 10 | 10 | 14 | BranchMin_10BranchMax_14 | 12 | 12 | 24 | HeaderMin_12HeaderMax_24 | 12 | INVALID
378 | 188 | 10123-4P-75HP VLSC | VLSC_10123_4P_75HP | 3579.8797 | 3579.8797 | 10739.639 | 3 | 0 | 3 | B | VLS_Inline | 10 | 10 | 10 | 14 | BranchMin_10BranchMax_14 | 12 | 12 | 24 | HeaderMin_12HeaderMax_24 | 14
378 | 188 | 10123-4P-75HP VLSC | VLSC_10123_4P_75HP | 3579.8797 | 3579.8797 | 10739.639 | 3 | 0 | 3 | B | VLS_Inline | 10 | 10 | 10 | 14 | BranchMin_10BranchMax_14 | 12 | 12 | 24 | HeaderMin_12HeaderMax_24 | 16
378 | 188 | 10123-4P-75HP VLSC | VLSC_10123_4P_75HP | 3579.8797 | 3579.8797 | 10739.639 | 3 | 0 | 3 | B | VLS_Inline | 10 | 10 | 10 | 14 | BranchMin_10BranchMax_14 | 12 | 12 | 24 | HeaderMin_12HeaderMax_24 | 18
378 | 188 | 10123-4P-75HP VLSC | VLSC_10123_4P_75HP | 3579.8797 | 3579.8797 | 10739.639 | 3 | 0 | 3 | B | VLS_Inline | 10 | 10 | 10 | 14 | BranchMin_10BranchMax_14 | 12 | 12 | 24 | HeaderMin_12HeaderMax_24 | 20
378 | 188 | 10123-4P-75HP VLSC | VLSC_10123_4P_75HP | 3579.8797 | 3579.8797 | 10739.639 | 3 | 0 | 3 | B | VLS_Inline | 10 | 10 | 10 | 14 | BranchMin_10BranchMax_14 | 12 | 12 | 24 | HeaderMin_12HeaderMax_24 | 24
378 | 188 | 10123-4P-75HP VLSC | VLSC_10123_4P_75HP | 3579.8797 | 3579.8797 | 10739.639 | 3 | 0 | 3 | B | VLS_Inline | 10 | 10 | 10 | 14 | BranchMin_10BranchMax_14 | 14 | 12 | 24 | HeaderMin_12HeaderMax_24 | 12 | INVALID
378 | 188 | 10123-4P-75HP VLSC | VLSC_10123_4P_75HP | 3579.8797 | 3579.8797 | 10739.639 | 3 | 0 | 3 | B | VLS_Inline | 10 | 10 | 10 | 14 | BranchMin_10BranchMax_14 | 14 | 12 | 24 | HeaderMin_12HeaderMax_24 | 14 | INVALID
378 | 188 | 10123-4P-75HP VLSC | VLSC_10123_4P_75HP | 3579.8797 | 3579.8797 | 10739.639 | 3 | 0 | 3 | B | VLS_Inline | 10 | 10 | 10 | 14 | BranchMin_10BranchMax_14 | 14 | 12 | 24 | HeaderMin_12HeaderMax_24 | 16
378 | 188 | 10123-4P-75HP VLSC | VLSC_10123_4P_75HP | 3579.8797 | 3579.8797 | 10739.639 | 3 | 0 | 3 | B | VLS_Inline | 10 | 10 | 10 | 14 | BranchMin_10BranchMax_14 | 14 | 12 | 24 | HeaderMin_12HeaderMax_24 | 18
378 | 188 | 10123-4P-75HP VLSC | VLSC_10123_4P_75HP | 3579.8797 | 3579.8797 | 10739.639 | 3 | 0 | 3 | B | VLS_Inline | 10 | 10 | 10 | 14 | BranchMin_10BranchMax_14 | 14 | 12 | 24 | HeaderMin_12HeaderMax_24 | 20
378 | 188 | 10123-4P-75HP VLSC | VLSC_10123_4P_75HP | 3579.8797 | 3579.8797 | 10739.639 | 3 | 0 | 3 | B | VLS_Inline | 10 | 10 | 10 | 14 | BranchMin_10BranchMax_14 | 14 | 12 | 24 | HeaderMin_12HeaderMax_24 | 24
379 | 189 | 10123-4P-100HP VLSC | VLSC_10123_4P_100HP | 3926.8748 | 3926.8748 | 11780.6245 | 3 | 0 | 3 | B | VLS_Inline | 10 | 10 | 10 | 14 | BranchMin_10BranchMax_14 | 10 | 12 | 24 | HeaderMin_12HeaderMax_24 | 12
379 | 189 | 10123-4P-100HP VLSC | VLSC_10123_4P_100HP | 3926.8748 | 3926.8748 | 11780.6245 | 3 | 0 | 3 | B | VLS_Inline | 10 | 10 | 10 | 14 | BranchMin_10BranchMax_14 | 10 | 12 | 24 | HeaderMin_12HeaderMax_24 | 14
379 | 189 | 10123-4P-100HP VLSC | VLSC_10123_4P_100HP | 3926.8748 | 3926.8748 | 11780.6245 | 3 | 0 | 3 | B | VLS_Inline | 10 | 10 | 10 | 14 | BranchMin_10BranchMax_14 | 10 | 12 | 24 | HeaderMin_12HeaderMax_24 | 16
379 | 189 | 10123-4P-100HP VLSC | VLSC_10123_4P_100HP | 3926.8748 | 3926.8748 | 11780.6245 | 3 | 0 | 3 | B | VLS_Inline | 10 | 10 | 10 | 14 | BranchMin_10BranchMax_14 | 10 | 12 | 24 | HeaderMin_12HeaderMax_24 | 18
379 | 189 | 10123-4P-100HP VLSC | VLSC_10123_4P_100HP | 3926.8748 | 3926.8748 | 11780.6245 | 3 | 0 | 3 | B | VLS_Inline | 10 | 10 | 10 | 14 | BranchMin_10BranchMax_14 | 10 | 12 | 24 | HeaderMin_12HeaderMax_24 | 20
379 | 189 | 10123-4P-100HP VLSC | VLSC_10123_4P_100HP | 3926.8748 | 3926.8748 | 11780.6245 | 3 | 0 | 3 | B | VLS_Inline | 10 | 10 | 10 | 14 | BranchMin_10BranchMax_14 | 10 | 12 | 24 | HeaderMin_12HeaderMax_24 | 24
379 | 189 | 10123-4P-100HP VLSC | VLSC_10123_4P_100HP | 3926.8748 | 3926.8748 | 11780.6245 | 3 | 0 | 3 | B | VLS_Inline | 10 | 10 | 10 | 14 | BranchMin_10BranchMax_14 | 12 | 12 | 24 | HeaderMin_12HeaderMax_24 | 12 | INVALID
379 | 189 | 10123-4P-100HP VLSC | VLSC_10123_4P_100HP | 3926.8748 | 3926.8748 | 11780.6245 | 3 | 0 | 3 | B | VLS_Inline | 10 | 10 | 10 | 14 | BranchMin_10BranchMax_14 | 12 | 12 | 24 | HeaderMin_12HeaderMax_24 | 14
379 | 189 | 10123-4P-100HP VLSC | VLSC_10123_4P_100HP | 3926.8748 | 3926.8748 | 11780.6245 | 3 | 0 | 3 | B | VLS_Inline | 10 | 10 | 10 | 14 | BranchMin_10BranchMax_14 | 12 | 12 | 24 | HeaderMin_12HeaderMax_24 | 16
379 | 189 | 10123-4P-100HP VLSC | VLSC_10123_4P_100HP | 3926.8748 | 3926.8748 | 11780.6245 | 3 | 0 | 3 | B | VLS_Inline | 10 | 10 | 10 | 14 | BranchMin_10BranchMax_14 | 12 | 12 | 24 | HeaderMin_12HeaderMax_24 | 18
379 | 189 | 10123-4P-100HP VLSC | VLSC_10123_4P_100HP | 3926.8748 | 3926.8748 | 11780.6245 | 3 | 0 | 3 | B | VLS_Inline | 10 | 10 | 10 | 14 | BranchMin_10BranchMax_14 | 12 | 12 | 24 | HeaderMin_12HeaderMax_24 | 20
379 | 189 | 10123-4P-100HP VLSC | VLSC_10123_4P_100HP | 3926.8748 | 3926.8748 | 11780.6245 | 3 | 0 | 3 | B | VLS_Inline | 10 | 10 | 10 | 14 | BranchMin_10BranchMax_14 | 12 | 12 | 24 | HeaderMin_12HeaderMax_24 | 24
379 | 189 | 10123-4P-100HP VLSC | VLSC_10123_4P_100HP | 3926.8748 | 3926.8748 | 11780.6245 | 3 | 0 | 3 | B | VLS_Inline | 10 | 10 | 10 | 14 | BranchMin_10BranchMax_14 | 14 | 12 | 24 | HeaderMin_12HeaderMax_24 | 12 | INVALID
379 | 189 | 10123-4P-100HP VLSC | VLSC_10123_4P_100HP | 3926.8748 | 3926.8748 | 11780.6245 | 3 | 0 | 3 | B | VLS_Inline | 10 | 10 | 10 | 14 | BranchMin_10BranchMax_14 | 14 | 12 | 24 | HeaderMin_12HeaderMax_24 | 14 | INVALID
379 | 189 | 10123-4P-100HP VLSC | VLSC_10123_4P_100HP | 3926.8748 | 3926.8748 | 11780.6245 | 3 | 0 | 3 | B | VLS_Inline | 10 | 10 | 10 | 14 | BranchMin_10BranchMax_14 | 14 | 12 | 24 | HeaderMin_12HeaderMax_24 | 16
379 | 189 | 10123-4P-100HP VLSC | VLSC_10123_4P_100HP | 3926.8748 | 3926.8748 | 11780.6245 | 3 | 0 | 3 | B | VLS_Inline | 10 | 10 | 10 | 14 | BranchMin_10BranchMax_14 | 14 | 12 | 24 | HeaderMin_12HeaderMax_24 | 18
379 | 189 | 10123-4P-100HP VLSC | VLSC_10123_4P_100HP | 3926.8748 | 3926.8748 | 11780.6245 | 3 | 0 | 3 | B | VLS_Inline | 10 | 10 | 10 | 14 | BranchMin_10BranchMax_14 | 14 | 12 | 24 | HeaderMin_12HeaderMax_24 | 20
379 | 189 | 10123-4P-100HP VLSC | VLSC_10123_4P_100HP | 3926.8748 | 3926.8748 | 11780.6245 | 3 | 0 | 3 | B | VLS_Inline | 10 | 10 | 10 | 14 | BranchMin_10BranchMax_14 | 14 | 12 | 24 | HeaderMin_12HeaderMax_24 | 24
380 | 190 | 10123-4P-125HP VLSC | VLSC_10123_4P_125HP | 4128.2784 | 4128.2784 | 12384.8351 | 3 | 0 | 3 | B | VLS_Inline | 10 | 10 | 10 | 14 | BranchMin_10BranchMax_14 | 10 | 12 | 24 | HeaderMin_12HeaderMax_24 | 12
380 | 190 | 10123-4P-125HP VLSC | VLSC_10123_4P_125HP | 4128.2784 | 4128.2784 | 12384.8351 | 3 | 0 | 3 | B | VLS_Inline | 10 | 10 | 10 | 14 | BranchMin_10BranchMax_14 | 10 | 12 | 24 | HeaderMin_12HeaderMax_24 | 14
380 | 190 | 10123-4P-125HP VLSC | VLSC_10123_4P_125HP | 4128.2784 | 4128.2784 | 12384.8351 | 3 | 0 | 3 | B | VLS_Inline | 10 | 10 | 10 | 14 | BranchMin_10BranchMax_14 | 10 | 12 | 24 | HeaderMin_12HeaderMax_24 | 16
380 | 190 | 10123-4P-125HP VLSC | VLSC_10123_4P_125HP | 4128.2784 | 4128.2784 | 12384.8351 | 3 | 0 | 3 | B | VLS_Inline | 10 | 10 | 10 | 14 | BranchMin_10BranchMax_14 | 10 | 12 | 24 | HeaderMin_12HeaderMax_24 | 18
380 | 190 | 10123-4P-125HP VLSC | VLSC_10123_4P_125HP | 4128.2784 | 4128.2784 | 12384.8351 | 3 | 0 | 3 | B | VLS_Inline | 10 | 10 | 10 | 14 | BranchMin_10BranchMax_14 | 10 | 12 | 24 | HeaderMin_12HeaderMax_24 | 20
380 | 190 | 10123-4P-125HP VLSC | VLSC_10123_4P_125HP | 4128.2784 | 4128.2784 | 12384.8351 | 3 | 0 | 3 | B | VLS_Inline | 10 | 10 | 10 | 14 | BranchMin_10BranchMax_14 | 10 | 12 | 24 | HeaderMin_12HeaderMax_24 | 24
380 | 190 | 10123-4P-125HP VLSC | VLSC_10123_4P_125HP | 4128.2784 | 4128.2784 | 12384.8351 | 3 | 0 | 3 | B | VLS_Inline | 10 | 10 | 10 | 14 | BranchMin_10BranchMax_14 | 12 | 12 | 24 | HeaderMin_12HeaderMax_24 | 12 | INVALID
380 | 190 | 10123-4P-125HP VLSC | VLSC_10123_4P_125HP | 4128.2784 | 4128.2784 | 12384.8351 | 3 | 0 | 3 | B | VLS_Inline | 10 | 10 | 10 | 14 | BranchMin_10BranchMax_14 | 12 | 12 | 24 | HeaderMin_12HeaderMax_24 | 14
380 | 190 | 10123-4P-125HP VLSC | VLSC_10123_4P_125HP | 4128.2784 | 4128.2784 | 12384.8351 | 3 | 0 | 3 | B | VLS_Inline | 10 | 10 | 10 | 14 | BranchMin_10BranchMax_14 | 12 | 12 | 24 | HeaderMin_12HeaderMax_24 | 16
380 | 190 | 10123-4P-125HP VLSC | VLSC_10123_4P_125HP | 4128.2784 | 4128.2784 | 12384.8351 | 3 | 0 | 3 | B | VLS_Inline | 10 | 10 | 10 | 14 | BranchMin_10BranchMax_14 | 12 | 12 | 24 | HeaderMin_12HeaderMax_24 | 18
380 | 190 | 10123-4P-125HP VLSC | VLSC_10123_4P_125HP | 4128.2784 | 4128.2784 | 12384.8351 | 3 | 0 | 3 | B | VLS_Inline | 10 | 10 | 10 | 14 | BranchMin_10BranchMax_14 | 12 | 12 | 24 | HeaderMin_12HeaderMax_24 | 20
380 | 190 | 10123-4P-125HP VLSC | VLSC_10123_4P_125HP | 4128.2784 | 4128.2784 | 12384.8351 | 3 | 0 | 3 | B | VLS_Inline | 10 | 10 | 10 | 14 | BranchMin_10BranchMax_14 | 12 | 12 | 24 | HeaderMin_12HeaderMax_24 | 24
380 | 190 | 10123-4P-125HP VLSC | VLSC_10123_4P_125HP | 4128.2784 | 4128.2784 | 12384.8351 | 3 | 0 | 3 | B | VLS_Inline | 10 | 10 | 10 | 14 | BranchMin_10BranchMax_14 | 14 | 12 | 24 | HeaderMin_12HeaderMax_24 | 12 | INVALID
380 | 190 | 10123-4P-125HP VLSC | VLSC_10123_4P_125HP | 4128.2784 | 4128.2784 | 12384.8351 | 3 | 0 | 3 | B | VLS_Inline | 10 | 10 | 10 | 14 | BranchMin_10BranchMax_14 | 14 | 12 | 24 | HeaderMin_12HeaderMax_24 | 14 | INVALID
380 | 190 | 10123-4P-125HP VLSC | VLSC_10123_4P_125HP | 4128.2784 | 4128.2784 | 12384.8351 | 3 | 0 | 3 | B | VLS_Inline | 10 | 10 | 10 | 14 | BranchMin_10BranchMax_14 | 14 | 12 | 24 | HeaderMin_12HeaderMax_24 | 16
380 | 190 | 10123-4P-125HP VLSC | VLSC_10123_4P_125HP | 4128.2784 | 4128.2784 | 12384.8351 | 3 | 0 | 3 | B | VLS_Inline | 10 | 10 | 10 | 14 | BranchMin_10BranchMax_14 | 14 | 12 | 24 | HeaderMin_12HeaderMax_24 | 18
380 | 190 | 10123-4P-125HP VLSC | VLSC_10123_4P_125HP | 4128.2784 | 4128.2784 | 12384.8351 | 3 | 0 | 3 | B | VLS_Inline | 10 | 10 | 10 | 14 | BranchMin_10BranchMax_14 | 14 | 12 | 24 | HeaderMin_12HeaderMax_24 | 20
380 | 190 | 10123-4P-125HP VLSC | VLSC_10123_4P_125HP | 4128.2784 | 4128.2784 | 12384.8351 | 3 | 0 | 3 | B | VLS_Inline | 10 | 10 | 10 | 14 | BranchMin_10BranchMax_14 | 14 | 12 | 24 | HeaderMin_12HeaderMax_24 | 24
381 | 1 | 12707-2P-5HP VLSC | VLSC_12707_2P_5HP | 120.9035 | 120.9035 | 483.6139 | 4 | 0 | 4 | C | VLS_Inline | 1.25 | 1.25 | 2 | 2.5 | BranchMin_2BranchMax_2.5 | 2 | 2.5 | 5 | HeaderMin_2.5HeaderMax_5 | 2.5
381 | 1 | 12707-2P-5HP VLSC | VLSC_12707_2P_5HP | 120.9035 | 120.9035 | 483.6139 | 4 | 0 | 4 | C | VLS_Inline | 1.25 | 1.25 | 2 | 2.5 | BranchMin_2BranchMax_2.5 | 2 | 2.5 | 5 | HeaderMin_2.5HeaderMax_5 | 3
381 | 1 | 12707-2P-5HP VLSC | VLSC_12707_2P_5HP | 120.9035 | 120.9035 | 483.6139 | 4 | 0 | 4 | C | VLS_Inline | 1.25 | 1.25 | 2 | 2.5 | BranchMin_2BranchMax_2.5 | 2 | 2.5 | 5 | HeaderMin_2.5HeaderMax_5 | 4
381 | 1 | 12707-2P-5HP VLSC | VLSC_12707_2P_5HP | 120.9035 | 120.9035 | 483.6139 | 4 | 0 | 4 | C | VLS_Inline | 1.25 | 1.25 | 2 | 2.5 | BranchMin_2BranchMax_2.5 | 2 | 2.5 | 5 | HeaderMin_2.5HeaderMax_5 | 5
381 | 1 | 12707-2P-5HP VLSC | VLSC_12707_2P_5HP | 120.9035 | 120.9035 | 483.6139 | 4 | 0 | 4 | C | VLS_Inline | 1.25 | 1.25 | 2 | 2.5 | BranchMin_2BranchMax_2.5 | 2.5 | 2.5 | 5 | HeaderMin_2.5HeaderMax_5 | 2.5 | INVALID
381 | 1 | 12707-2P-5HP VLSC | VLSC_12707_2P_5HP | 120.9035 | 120.9035 | 483.6139 | 4 | 0 | 4 | C | VLS_Inline | 1.25 | 1.25 | 2 | 2.5 | BranchMin_2BranchMax_2.5 | 2.5 | 2.5 | 5 | HeaderMin_2.5HeaderMax_5 | 3
381 | 1 | 12707-2P-5HP VLSC | VLSC_12707_2P_5HP | 120.9035 | 120.9035 | 483.6139 | 4 | 0 | 4 | C | VLS_Inline | 1.25 | 1.25 | 2 | 2.5 | BranchMin_2BranchMax_2.5 | 2.5 | 2.5 | 5 | HeaderMin_2.5HeaderMax_5 | 4
381 | 1 | 12707-2P-5HP VLSC | VLSC_12707_2P_5HP | 120.9035 | 120.9035 | 483.6139 | 4 | 0 | 4 | C | VLS_Inline | 1.25 | 1.25 | 2 | 2.5 | BranchMin_2BranchMax_2.5 | 2.5 | 2.5 | 5 | HeaderMin_2.5HeaderMax_5 | 5
382 | 2 | 12707-2P-7.5HP VLSC | VLSC_12707_2P_7.5HP | 134.1949 | 134.1949 | 536.7797 | 4 | 0 | 4 | C | VLS_Inline | 1.25 | 1.25 | 2 | 3 | BranchMin_2BranchMax_3 | 2 | 2.5 | 5 | HeaderMin_2.5HeaderMax_5 | 2.5
382 | 2 | 12707-2P-7.5HP VLSC | VLSC_12707_2P_7.5HP | 134.1949 | 134.1949 | 536.7797 | 4 | 0 | 4 | C | VLS_Inline | 1.25 | 1.25 | 2 | 3 | BranchMin_2BranchMax_3 | 2 | 2.5 | 5 | HeaderMin_2.5HeaderMax_5 | 3
382 | 2 | 12707-2P-7.5HP VLSC | VLSC_12707_2P_7.5HP | 134.1949 | 134.1949 | 536.7797 | 4 | 0 | 4 | C | VLS_Inline | 1.25 | 1.25 | 2 | 3 | BranchMin_2BranchMax_3 | 2 | 2.5 | 5 | HeaderMin_2.5HeaderMax_5 | 4
382 | 2 | 12707-2P-7.5HP VLSC | VLSC_12707_2P_7.5HP | 134.1949 | 134.1949 | 536.7797 | 4 | 0 | 4 | C | VLS_Inline | 1.25 | 1.25 | 2 | 3 | BranchMin_2BranchMax_3 | 2 | 2.5 | 5 | HeaderMin_2.5HeaderMax_5 | 5
382 | 2 | 12707-2P-7.5HP VLSC | VLSC_12707_2P_7.5HP | 134.1949 | 134.1949 | 536.7797 | 4 | 0 | 4 | C | VLS_Inline | 1.25 | 1.25 | 2 | 3 | BranchMin_2BranchMax_3 | 2.5 | 2.5 | 5 | HeaderMin_2.5HeaderMax_5 | 2.5 | INVALID
382 | 2 | 12707-2P-7.5HP VLSC | VLSC_12707_2P_7.5HP | 134.1949 | 134.1949 | 536.7797 | 4 | 0 | 4 | C | VLS_Inline | 1.25 | 1.25 | 2 | 3 | BranchMin_2BranchMax_3 | 2.5 | 2.5 | 5 | HeaderMin_2.5HeaderMax_5 | 3
382 | 2 | 12707-2P-7.5HP VLSC | VLSC_12707_2P_7.5HP | 134.1949 | 134.1949 | 536.7797 | 4 | 0 | 4 | C | VLS_Inline | 1.25 | 1.25 | 2 | 3 | BranchMin_2BranchMax_3 | 2.5 | 2.5 | 5 | HeaderMin_2.5HeaderMax_5 | 4
382 | 2 | 12707-2P-7.5HP VLSC | VLSC_12707_2P_7.5HP | 134.1949 | 134.1949 | 536.7797 | 4 | 0 | 4 | C | VLS_Inline | 1.25 | 1.25 | 2 | 3 | BranchMin_2BranchMax_3 | 2.5 | 2.5 | 5 | HeaderMin_2.5HeaderMax_5 | 5
382 | 2 | 12707-2P-7.5HP VLSC | VLSC_12707_2P_7.5HP | 134.1949 | 134.1949 | 536.7797 | 4 | 0 | 4 | C | VLS_Inline | 1.25 | 1.25 | 2 | 3 | BranchMin_2BranchMax_3 | 3 | 2.5 | 5 | HeaderMin_2.5HeaderMax_5 | 2.5 | INVALID
382 | 2 | 12707-2P-7.5HP VLSC | VLSC_12707_2P_7.5HP | 134.1949 | 134.1949 | 536.7797 | 4 | 0 | 4 | C | VLS_Inline | 1.25 | 1.25 | 2 | 3 | BranchMin_2BranchMax_3 | 3 | 2.5 | 5 | HeaderMin_2.5HeaderMax_5 | 3 | INVALID
382 | 2 | 12707-2P-7.5HP VLSC | VLSC_12707_2P_7.5HP | 134.1949 | 134.1949 | 536.7797 | 4 | 0 | 4 | C | VLS_Inline | 1.25 | 1.25 | 2 | 3 | BranchMin_2BranchMax_3 | 3 | 2.5 | 5 | HeaderMin_2.5HeaderMax_5 | 4
382 | 2 | 12707-2P-7.5HP VLSC | VLSC_12707_2P_7.5HP | 134.1949 | 134.1949 | 536.7797 | 4 | 0 | 4 | C | VLS_Inline | 1.25 | 1.25 | 2 | 3 | BranchMin_2BranchMax_3 | 3 | 2.5 | 5 | HeaderMin_2.5HeaderMax_5 | 5
383 | 3 | 12707-2P-10HP VLSC | VLSC_12707_2P_10HP | 146.7341 | 146.7341 | 586.9365 | 4 | 0 | 4 | C | VLS_Inline | 1.25 | 1.25 | 2 | 3 | BranchMin_2BranchMax_3 | 2 | 2.5 | 5 | HeaderMin_2.5HeaderMax_5 | 2.5
383 | 3 | 12707-2P-10HP VLSC | VLSC_12707_2P_10HP | 146.7341 | 146.7341 | 586.9365 | 4 | 0 | 4 | C | VLS_Inline | 1.25 | 1.25 | 2 | 3 | BranchMin_2BranchMax_3 | 2 | 2.5 | 5 | HeaderMin_2.5HeaderMax_5 | 3
383 | 3 | 12707-2P-10HP VLSC | VLSC_12707_2P_10HP | 146.7341 | 146.7341 | 586.9365 | 4 | 0 | 4 | C | VLS_Inline | 1.25 | 1.25 | 2 | 3 | BranchMin_2BranchMax_3 | 2 | 2.5 | 5 | HeaderMin_2.5HeaderMax_5 | 4
383 | 3 | 12707-2P-10HP VLSC | VLSC_12707_2P_10HP | 146.7341 | 146.7341 | 586.9365 | 4 | 0 | 4 | C | VLS_Inline | 1.25 | 1.25 | 2 | 3 | BranchMin_2BranchMax_3 | 2 | 2.5 | 5 | HeaderMin_2.5HeaderMax_5 | 5
383 | 3 | 12707-2P-10HP VLSC | VLSC_12707_2P_10HP | 146.7341 | 146.7341 | 586.9365 | 4 | 0 | 4 | C | VLS_Inline | 1.25 | 1.25 | 2 | 3 | BranchMin_2BranchMax_3 | 2.5 | 2.5 | 5 | HeaderMin_2.5HeaderMax_5 | 2.5 | INVALID
383 | 3 | 12707-2P-10HP VLSC | VLSC_12707_2P_10HP | 146.7341 | 146.7341 | 586.9365 | 4 | 0 | 4 | C | VLS_Inline | 1.25 | 1.25 | 2 | 3 | BranchMin_2BranchMax_3 | 2.5 | 2.5 | 5 | HeaderMin_2.5HeaderMax_5 | 3
383 | 3 | 12707-2P-10HP VLSC | VLSC_12707_2P_10HP | 146.7341 | 146.7341 | 586.9365 | 4 | 0 | 4 | C | VLS_Inline | 1.25 | 1.25 | 2 | 3 | BranchMin_2BranchMax_3 | 2.5 | 2.5 | 5 | HeaderMin_2.5HeaderMax_5 | 4
383 | 3 | 12707-2P-10HP VLSC | VLSC_12707_2P_10HP | 146.7341 | 146.7341 | 586.9365 | 4 | 0 | 4 | C | VLS_Inline | 1.25 | 1.25 | 2 | 3 | BranchMin_2BranchMax_3 | 2.5 | 2.5 | 5 | HeaderMin_2.5HeaderMax_5 | 5
383 | 3 | 12707-2P-10HP VLSC | VLSC_12707_2P_10HP | 146.7341 | 146.7341 | 586.9365 | 4 | 0 | 4 | C | VLS_Inline | 1.25 | 1.25 | 2 | 3 | BranchMin_2BranchMax_3 | 3 | 2.5 | 5 | HeaderMin_2.5HeaderMax_5 | 2.5 | INVALID
383 | 3 | 12707-2P-10HP VLSC | VLSC_12707_2P_10HP | 146.7341 | 146.7341 | 586.9365 | 4 | 0 | 4 | C | VLS_Inline | 1.25 | 1.25 | 2 | 3 | BranchMin_2BranchMax_3 | 3 | 2.5 | 5 | HeaderMin_2.5HeaderMax_5 | 3 | INVALID
383 | 3 | 12707-2P-10HP VLSC | VLSC_12707_2P_10HP | 146.7341 | 146.7341 | 586.9365 | 4 | 0 | 4 | C | VLS_Inline | 1.25 | 1.25 | 2 | 3 | BranchMin_2BranchMax_3 | 3 | 2.5 | 5 | HeaderMin_2.5HeaderMax_5 | 4
383 | 3 | 12707-2P-10HP VLSC | VLSC_12707_2P_10HP | 146.7341 | 146.7341 | 586.9365 | 4 | 0 | 4 | C | VLS_Inline | 1.25 | 1.25 | 2 | 3 | BranchMin_2BranchMax_3 | 3 | 2.5 | 5 | HeaderMin_2.5HeaderMax_5 | 5
384 | 4 | 12707-2P-15HP VLSC | VLSC_12707_2P_15HP | 154 | 154 | 616 | 4 | 0 | 4 | C | VLS_Inline | 1.25 | 1.25 | 2 | 3 | BranchMin_2BranchMax_3 | 2 | 2.5 | 5 | HeaderMin_2.5HeaderMax_5 | 2.5
384 | 4 | 12707-2P-15HP VLSC | VLSC_12707_2P_15HP | 154 | 154 | 616 | 4 | 0 | 4 | C | VLS_Inline | 1.25 | 1.25 | 2 | 3 | BranchMin_2BranchMax_3 | 2 | 2.5 | 5 | HeaderMin_2.5HeaderMax_5 | 3
384 | 4 | 12707-2P-15HP VLSC | VLSC_12707_2P_15HP | 154 | 154 | 616 | 4 | 0 | 4 | C | VLS_Inline | 1.25 | 1.25 | 2 | 3 | BranchMin_2BranchMax_3 | 2 | 2.5 | 5 | HeaderMin_2.5HeaderMax_5 | 4
384 | 4 | 12707-2P-15HP VLSC | VLSC_12707_2P_15HP | 154 | 154 | 616 | 4 | 0 | 4 | C | VLS_Inline | 1.25 | 1.25 | 2 | 3 | BranchMin_2BranchMax_3 | 2 | 2.5 | 5 | HeaderMin_2.5HeaderMax_5 | 5
384 | 4 | 12707-2P-15HP VLSC | VLSC_12707_2P_15HP | 154 | 154 | 616 | 4 | 0 | 4 | C | VLS_Inline | 1.25 | 1.25 | 2 | 3 | BranchMin_2BranchMax_3 | 2.5 | 2.5 | 5 | HeaderMin_2.5HeaderMax_5 | 2.5 | INVALID
384 | 4 | 12707-2P-15HP VLSC | VLSC_12707_2P_15HP | 154 | 154 | 616 | 4 | 0 | 4 | C | VLS_Inline | 1.25 | 1.25 | 2 | 3 | BranchMin_2BranchMax_3 | 2.5 | 2.5 | 5 | HeaderMin_2.5HeaderMax_5 | 3
384 | 4 | 12707-2P-15HP VLSC | VLSC_12707_2P_15HP | 154 | 154 | 616 | 4 | 0 | 4 | C | VLS_Inline | 1.25 | 1.25 | 2 | 3 | BranchMin_2BranchMax_3 | 2.5 | 2.5 | 5 | HeaderMin_2.5HeaderMax_5 | 4
384 | 4 | 12707-2P-15HP VLSC | VLSC_12707_2P_15HP | 154 | 154 | 616 | 4 | 0 | 4 | C | VLS_Inline | 1.25 | 1.25 | 2 | 3 | BranchMin_2BranchMax_3 | 2.5 | 2.5 | 5 | HeaderMin_2.5HeaderMax_5 | 5
384 | 4 | 12707-2P-15HP VLSC | VLSC_12707_2P_15HP | 154 | 154 | 616 | 4 | 0 | 4 | C | VLS_Inline | 1.25 | 1.25 | 2 | 3 | BranchMin_2BranchMax_3 | 3 | 2.5 | 5 | HeaderMin_2.5HeaderMax_5 | 2.5 | INVALID
384 | 4 | 12707-2P-15HP VLSC | VLSC_12707_2P_15HP | 154 | 154 | 616 | 4 | 0 | 4 | C | VLS_Inline | 1.25 | 1.25 | 2 | 3 | BranchMin_2BranchMax_3 | 3 | 2.5 | 5 | HeaderMin_2.5HeaderMax_5 | 3 | INVALID
384 | 4 | 12707-2P-15HP VLSC | VLSC_12707_2P_15HP | 154 | 154 | 616 | 4 | 0 | 4 | C | VLS_Inline | 1.25 | 1.25 | 2 | 3 | BranchMin_2BranchMax_3 | 3 | 2.5 | 5 | HeaderMin_2.5HeaderMax_5 | 4
384 | 4 | 12707-2P-15HP VLSC | VLSC_12707_2P_15HP | 154 | 154 | 616 | 4 | 0 | 4 | C | VLS_Inline | 1.25 | 1.25 | 2 | 3 | BranchMin_2BranchMax_3 | 3 | 2.5 | 5 | HeaderMin_2.5HeaderMax_5 | 5
385 | 5 | 12707-4P-3HP VLSC | VLSC_12707_4P_3HP | 79 | 79 | 316 | 4 | 0 | 4 | C | VLS_Inline | 1.25 | 1.25 | 2 | 2 | BranchMin_2BranchMax_2 | 2 | 2.5 | 4 | HeaderMin_2.5HeaderMax_4 | 2.5
385 | 5 | 12707-4P-3HP VLSC | VLSC_12707_4P_3HP | 79 | 79 | 316 | 4 | 0 | 4 | C | VLS_Inline | 1.25 | 1.25 | 2 | 2 | BranchMin_2BranchMax_2 | 2 | 2.5 | 4 | HeaderMin_2.5HeaderMax_4 | 3
385 | 5 | 12707-4P-3HP VLSC | VLSC_12707_4P_3HP | 79 | 79 | 316 | 4 | 0 | 4 | C | VLS_Inline | 1.25 | 1.25 | 2 | 2 | BranchMin_2BranchMax_2 | 2 | 2.5 | 4 | HeaderMin_2.5HeaderMax_4 | 4
386 | 6 | 15709-2P-7.5HP VLSC | VLSC_15709_2P_7.5HP | 169.9715 | 169.9715 | 679.8862 | 4 | 0 | 4 | C | VLS_Inline | 1.5 | 1.5 | 2 | 3 | BranchMin_2BranchMax_3 | 2 | 2.5 | 6 | HeaderMin_2.5HeaderMax_6 | 2.5
386 | 6 | 15709-2P-7.5HP VLSC | VLSC_15709_2P_7.5HP | 169.9715 | 169.9715 | 679.8862 | 4 | 0 | 4 | C | VLS_Inline | 1.5 | 1.5 | 2 | 3 | BranchMin_2BranchMax_3 | 2 | 2.5 | 6 | HeaderMin_2.5HeaderMax_6 | 3
386 | 6 | 15709-2P-7.5HP VLSC | VLSC_15709_2P_7.5HP | 169.9715 | 169.9715 | 679.8862 | 4 | 0 | 4 | C | VLS_Inline | 1.5 | 1.5 | 2 | 3 | BranchMin_2BranchMax_3 | 2 | 2.5 | 6 | HeaderMin_2.5HeaderMax_6 | 4
386 | 6 | 15709-2P-7.5HP VLSC | VLSC_15709_2P_7.5HP | 169.9715 | 169.9715 | 679.8862 | 4 | 0 | 4 | C | VLS_Inline | 1.5 | 1.5 | 2 | 3 | BranchMin_2BranchMax_3 | 2 | 2.5 | 6 | HeaderMin_2.5HeaderMax_6 | 5
386 | 6 | 15709-2P-7.5HP VLSC | VLSC_15709_2P_7.5HP | 169.9715 | 169.9715 | 679.8862 | 4 | 0 | 4 | C | VLS_Inline | 1.5 | 1.5 | 2 | 3 | BranchMin_2BranchMax_3 | 2 | 2.5 | 6 | HeaderMin_2.5HeaderMax_6 | 6
386 | 6 | 15709-2P-7.5HP VLSC | VLSC_15709_2P_7.5HP | 169.9715 | 169.9715 | 679.8862 | 4 | 0 | 4 | C | VLS_Inline | 1.5 | 1.5 | 2 | 3 | BranchMin_2BranchMax_3 | 2.5 | 2.5 | 6 | HeaderMin_2.5HeaderMax_6 | 2.5 | INVALID
386 | 6 | 15709-2P-7.5HP VLSC | VLSC_15709_2P_7.5HP | 169.9715 | 169.9715 | 679.8862 | 4 | 0 | 4 | C | VLS_Inline | 1.5 | 1.5 | 2 | 3 | BranchMin_2BranchMax_3 | 2.5 | 2.5 | 6 | HeaderMin_2.5HeaderMax_6 | 3
386 | 6 | 15709-2P-7.5HP VLSC | VLSC_15709_2P_7.5HP | 169.9715 | 169.9715 | 679.8862 | 4 | 0 | 4 | C | VLS_Inline | 1.5 | 1.5 | 2 | 3 | BranchMin_2BranchMax_3 | 2.5 | 2.5 | 6 | HeaderMin_2.5HeaderMax_6 | 4
386 | 6 | 15709-2P-7.5HP VLSC | VLSC_15709_2P_7.5HP | 169.9715 | 169.9715 | 679.8862 | 4 | 0 | 4 | C | VLS_Inline | 1.5 | 1.5 | 2 | 3 | BranchMin_2BranchMax_3 | 2.5 | 2.5 | 6 | HeaderMin_2.5HeaderMax_6 | 5
386 | 6 | 15709-2P-7.5HP VLSC | VLSC_15709_2P_7.5HP | 169.9715 | 169.9715 | 679.8862 | 4 | 0 | 4 | C | VLS_Inline | 1.5 | 1.5 | 2 | 3 | BranchMin_2BranchMax_3 | 2.5 | 2.5 | 6 | HeaderMin_2.5HeaderMax_6 | 6
386 | 6 | 15709-2P-7.5HP VLSC | VLSC_15709_2P_7.5HP | 169.9715 | 169.9715 | 679.8862 | 4 | 0 | 4 | C | VLS_Inline | 1.5 | 1.5 | 2 | 3 | BranchMin_2BranchMax_3 | 3 | 2.5 | 6 | HeaderMin_2.5HeaderMax_6 | 2.5 | INVALID
386 | 6 | 15709-2P-7.5HP VLSC | VLSC_15709_2P_7.5HP | 169.9715 | 169.9715 | 679.8862 | 4 | 0 | 4 | C | VLS_Inline | 1.5 | 1.5 | 2 | 3 | BranchMin_2BranchMax_3 | 3 | 2.5 | 6 | HeaderMin_2.5HeaderMax_6 | 3 | INVALID
386 | 6 | 15709-2P-7.5HP VLSC | VLSC_15709_2P_7.5HP | 169.9715 | 169.9715 | 679.8862 | 4 | 0 | 4 | C | VLS_Inline | 1.5 | 1.5 | 2 | 3 | BranchMin_2BranchMax_3 | 3 | 2.5 | 6 | HeaderMin_2.5HeaderMax_6 | 4
386 | 6 | 15709-2P-7.5HP VLSC | VLSC_15709_2P_7.5HP | 169.9715 | 169.9715 | 679.8862 | 4 | 0 | 4 | C | VLS_Inline | 1.5 | 1.5 | 2 | 3 | BranchMin_2BranchMax_3 | 3 | 2.5 | 6 | HeaderMin_2.5HeaderMax_6 | 5
386 | 6 | 15709-2P-7.5HP VLSC | VLSC_15709_2P_7.5HP | 169.9715 | 169.9715 | 679.8862 | 4 | 0 | 4 | C | VLS_Inline | 1.5 | 1.5 | 2 | 3 | BranchMin_2BranchMax_3 | 3 | 2.5 | 6 | HeaderMin_2.5HeaderMax_6 | 6
387 | 7 | 15709-2P-10HP VLSC | VLSC_15709_2P_10HP | 191.939 | 191.939 | 767.7559 | 4 | 0 | 4 | C | VLS_Inline | 1.5 | 1.5 | 2 | 3 | BranchMin_2BranchMax_3 | 2 | 2.5 | 6 | HeaderMin_2.5HeaderMax_6 | 2.5
387 | 7 | 15709-2P-10HP VLSC | VLSC_15709_2P_10HP | 191.939 | 191.939 | 767.7559 | 4 | 0 | 4 | C | VLS_Inline | 1.5 | 1.5 | 2 | 3 | BranchMin_2BranchMax_3 | 2 | 2.5 | 6 | HeaderMin_2.5HeaderMax_6 | 3
387 | 7 | 15709-2P-10HP VLSC | VLSC_15709_2P_10HP | 191.939 | 191.939 | 767.7559 | 4 | 0 | 4 | C | VLS_Inline | 1.5 | 1.5 | 2 | 3 | BranchMin_2BranchMax_3 | 2 | 2.5 | 6 | HeaderMin_2.5HeaderMax_6 | 4
387 | 7 | 15709-2P-10HP VLSC | VLSC_15709_2P_10HP | 191.939 | 191.939 | 767.7559 | 4 | 0 | 4 | C | VLS_Inline | 1.5 | 1.5 | 2 | 3 | BranchMin_2BranchMax_3 | 2 | 2.5 | 6 | HeaderMin_2.5HeaderMax_6 | 5
387 | 7 | 15709-2P-10HP VLSC | VLSC_15709_2P_10HP | 191.939 | 191.939 | 767.7559 | 4 | 0 | 4 | C | VLS_Inline | 1.5 | 1.5 | 2 | 3 | BranchMin_2BranchMax_3 | 2 | 2.5 | 6 | HeaderMin_2.5HeaderMax_6 | 6
387 | 7 | 15709-2P-10HP VLSC | VLSC_15709_2P_10HP | 191.939 | 191.939 | 767.7559 | 4 | 0 | 4 | C | VLS_Inline | 1.5 | 1.5 | 2 | 3 | BranchMin_2BranchMax_3 | 2.5 | 2.5 | 6 | HeaderMin_2.5HeaderMax_6 | 2.5 | INVALID
387 | 7 | 15709-2P-10HP VLSC | VLSC_15709_2P_10HP | 191.939 | 191.939 | 767.7559 | 4 | 0 | 4 | C | VLS_Inline | 1.5 | 1.5 | 2 | 3 | BranchMin_2BranchMax_3 | 2.5 | 2.5 | 6 | HeaderMin_2.5HeaderMax_6 | 3
387 | 7 | 15709-2P-10HP VLSC | VLSC_15709_2P_10HP | 191.939 | 191.939 | 767.7559 | 4 | 0 | 4 | C | VLS_Inline | 1.5 | 1.5 | 2 | 3 | BranchMin_2BranchMax_3 | 2.5 | 2.5 | 6 | HeaderMin_2.5HeaderMax_6 | 4
387 | 7 | 15709-2P-10HP VLSC | VLSC_15709_2P_10HP | 191.939 | 191.939 | 767.7559 | 4 | 0 | 4 | C | VLS_Inline | 1.5 | 1.5 | 2 | 3 | BranchMin_2BranchMax_3 | 2.5 | 2.5 | 6 | HeaderMin_2.5HeaderMax_6 | 5
387 | 7 | 15709-2P-10HP VLSC | VLSC_15709_2P_10HP | 191.939 | 191.939 | 767.7559 | 4 | 0 | 4 | C | VLS_Inline | 1.5 | 1.5 | 2 | 3 | BranchMin_2BranchMax_3 | 2.5 | 2.5 | 6 | HeaderMin_2.5HeaderMax_6 | 6
387 | 7 | 15709-2P-10HP VLSC | VLSC_15709_2P_10HP | 191.939 | 191.939 | 767.7559 | 4 | 0 | 4 | C | VLS_Inline | 1.5 | 1.5 | 2 | 3 | BranchMin_2BranchMax_3 | 3 | 2.5 | 6 | HeaderMin_2.5HeaderMax_6 | 2.5 | INVALID
387 | 7 | 15709-2P-10HP VLSC | VLSC_15709_2P_10HP | 191.939 | 191.939 | 767.7559 | 4 | 0 | 4 | C | VLS_Inline | 1.5 | 1.5 | 2 | 3 | BranchMin_2BranchMax_3 | 3 | 2.5 | 6 | HeaderMin_2.5HeaderMax_6 | 3 | INVALID
387 | 7 | 15709-2P-10HP VLSC | VLSC_15709_2P_10HP | 191.939 | 191.939 | 767.7559 | 4 | 0 | 4 | C | VLS_Inline | 1.5 | 1.5 | 2 | 3 | BranchMin_2BranchMax_3 | 3 | 2.5 | 6 | HeaderMin_2.5HeaderMax_6 | 4
387 | 7 | 15709-2P-10HP VLSC | VLSC_15709_2P_10HP | 191.939 | 191.939 | 767.7559 | 4 | 0 | 4 | C | VLS_Inline | 1.5 | 1.5 | 2 | 3 | BranchMin_2BranchMax_3 | 3 | 2.5 | 6 | HeaderMin_2.5HeaderMax_6 | 5
387 | 7 | 15709-2P-10HP VLSC | VLSC_15709_2P_10HP | 191.939 | 191.939 | 767.7559 | 4 | 0 | 4 | C | VLS_Inline | 1.5 | 1.5 | 2 | 3 | BranchMin_2BranchMax_3 | 3 | 2.5 | 6 | HeaderMin_2.5HeaderMax_6 | 6
388 | 8 | 15709-2P-15HP VLSC | VLSC_15709_2P_15HP | 226.3257 | 226.3257 | 905.3027 | 4 | 0 | 4 | C | VLS_Inline | 1.5 | 1.5 | 2 | 4 | BranchMin_2BranchMax_4 | 2 | 2.5 | 6 | HeaderMin_2.5HeaderMax_6 | 2.5
388 | 8 | 15709-2P-15HP VLSC | VLSC_15709_2P_15HP | 226.3257 | 226.3257 | 905.3027 | 4 | 0 | 4 | C | VLS_Inline | 1.5 | 1.5 | 2 | 4 | BranchMin_2BranchMax_4 | 2 | 2.5 | 6 | HeaderMin_2.5HeaderMax_6 | 3
388 | 8 | 15709-2P-15HP VLSC | VLSC_15709_2P_15HP | 226.3257 | 226.3257 | 905.3027 | 4 | 0 | 4 | C | VLS_Inline | 1.5 | 1.5 | 2 | 4 | BranchMin_2BranchMax_4 | 2 | 2.5 | 6 | HeaderMin_2.5HeaderMax_6 | 4
388 | 8 | 15709-2P-15HP VLSC | VLSC_15709_2P_15HP | 226.3257 | 226.3257 | 905.3027 | 4 | 0 | 4 | C | VLS_Inline | 1.5 | 1.5 | 2 | 4 | BranchMin_2BranchMax_4 | 2 | 2.5 | 6 | HeaderMin_2.5HeaderMax_6 | 5
388 | 8 | 15709-2P-15HP VLSC | VLSC_15709_2P_15HP | 226.3257 | 226.3257 | 905.3027 | 4 | 0 | 4 | C | VLS_Inline | 1.5 | 1.5 | 2 | 4 | BranchMin_2BranchMax_4 | 2 | 2.5 | 6 | HeaderMin_2.5HeaderMax_6 | 6
388 | 8 | 15709-2P-15HP VLSC | VLSC_15709_2P_15HP | 226.3257 | 226.3257 | 905.3027 | 4 | 0 | 4 | C | VLS_Inline | 1.5 | 1.5 | 2 | 4 | BranchMin_2BranchMax_4 | 2.5 | 2.5 | 6 | HeaderMin_2.5HeaderMax_6 | 2.5 | INVALID
388 | 8 | 15709-2P-15HP VLSC | VLSC_15709_2P_15HP | 226.3257 | 226.3257 | 905.3027 | 4 | 0 | 4 | C | VLS_Inline | 1.5 | 1.5 | 2 | 4 | BranchMin_2BranchMax_4 | 2.5 | 2.5 | 6 | HeaderMin_2.5HeaderMax_6 | 3
388 | 8 | 15709-2P-15HP VLSC | VLSC_15709_2P_15HP | 226.3257 | 226.3257 | 905.3027 | 4 | 0 | 4 | C | VLS_Inline | 1.5 | 1.5 | 2 | 4 | BranchMin_2BranchMax_4 | 2.5 | 2.5 | 6 | HeaderMin_2.5HeaderMax_6 | 4
388 | 8 | 15709-2P-15HP VLSC | VLSC_15709_2P_15HP | 226.3257 | 226.3257 | 905.3027 | 4 | 0 | 4 | C | VLS_Inline | 1.5 | 1.5 | 2 | 4 | BranchMin_2BranchMax_4 | 2.5 | 2.5 | 6 | HeaderMin_2.5HeaderMax_6 | 5
388 | 8 | 15709-2P-15HP VLSC | VLSC_15709_2P_15HP | 226.3257 | 226.3257 | 905.3027 | 4 | 0 | 4 | C | VLS_Inline | 1.5 | 1.5 | 2 | 4 | BranchMin_2BranchMax_4 | 2.5 | 2.5 | 6 | HeaderMin_2.5HeaderMax_6 | 6
388 | 8 | 15709-2P-15HP VLSC | VLSC_15709_2P_15HP | 226.3257 | 226.3257 | 905.3027 | 4 | 0 | 4 | C | VLS_Inline | 1.5 | 1.5 | 2 | 4 | BranchMin_2BranchMax_4 | 3 | 2.5 | 6 | HeaderMin_2.5HeaderMax_6 | 2.5 | INVALID
388 | 8 | 15709-2P-15HP VLSC | VLSC_15709_2P_15HP | 226.3257 | 226.3257 | 905.3027 | 4 | 0 | 4 | C | VLS_Inline | 1.5 | 1.5 | 2 | 4 | BranchMin_2BranchMax_4 | 3 | 2.5 | 6 | HeaderMin_2.5HeaderMax_6 | 3 | INVALID
388 | 8 | 15709-2P-15HP VLSC | VLSC_15709_2P_15HP | 226.3257 | 226.3257 | 905.3027 | 4 | 0 | 4 | C | VLS_Inline | 1.5 | 1.5 | 2 | 4 | BranchMin_2BranchMax_4 | 3 | 2.5 | 6 | HeaderMin_2.5HeaderMax_6 | 4
388 | 8 | 15709-2P-15HP VLSC | VLSC_15709_2P_15HP | 226.3257 | 226.3257 | 905.3027 | 4 | 0 | 4 | C | VLS_Inline | 1.5 | 1.5 | 2 | 4 | BranchMin_2BranchMax_4 | 3 | 2.5 | 6 | HeaderMin_2.5HeaderMax_6 | 5
388 | 8 | 15709-2P-15HP VLSC | VLSC_15709_2P_15HP | 226.3257 | 226.3257 | 905.3027 | 4 | 0 | 4 | C | VLS_Inline | 1.5 | 1.5 | 2 | 4 | BranchMin_2BranchMax_4 | 3 | 2.5 | 6 | HeaderMin_2.5HeaderMax_6 | 6
388 | 8 | 15709-2P-15HP VLSC | VLSC_15709_2P_15HP | 226.3257 | 226.3257 | 905.3027 | 4 | 0 | 4 | C | VLS_Inline | 1.5 | 1.5 | 2 | 4 | BranchMin_2BranchMax_4 | 4 | 2.5 | 6 | HeaderMin_2.5HeaderMax_6 | 2.5 | INVALID
388 | 8 | 15709-2P-15HP VLSC | VLSC_15709_2P_15HP | 226.3257 | 226.3257 | 905.3027 | 4 | 0 | 4 | C | VLS_Inline | 1.5 | 1.5 | 2 | 4 | BranchMin_2BranchMax_4 | 4 | 2.5 | 6 | HeaderMin_2.5HeaderMax_6 | 3 | INVALID
388 | 8 | 15709-2P-15HP VLSC | VLSC_15709_2P_15HP | 226.3257 | 226.3257 | 905.3027 | 4 | 0 | 4 | C | VLS_Inline | 1.5 | 1.5 | 2 | 4 | BranchMin_2BranchMax_4 | 4 | 2.5 | 6 | HeaderMin_2.5HeaderMax_6 | 4 | INVALID
388 | 8 | 15709-2P-15HP VLSC | VLSC_15709_2P_15HP | 226.3257 | 226.3257 | 905.3027 | 4 | 0 | 4 | C | VLS_Inline | 1.5 | 1.5 | 2 | 4 | BranchMin_2BranchMax_4 | 4 | 2.5 | 6 | HeaderMin_2.5HeaderMax_6 | 5
388 | 8 | 15709-2P-15HP VLSC | VLSC_15709_2P_15HP | 226.3257 | 226.3257 | 905.3027 | 4 | 0 | 4 | C | VLS_Inline | 1.5 | 1.5 | 2 | 4 | BranchMin_2BranchMax_4 | 4 | 2.5 | 6 | HeaderMin_2.5HeaderMax_6 | 6
389 | 9 | 15709-4P-3HP VLSC | VLSC_15709_4P_3HP | 124.0691 | 124.0691 | 496.2764 | 4 | 0 | 4 | C | VLS_Inline | 1.5 | 1.5 | 2 | 2.5 | BranchMin_2BranchMax_2.5 | 2 | 2.5 | 5 | HeaderMin_2.5HeaderMax_5 | 2.5
389 | 9 | 15709-4P-3HP VLSC | VLSC_15709_4P_3HP | 124.0691 | 124.0691 | 496.2764 | 4 | 0 | 4 | C | VLS_Inline | 1.5 | 1.5 | 2 | 2.5 | BranchMin_2BranchMax_2.5 | 2 | 2.5 | 5 | HeaderMin_2.5HeaderMax_5 | 3
389 | 9 | 15709-4P-3HP VLSC | VLSC_15709_4P_3HP | 124.0691 | 124.0691 | 496.2764 | 4 | 0 | 4 | C | VLS_Inline | 1.5 | 1.5 | 2 | 2.5 | BranchMin_2BranchMax_2.5 | 2 | 2.5 | 5 | HeaderMin_2.5HeaderMax_5 | 4
389 | 9 | 15709-4P-3HP VLSC | VLSC_15709_4P_3HP | 124.0691 | 124.0691 | 496.2764 | 4 | 0 | 4 | C | VLS_Inline | 1.5 | 1.5 | 2 | 2.5 | BranchMin_2BranchMax_2.5 | 2 | 2.5 | 5 | HeaderMin_2.5HeaderMax_5 | 5
389 | 9 | 15709-4P-3HP VLSC | VLSC_15709_4P_3HP | 124.0691 | 124.0691 | 496.2764 | 4 | 0 | 4 | C | VLS_Inline | 1.5 | 1.5 | 2 | 2.5 | BranchMin_2BranchMax_2.5 | 2.5 | 2.5 | 5 | HeaderMin_2.5HeaderMax_5 | 2.5 | INVALID
389 | 9 | 15709-4P-3HP VLSC | VLSC_15709_4P_3HP | 124.0691 | 124.0691 | 496.2764 | 4 | 0 | 4 | C | VLS_Inline | 1.5 | 1.5 | 2 | 2.5 | BranchMin_2BranchMax_2.5 | 2.5 | 2.5 | 5 | HeaderMin_2.5HeaderMax_5 | 3
389 | 9 | 15709-4P-3HP VLSC | VLSC_15709_4P_3HP | 124.0691 | 124.0691 | 496.2764 | 4 | 0 | 4 | C | VLS_Inline | 1.5 | 1.5 | 2 | 2.5 | BranchMin_2BranchMax_2.5 | 2.5 | 2.5 | 5 | HeaderMin_2.5HeaderMax_5 | 4
389 | 9 | 15709-4P-3HP VLSC | VLSC_15709_4P_3HP | 124.0691 | 124.0691 | 496.2764 | 4 | 0 | 4 | C | VLS_Inline | 1.5 | 1.5 | 2 | 2.5 | BranchMin_2BranchMax_2.5 | 2.5 | 2.5 | 5 | HeaderMin_2.5HeaderMax_5 | 5
390 | 10 | 20705-2P-7.5HP VLSC | VLSC_20705_2P_7.5HP | 190.191 | 190.191 | 760.7639 | 4 | 0 | 4 | C | VLS_Inline | 2 | 2 | 2 | 3 | BranchMin_2BranchMax_3 | 2 | 2.5 | 6 | HeaderMin_2.5HeaderMax_6 | 2.5
390 | 10 | 20705-2P-7.5HP VLSC | VLSC_20705_2P_7.5HP | 190.191 | 190.191 | 760.7639 | 4 | 0 | 4 | C | VLS_Inline | 2 | 2 | 2 | 3 | BranchMin_2BranchMax_3 | 2 | 2.5 | 6 | HeaderMin_2.5HeaderMax_6 | 3
390 | 10 | 20705-2P-7.5HP VLSC | VLSC_20705_2P_7.5HP | 190.191 | 190.191 | 760.7639 | 4 | 0 | 4 | C | VLS_Inline | 2 | 2 | 2 | 3 | BranchMin_2BranchMax_3 | 2 | 2.5 | 6 | HeaderMin_2.5HeaderMax_6 | 4
390 | 10 | 20705-2P-7.5HP VLSC | VLSC_20705_2P_7.5HP | 190.191 | 190.191 | 760.7639 | 4 | 0 | 4 | C | VLS_Inline | 2 | 2 | 2 | 3 | BranchMin_2BranchMax_3 | 2 | 2.5 | 6 | HeaderMin_2.5HeaderMax_6 | 5
390 | 10 | 20705-2P-7.5HP VLSC | VLSC_20705_2P_7.5HP | 190.191 | 190.191 | 760.7639 | 4 | 0 | 4 | C | VLS_Inline | 2 | 2 | 2 | 3 | BranchMin_2BranchMax_3 | 2 | 2.5 | 6 | HeaderMin_2.5HeaderMax_6 | 6
390 | 10 | 20705-2P-7.5HP VLSC | VLSC_20705_2P_7.5HP | 190.191 | 190.191 | 760.7639 | 4 | 0 | 4 | C | VLS_Inline | 2 | 2 | 2 | 3 | BranchMin_2BranchMax_3 | 2.5 | 2.5 | 6 | HeaderMin_2.5HeaderMax_6 | 2.5 | INVALID
390 | 10 | 20705-2P-7.5HP VLSC | VLSC_20705_2P_7.5HP | 190.191 | 190.191 | 760.7639 | 4 | 0 | 4 | C | VLS_Inline | 2 | 2 | 2 | 3 | BranchMin_2BranchMax_3 | 2.5 | 2.5 | 6 | HeaderMin_2.5HeaderMax_6 | 3
390 | 10 | 20705-2P-7.5HP VLSC | VLSC_20705_2P_7.5HP | 190.191 | 190.191 | 760.7639 | 4 | 0 | 4 | C | VLS_Inline | 2 | 2 | 2 | 3 | BranchMin_2BranchMax_3 | 2.5 | 2.5 | 6 | HeaderMin_2.5HeaderMax_6 | 4
390 | 10 | 20705-2P-7.5HP VLSC | VLSC_20705_2P_7.5HP | 190.191 | 190.191 | 760.7639 | 4 | 0 | 4 | C | VLS_Inline | 2 | 2 | 2 | 3 | BranchMin_2BranchMax_3 | 2.5 | 2.5 | 6 | HeaderMin_2.5HeaderMax_6 | 5
390 | 10 | 20705-2P-7.5HP VLSC | VLSC_20705_2P_7.5HP | 190.191 | 190.191 | 760.7639 | 4 | 0 | 4 | C | VLS_Inline | 2 | 2 | 2 | 3 | BranchMin_2BranchMax_3 | 2.5 | 2.5 | 6 | HeaderMin_2.5HeaderMax_6 | 6
390 | 10 | 20705-2P-7.5HP VLSC | VLSC_20705_2P_7.5HP | 190.191 | 190.191 | 760.7639 | 4 | 0 | 4 | C | VLS_Inline | 2 | 2 | 2 | 3 | BranchMin_2BranchMax_3 | 3 | 2.5 | 6 | HeaderMin_2.5HeaderMax_6 | 2.5 | INVALID
390 | 10 | 20705-2P-7.5HP VLSC | VLSC_20705_2P_7.5HP | 190.191 | 190.191 | 760.7639 | 4 | 0 | 4 | C | VLS_Inline | 2 | 2 | 2 | 3 | BranchMin_2BranchMax_3 | 3 | 2.5 | 6 | HeaderMin_2.5HeaderMax_6 | 3 | INVALID
390 | 10 | 20705-2P-7.5HP VLSC | VLSC_20705_2P_7.5HP | 190.191 | 190.191 | 760.7639 | 4 | 0 | 4 | C | VLS_Inline | 2 | 2 | 2 | 3 | BranchMin_2BranchMax_3 | 3 | 2.5 | 6 | HeaderMin_2.5HeaderMax_6 | 4
390 | 10 | 20705-2P-7.5HP VLSC | VLSC_20705_2P_7.5HP | 190.191 | 190.191 | 760.7639 | 4 | 0 | 4 | C | VLS_Inline | 2 | 2 | 2 | 3 | BranchMin_2BranchMax_3 | 3 | 2.5 | 6 | HeaderMin_2.5HeaderMax_6 | 5
390 | 10 | 20705-2P-7.5HP VLSC | VLSC_20705_2P_7.5HP | 190.191 | 190.191 | 760.7639 | 4 | 0 | 4 | C | VLS_Inline | 2 | 2 | 2 | 3 | BranchMin_2BranchMax_3 | 3 | 2.5 | 6 | HeaderMin_2.5HeaderMax_6 | 6
391 | 11 | 20705-2P-10HP VLSC | VLSC_20705_2P_10HP | 214.0515 | 214.0515 | 856.2061 | 4 | 0 | 4 | C | VLS_Inline | 2 | 2 | 2 | 3 | BranchMin_2BranchMax_3 | 2 | 2.5 | 6 | HeaderMin_2.5HeaderMax_6 | 2.5
391 | 11 | 20705-2P-10HP VLSC | VLSC_20705_2P_10HP | 214.0515 | 214.0515 | 856.2061 | 4 | 0 | 4 | C | VLS_Inline | 2 | 2 | 2 | 3 | BranchMin_2BranchMax_3 | 2 | 2.5 | 6 | HeaderMin_2.5HeaderMax_6 | 3
391 | 11 | 20705-2P-10HP VLSC | VLSC_20705_2P_10HP | 214.0515 | 214.0515 | 856.2061 | 4 | 0 | 4 | C | VLS_Inline | 2 | 2 | 2 | 3 | BranchMin_2BranchMax_3 | 2 | 2.5 | 6 | HeaderMin_2.5HeaderMax_6 | 4
391 | 11 | 20705-2P-10HP VLSC | VLSC_20705_2P_10HP | 214.0515 | 214.0515 | 856.2061 | 4 | 0 | 4 | C | VLS_Inline | 2 | 2 | 2 | 3 | BranchMin_2BranchMax_3 | 2 | 2.5 | 6 | HeaderMin_2.5HeaderMax_6 | 5
391 | 11 | 20705-2P-10HP VLSC | VLSC_20705_2P_10HP | 214.0515 | 214.0515 | 856.2061 | 4 | 0 | 4 | C | VLS_Inline | 2 | 2 | 2 | 3 | BranchMin_2BranchMax_3 | 2 | 2.5 | 6 | HeaderMin_2.5HeaderMax_6 | 6
391 | 11 | 20705-2P-10HP VLSC | VLSC_20705_2P_10HP | 214.0515 | 214.0515 | 856.2061 | 4 | 0 | 4 | C | VLS_Inline | 2 | 2 | 2 | 3 | BranchMin_2BranchMax_3 | 2.5 | 2.5 | 6 | HeaderMin_2.5HeaderMax_6 | 2.5 | INVALID
391 | 11 | 20705-2P-10HP VLSC | VLSC_20705_2P_10HP | 214.0515 | 214.0515 | 856.2061 | 4 | 0 | 4 | C | VLS_Inline | 2 | 2 | 2 | 3 | BranchMin_2BranchMax_3 | 2.5 | 2.5 | 6 | HeaderMin_2.5HeaderMax_6 | 3
391 | 11 | 20705-2P-10HP VLSC | VLSC_20705_2P_10HP | 214.0515 | 214.0515 | 856.2061 | 4 | 0 | 4 | C | VLS_Inline | 2 | 2 | 2 | 3 | BranchMin_2BranchMax_3 | 2.5 | 2.5 | 6 | HeaderMin_2.5HeaderMax_6 | 4
391 | 11 | 20705-2P-10HP VLSC | VLSC_20705_2P_10HP | 214.0515 | 214.0515 | 856.2061 | 4 | 0 | 4 | C | VLS_Inline | 2 | 2 | 2 | 3 | BranchMin_2BranchMax_3 | 2.5 | 2.5 | 6 | HeaderMin_2.5HeaderMax_6 | 5
391 | 11 | 20705-2P-10HP VLSC | VLSC_20705_2P_10HP | 214.0515 | 214.0515 | 856.2061 | 4 | 0 | 4 | C | VLS_Inline | 2 | 2 | 2 | 3 | BranchMin_2BranchMax_3 | 2.5 | 2.5 | 6 | HeaderMin_2.5HeaderMax_6 | 6
391 | 11 | 20705-2P-10HP VLSC | VLSC_20705_2P_10HP | 214.0515 | 214.0515 | 856.2061 | 4 | 0 | 4 | C | VLS_Inline | 2 | 2 | 2 | 3 | BranchMin_2BranchMax_3 | 3 | 2.5 | 6 | HeaderMin_2.5HeaderMax_6 | 2.5 | INVALID
391 | 11 | 20705-2P-10HP VLSC | VLSC_20705_2P_10HP | 214.0515 | 214.0515 | 856.2061 | 4 | 0 | 4 | C | VLS_Inline | 2 | 2 | 2 | 3 | BranchMin_2BranchMax_3 | 3 | 2.5 | 6 | HeaderMin_2.5HeaderMax_6 | 3 | INVALID
391 | 11 | 20705-2P-10HP VLSC | VLSC_20705_2P_10HP | 214.0515 | 214.0515 | 856.2061 | 4 | 0 | 4 | C | VLS_Inline | 2 | 2 | 2 | 3 | BranchMin_2BranchMax_3 | 3 | 2.5 | 6 | HeaderMin_2.5HeaderMax_6 | 4
391 | 11 | 20705-2P-10HP VLSC | VLSC_20705_2P_10HP | 214.0515 | 214.0515 | 856.2061 | 4 | 0 | 4 | C | VLS_Inline | 2 | 2 | 2 | 3 | BranchMin_2BranchMax_3 | 3 | 2.5 | 6 | HeaderMin_2.5HeaderMax_6 | 5
391 | 11 | 20705-2P-10HP VLSC | VLSC_20705_2P_10HP | 214.0515 | 214.0515 | 856.2061 | 4 | 0 | 4 | C | VLS_Inline | 2 | 2 | 2 | 3 | BranchMin_2BranchMax_3 | 3 | 2.5 | 6 | HeaderMin_2.5HeaderMax_6 | 6
392 | 12 | 20705-2P-15HP VLSC | VLSC_20705_2P_15HP | 249.8523 | 249.8523 | 999.4092 | 4 | 0 | 4 | C | VLS_Inline | 2 | 2 | 2 | 4 | BranchMin_2BranchMax_4 | 2 | 2.5 | 8 | HeaderMin_2.5HeaderMax_8 | 2.5
392 | 12 | 20705-2P-15HP VLSC | VLSC_20705_2P_15HP | 249.8523 | 249.8523 | 999.4092 | 4 | 0 | 4 | C | VLS_Inline | 2 | 2 | 2 | 4 | BranchMin_2BranchMax_4 | 2 | 2.5 | 8 | HeaderMin_2.5HeaderMax_8 | 4
392 | 12 | 20705-2P-15HP VLSC | VLSC_20705_2P_15HP | 249.8523 | 249.8523 | 999.4092 | 4 | 0 | 4 | C | VLS_Inline | 2 | 2 | 2 | 4 | BranchMin_2BranchMax_4 | 2 | 2.5 | 8 | HeaderMin_2.5HeaderMax_8 | 6
392 | 12 | 20705-2P-15HP VLSC | VLSC_20705_2P_15HP | 249.8523 | 249.8523 | 999.4092 | 4 | 0 | 4 | C | VLS_Inline | 2 | 2 | 2 | 4 | BranchMin_2BranchMax_4 | 2 | 2.5 | 8 | HeaderMin_2.5HeaderMax_8 | 8
392 | 12 | 20705-2P-15HP VLSC | VLSC_20705_2P_15HP | 249.8523 | 249.8523 | 999.4092 | 4 | 0 | 4 | C | VLS_Inline | 2 | 2 | 2 | 4 | BranchMin_2BranchMax_4 | 2.5 | 2.5 | 8 | HeaderMin_2.5HeaderMax_8 | 2.5 | INVALID
392 | 12 | 20705-2P-15HP VLSC | VLSC_20705_2P_15HP | 249.8523 | 249.8523 | 999.4092 | 4 | 0 | 4 | C | VLS_Inline | 2 | 2 | 2 | 4 | BranchMin_2BranchMax_4 | 2.5 | 2.5 | 8 | HeaderMin_2.5HeaderMax_8 | 4
392 | 12 | 20705-2P-15HP VLSC | VLSC_20705_2P_15HP | 249.8523 | 249.8523 | 999.4092 | 4 | 0 | 4 | C | VLS_Inline | 2 | 2 | 2 | 4 | BranchMin_2BranchMax_4 | 2.5 | 2.5 | 8 | HeaderMin_2.5HeaderMax_8 | 6
392 | 12 | 20705-2P-15HP VLSC | VLSC_20705_2P_15HP | 249.8523 | 249.8523 | 999.4092 | 4 | 0 | 4 | C | VLS_Inline | 2 | 2 | 2 | 4 | BranchMin_2BranchMax_4 | 2.5 | 2.5 | 8 | HeaderMin_2.5HeaderMax_8 | 8
392 | 12 | 20705-2P-15HP VLSC | VLSC_20705_2P_15HP | 249.8523 | 249.8523 | 999.4092 | 4 | 0 | 4 | C | VLS_Inline | 2 | 2 | 2 | 4 | BranchMin_2BranchMax_4 | 3 | 2.5 | 8 | HeaderMin_2.5HeaderMax_8 | 2.5 | INVALID
392 | 12 | 20705-2P-15HP VLSC | VLSC_20705_2P_15HP | 249.8523 | 249.8523 | 999.4092 | 4 | 0 | 4 | C | VLS_Inline | 2 | 2 | 2 | 4 | BranchMin_2BranchMax_4 | 3 | 2.5 | 8 | HeaderMin_2.5HeaderMax_8 | 4
392 | 12 | 20705-2P-15HP VLSC | VLSC_20705_2P_15HP | 249.8523 | 249.8523 | 999.4092 | 4 | 0 | 4 | C | VLS_Inline | 2 | 2 | 2 | 4 | BranchMin_2BranchMax_4 | 3 | 2.5 | 8 | HeaderMin_2.5HeaderMax_8 | 6
392 | 12 | 20705-2P-15HP VLSC | VLSC_20705_2P_15HP | 249.8523 | 249.8523 | 999.4092 | 4 | 0 | 4 | C | VLS_Inline | 2 | 2 | 2 | 4 | BranchMin_2BranchMax_4 | 3 | 2.5 | 8 | HeaderMin_2.5HeaderMax_8 | 8
392 | 12 | 20705-2P-15HP VLSC | VLSC_20705_2P_15HP | 249.8523 | 249.8523 | 999.4092 | 4 | 0 | 4 | C | VLS_Inline | 2 | 2 | 2 | 4 | BranchMin_2BranchMax_4 | 4 | 2.5 | 8 | HeaderMin_2.5HeaderMax_8 | 2.5 | INVALID
392 | 12 | 20705-2P-15HP VLSC | VLSC_20705_2P_15HP | 249.8523 | 249.8523 | 999.4092 | 4 | 0 | 4 | C | VLS_Inline | 2 | 2 | 2 | 4 | BranchMin_2BranchMax_4 | 4 | 2.5 | 8 | HeaderMin_2.5HeaderMax_8 | 4 | INVALID
392 | 12 | 20705-2P-15HP VLSC | VLSC_20705_2P_15HP | 249.8523 | 249.8523 | 999.4092 | 4 | 0 | 4 | C | VLS_Inline | 2 | 2 | 2 | 4 | BranchMin_2BranchMax_4 | 4 | 2.5 | 8 | HeaderMin_2.5HeaderMax_8 | 6
392 | 12 | 20705-2P-15HP VLSC | VLSC_20705_2P_15HP | 249.8523 | 249.8523 | 999.4092 | 4 | 0 | 4 | C | VLS_Inline | 2 | 2 | 2 | 4 | BranchMin_2BranchMax_4 | 4 | 2.5 | 8 | HeaderMin_2.5HeaderMax_8 | 8
393 | 13 | 20705-2P-20HP VLSC | VLSC_20705_2P_20HP | 243.9916 | 243.9916 | 975.9663 | 4 | 0 | 4 | C | VLS_Inline | 2 | 2 | 2 | 4 | BranchMin_2BranchMax_4 | 2 | 2.5 | 8 | HeaderMin_2.5HeaderMax_8 | 2.5
393 | 13 | 20705-2P-20HP VLSC | VLSC_20705_2P_20HP | 243.9916 | 243.9916 | 975.9663 | 4 | 0 | 4 | C | VLS_Inline | 2 | 2 | 2 | 4 | BranchMin_2BranchMax_4 | 2 | 2.5 | 8 | HeaderMin_2.5HeaderMax_8 | 4
393 | 13 | 20705-2P-20HP VLSC | VLSC_20705_2P_20HP | 243.9916 | 243.9916 | 975.9663 | 4 | 0 | 4 | C | VLS_Inline | 2 | 2 | 2 | 4 | BranchMin_2BranchMax_4 | 2 | 2.5 | 8 | HeaderMin_2.5HeaderMax_8 | 6
393 | 13 | 20705-2P-20HP VLSC | VLSC_20705_2P_20HP | 243.9916 | 243.9916 | 975.9663 | 4 | 0 | 4 | C | VLS_Inline | 2 | 2 | 2 | 4 | BranchMin_2BranchMax_4 | 2 | 2.5 | 8 | HeaderMin_2.5HeaderMax_8 | 8
393 | 13 | 20705-2P-20HP VLSC | VLSC_20705_2P_20HP | 243.9916 | 243.9916 | 975.9663 | 4 | 0 | 4 | C | VLS_Inline | 2 | 2 | 2 | 4 | BranchMin_2BranchMax_4 | 2.5 | 2.5 | 8 | HeaderMin_2.5HeaderMax_8 | 2.5 | INVALID
393 | 13 | 20705-2P-20HP VLSC | VLSC_20705_2P_20HP | 243.9916 | 243.9916 | 975.9663 | 4 | 0 | 4 | C | VLS_Inline | 2 | 2 | 2 | 4 | BranchMin_2BranchMax_4 | 2.5 | 2.5 | 8 | HeaderMin_2.5HeaderMax_8 | 4
393 | 13 | 20705-2P-20HP VLSC | VLSC_20705_2P_20HP | 243.9916 | 243.9916 | 975.9663 | 4 | 0 | 4 | C | VLS_Inline | 2 | 2 | 2 | 4 | BranchMin_2BranchMax_4 | 2.5 | 2.5 | 8 | HeaderMin_2.5HeaderMax_8 | 6
393 | 13 | 20705-2P-20HP VLSC | VLSC_20705_2P_20HP | 243.9916 | 243.9916 | 975.9663 | 4 | 0 | 4 | C | VLS_Inline | 2 | 2 | 2 | 4 | BranchMin_2BranchMax_4 | 2.5 | 2.5 | 8 | HeaderMin_2.5HeaderMax_8 | 8
393 | 13 | 20705-2P-20HP VLSC | VLSC_20705_2P_20HP | 243.9916 | 243.9916 | 975.9663 | 4 | 0 | 4 | C | VLS_Inline | 2 | 2 | 2 | 4 | BranchMin_2BranchMax_4 | 3 | 2.5 | 8 | HeaderMin_2.5HeaderMax_8 | 2.5 | INVALID
393 | 13 | 20705-2P-20HP VLSC | VLSC_20705_2P_20HP | 243.9916 | 243.9916 | 975.9663 | 4 | 0 | 4 | C | VLS_Inline | 2 | 2 | 2 | 4 | BranchMin_2BranchMax_4 | 3 | 2.5 | 8 | HeaderMin_2.5HeaderMax_8 | 4
393 | 13 | 20705-2P-20HP VLSC | VLSC_20705_2P_20HP | 243.9916 | 243.9916 | 975.9663 | 4 | 0 | 4 | C | VLS_Inline | 2 | 2 | 2 | 4 | BranchMin_2BranchMax_4 | 3 | 2.5 | 8 | HeaderMin_2.5HeaderMax_8 | 6
393 | 13 | 20705-2P-20HP VLSC | VLSC_20705_2P_20HP | 243.9916 | 243.9916 | 975.9663 | 4 | 0 | 4 | C | VLS_Inline | 2 | 2 | 2 | 4 | BranchMin_2BranchMax_4 | 3 | 2.5 | 8 | HeaderMin_2.5HeaderMax_8 | 8
393 | 13 | 20705-2P-20HP VLSC | VLSC_20705_2P_20HP | 243.9916 | 243.9916 | 975.9663 | 4 | 0 | 4 | C | VLS_Inline | 2 | 2 | 2 | 4 | BranchMin_2BranchMax_4 | 4 | 2.5 | 8 | HeaderMin_2.5HeaderMax_8 | 2.5 | INVALID
393 | 13 | 20705-2P-20HP VLSC | VLSC_20705_2P_20HP | 243.9916 | 243.9916 | 975.9663 | 4 | 0 | 4 | C | VLS_Inline | 2 | 2 | 2 | 4 | BranchMin_2BranchMax_4 | 4 | 2.5 | 8 | HeaderMin_2.5HeaderMax_8 | 4 | INVALID
393 | 13 | 20705-2P-20HP VLSC | VLSC_20705_2P_20HP | 243.9916 | 243.9916 | 975.9663 | 4 | 0 | 4 | C | VLS_Inline | 2 | 2 | 2 | 4 | BranchMin_2BranchMax_4 | 4 | 2.5 | 8 | HeaderMin_2.5HeaderMax_8 | 6
393 | 13 | 20705-2P-20HP VLSC | VLSC_20705_2P_20HP | 243.9916 | 243.9916 | 975.9663 | 4 | 0 | 4 | C | VLS_Inline | 2 | 2 | 2 | 4 | BranchMin_2BranchMax_4 | 4 | 2.5 | 8 | HeaderMin_2.5HeaderMax_8 | 8
394 | 14 | 20705-4P-3HP VLSC | VLSC_20705_4P_3HP | 128.156 | 128.156 | 512.6241 | 4 | 0 | 4 | C | VLS_Inline | 2 | 2 | 2 | 3 | BranchMin_2BranchMax_3 | 2 | 2.5 | 5 | HeaderMin_2.5HeaderMax_5 | 2.5
394 | 14 | 20705-4P-3HP VLSC | VLSC_20705_4P_3HP | 128.156 | 128.156 | 512.6241 | 4 | 0 | 4 | C | VLS_Inline | 2 | 2 | 2 | 3 | BranchMin_2BranchMax_3 | 2 | 2.5 | 5 | HeaderMin_2.5HeaderMax_5 | 3
394 | 14 | 20705-4P-3HP VLSC | VLSC_20705_4P_3HP | 128.156 | 128.156 | 512.6241 | 4 | 0 | 4 | C | VLS_Inline | 2 | 2 | 2 | 3 | BranchMin_2BranchMax_3 | 2 | 2.5 | 5 | HeaderMin_2.5HeaderMax_5 | 4
394 | 14 | 20705-4P-3HP VLSC | VLSC_20705_4P_3HP | 128.156 | 128.156 | 512.6241 | 4 | 0 | 4 | C | VLS_Inline | 2 | 2 | 2 | 3 | BranchMin_2BranchMax_3 | 2 | 2.5 | 5 | HeaderMin_2.5HeaderMax_5 | 5
394 | 14 | 20705-4P-3HP VLSC | VLSC_20705_4P_3HP | 128.156 | 128.156 | 512.6241 | 4 | 0 | 4 | C | VLS_Inline | 2 | 2 | 2 | 3 | BranchMin_2BranchMax_3 | 2.5 | 2.5 | 5 | HeaderMin_2.5HeaderMax_5 | 2.5 | INVALID
394 | 14 | 20705-4P-3HP VLSC | VLSC_20705_4P_3HP | 128.156 | 128.156 | 512.6241 | 4 | 0 | 4 | C | VLS_Inline | 2 | 2 | 2 | 3 | BranchMin_2BranchMax_3 | 2.5 | 2.5 | 5 | HeaderMin_2.5HeaderMax_5 | 3
394 | 14 | 20705-4P-3HP VLSC | VLSC_20705_4P_3HP | 128.156 | 128.156 | 512.6241 | 4 | 0 | 4 | C | VLS_Inline | 2 | 2 | 2 | 3 | BranchMin_2BranchMax_3 | 2.5 | 2.5 | 5 | HeaderMin_2.5HeaderMax_5 | 4
394 | 14 | 20705-4P-3HP VLSC | VLSC_20705_4P_3HP | 128.156 | 128.156 | 512.6241 | 4 | 0 | 4 | C | VLS_Inline | 2 | 2 | 2 | 3 | BranchMin_2BranchMax_3 | 2.5 | 2.5 | 5 | HeaderMin_2.5HeaderMax_5 | 5
394 | 14 | 20705-4P-3HP VLSC | VLSC_20705_4P_3HP | 128.156 | 128.156 | 512.6241 | 4 | 0 | 4 | C | VLS_Inline | 2 | 2 | 2 | 3 | BranchMin_2BranchMax_3 | 3 | 2.5 | 5 | HeaderMin_2.5HeaderMax_5 | 2.5 | INVALID
394 | 14 | 20705-4P-3HP VLSC | VLSC_20705_4P_3HP | 128.156 | 128.156 | 512.6241 | 4 | 0 | 4 | C | VLS_Inline | 2 | 2 | 2 | 3 | BranchMin_2BranchMax_3 | 3 | 2.5 | 5 | HeaderMin_2.5HeaderMax_5 | 3 | INVALID
394 | 14 | 20705-4P-3HP VLSC | VLSC_20705_4P_3HP | 128.156 | 128.156 | 512.6241 | 4 | 0 | 4 | C | VLS_Inline | 2 | 2 | 2 | 3 | BranchMin_2BranchMax_3 | 3 | 2.5 | 5 | HeaderMin_2.5HeaderMax_5 | 4
394 | 14 | 20705-4P-3HP VLSC | VLSC_20705_4P_3HP | 128.156 | 128.156 | 512.6241 | 4 | 0 | 4 | C | VLS_Inline | 2 | 2 | 2 | 3 | BranchMin_2BranchMax_3 | 3 | 2.5 | 5 | HeaderMin_2.5HeaderMax_5 | 5
395 | 15 | 20951-2P-15HP VLSC | RC2511-7.70 | 152.95 | 152.95 | 611.8001 | 4 | 0 | 4 | C | VLS_Inline | 2 | 2 | 2 | 3 | BranchMin_2BranchMax_3 | 2 | 2.5 | 5 | HeaderMin_2.5HeaderMax_5 | 2.5
395 | 15 | 20951-2P-15HP VLSC | RC2511-7.70 | 152.95 | 152.95 | 611.8001 | 4 | 0 | 4 | C | VLS_Inline | 2 | 2 | 2 | 3 | BranchMin_2BranchMax_3 | 2 | 2.5 | 5 | HeaderMin_2.5HeaderMax_5 | 3
395 | 15 | 20951-2P-15HP VLSC | RC2511-7.70 | 152.95 | 152.95 | 611.8001 | 4 | 0 | 4 | C | VLS_Inline | 2 | 2 | 2 | 3 | BranchMin_2BranchMax_3 | 2 | 2.5 | 5 | HeaderMin_2.5HeaderMax_5 | 4
395 | 15 | 20951-2P-15HP VLSC | RC2511-7.70 | 152.95 | 152.95 | 611.8001 | 4 | 0 | 4 | C | VLS_Inline | 2 | 2 | 2 | 3 | BranchMin_2BranchMax_3 | 2 | 2.5 | 5 | HeaderMin_2.5HeaderMax_5 | 5
395 | 15 | 20951-2P-15HP VLSC | RC2511-7.70 | 152.95 | 152.95 | 611.8001 | 4 | 0 | 4 | C | VLS_Inline | 2 | 2 | 2 | 3 | BranchMin_2BranchMax_3 | 2.5 | 2.5 | 5 | HeaderMin_2.5HeaderMax_5 | 2.5 | INVALID
395 | 15 | 20951-2P-15HP VLSC | RC2511-7.70 | 152.95 | 152.95 | 611.8001 | 4 | 0 | 4 | C | VLS_Inline | 2 | 2 | 2 | 3 | BranchMin_2BranchMax_3 | 2.5 | 2.5 | 5 | HeaderMin_2.5HeaderMax_5 | 3
395 | 15 | 20951-2P-15HP VLSC | RC2511-7.70 | 152.95 | 152.95 | 611.8001 | 4 | 0 | 4 | C | VLS_Inline | 2 | 2 | 2 | 3 | BranchMin_2BranchMax_3 | 2.5 | 2.5 | 5 | HeaderMin_2.5HeaderMax_5 | 4
395 | 15 | 20951-2P-15HP VLSC | RC2511-7.70 | 152.95 | 152.95 | 611.8001 | 4 | 0 | 4 | C | VLS_Inline | 2 | 2 | 2 | 3 | BranchMin_2BranchMax_3 | 2.5 | 2.5 | 5 | HeaderMin_2.5HeaderMax_5 | 5
395 | 15 | 20951-2P-15HP VLSC | RC2511-7.70 | 152.95 | 152.95 | 611.8001 | 4 | 0 | 4 | C | VLS_Inline | 2 | 2 | 2 | 3 | BranchMin_2BranchMax_3 | 3 | 2.5 | 5 | HeaderMin_2.5HeaderMax_5 | 2.5 | INVALID
395 | 15 | 20951-2P-15HP VLSC | RC2511-7.70 | 152.95 | 152.95 | 611.8001 | 4 | 0 | 4 | C | VLS_Inline | 2 | 2 | 2 | 3 | BranchMin_2BranchMax_3 | 3 | 2.5 | 5 | HeaderMin_2.5HeaderMax_5 | 3 | INVALID
395 | 15 | 20951-2P-15HP VLSC | RC2511-7.70 | 152.95 | 152.95 | 611.8001 | 4 | 0 | 4 | C | VLS_Inline | 2 | 2 | 2 | 3 | BranchMin_2BranchMax_3 | 3 | 2.5 | 5 | HeaderMin_2.5HeaderMax_5 | 4
395 | 15 | 20951-2P-15HP VLSC | RC2511-7.70 | 152.95 | 152.95 | 611.8001 | 4 | 0 | 4 | C | VLS_Inline | 2 | 2 | 2 | 3 | BranchMin_2BranchMax_3 | 3 | 2.5 | 5 | HeaderMin_2.5HeaderMax_5 | 5
396 | 16 | 20951-2P-20HP VLSC | RC2511-8.31 | 168.2305 | 168.2305 | 672.9221 | 4 | 0 | 4 | C | VLS_Inline | 2 | 2 | 2 | 3 | BranchMin_2BranchMax_3 | 2 | 2.5 | 6 | HeaderMin_2.5HeaderMax_6 | 2.5
396 | 16 | 20951-2P-20HP VLSC | RC2511-8.31 | 168.2305 | 168.2305 | 672.9221 | 4 | 0 | 4 | C | VLS_Inline | 2 | 2 | 2 | 3 | BranchMin_2BranchMax_3 | 2 | 2.5 | 6 | HeaderMin_2.5HeaderMax_6 | 3
396 | 16 | 20951-2P-20HP VLSC | RC2511-8.31 | 168.2305 | 168.2305 | 672.9221 | 4 | 0 | 4 | C | VLS_Inline | 2 | 2 | 2 | 3 | BranchMin_2BranchMax_3 | 2 | 2.5 | 6 | HeaderMin_2.5HeaderMax_6 | 4
396 | 16 | 20951-2P-20HP VLSC | RC2511-8.31 | 168.2305 | 168.2305 | 672.9221 | 4 | 0 | 4 | C | VLS_Inline | 2 | 2 | 2 | 3 | BranchMin_2BranchMax_3 | 2 | 2.5 | 6 | HeaderMin_2.5HeaderMax_6 | 5
396 | 16 | 20951-2P-20HP VLSC | RC2511-8.31 | 168.2305 | 168.2305 | 672.9221 | 4 | 0 | 4 | C | VLS_Inline | 2 | 2 | 2 | 3 | BranchMin_2BranchMax_3 | 2 | 2.5 | 6 | HeaderMin_2.5HeaderMax_6 | 6
396 | 16 | 20951-2P-20HP VLSC | RC2511-8.31 | 168.2305 | 168.2305 | 672.9221 | 4 | 0 | 4 | C | VLS_Inline | 2 | 2 | 2 | 3 | BranchMin_2BranchMax_3 | 2.5 | 2.5 | 6 | HeaderMin_2.5HeaderMax_6 | 2.5 | INVALID
396 | 16 | 20951-2P-20HP VLSC | RC2511-8.31 | 168.2305 | 168.2305 | 672.9221 | 4 | 0 | 4 | C | VLS_Inline | 2 | 2 | 2 | 3 | BranchMin_2BranchMax_3 | 2.5 | 2.5 | 6 | HeaderMin_2.5HeaderMax_6 | 3
396 | 16 | 20951-2P-20HP VLSC | RC2511-8.31 | 168.2305 | 168.2305 | 672.9221 | 4 | 0 | 4 | C | VLS_Inline | 2 | 2 | 2 | 3 | BranchMin_2BranchMax_3 | 2.5 | 2.5 | 6 | HeaderMin_2.5HeaderMax_6 | 4
396 | 16 | 20951-2P-20HP VLSC | RC2511-8.31 | 168.2305 | 168.2305 | 672.9221 | 4 | 0 | 4 | C | VLS_Inline | 2 | 2 | 2 | 3 | BranchMin_2BranchMax_3 | 2.5 | 2.5 | 6 | HeaderMin_2.5HeaderMax_6 | 5
396 | 16 | 20951-2P-20HP VLSC | RC2511-8.31 | 168.2305 | 168.2305 | 672.9221 | 4 | 0 | 4 | C | VLS_Inline | 2 | 2 | 2 | 3 | BranchMin_2BranchMax_3 | 2.5 | 2.5 | 6 | HeaderMin_2.5HeaderMax_6 | 6
396 | 16 | 20951-2P-20HP VLSC | RC2511-8.31 | 168.2305 | 168.2305 | 672.9221 | 4 | 0 | 4 | C | VLS_Inline | 2 | 2 | 2 | 3 | BranchMin_2BranchMax_3 | 3 | 2.5 | 6 | HeaderMin_2.5HeaderMax_6 | 2.5 | INVALID
396 | 16 | 20951-2P-20HP VLSC | RC2511-8.31 | 168.2305 | 168.2305 | 672.9221 | 4 | 0 | 4 | C | VLS_Inline | 2 | 2 | 2 | 3 | BranchMin_2BranchMax_3 | 3 | 2.5 | 6 | HeaderMin_2.5HeaderMax_6 | 3 | INVALID
396 | 16 | 20951-2P-20HP VLSC | RC2511-8.31 | 168.2305 | 168.2305 | 672.9221 | 4 | 0 | 4 | C | VLS_Inline | 2 | 2 | 2 | 3 | BranchMin_2BranchMax_3 | 3 | 2.5 | 6 | HeaderMin_2.5HeaderMax_6 | 4
396 | 16 | 20951-2P-20HP VLSC | RC2511-8.31 | 168.2305 | 168.2305 | 672.9221 | 4 | 0 | 4 | C | VLS_Inline | 2 | 2 | 2 | 3 | BranchMin_2BranchMax_3 | 3 | 2.5 | 6 | HeaderMin_2.5HeaderMax_6 | 5
396 | 16 | 20951-2P-20HP VLSC | RC2511-8.31 | 168.2305 | 168.2305 | 672.9221 | 4 | 0 | 4 | C | VLS_Inline | 2 | 2 | 2 | 3 | BranchMin_2BranchMax_3 | 3 | 2.5 | 6 | HeaderMin_2.5HeaderMax_6 | 6
397 | 17 | 20951-2P-25HP VLSC | RC2511-8.84 | 184.528 | 184.528 | 738.1121 | 4 | 0 | 4 | C | VLS_Inline | 2 | 2 | 2 | 3 | BranchMin_2BranchMax_3 | 2 | 2.5 | 6 | HeaderMin_2.5HeaderMax_6 | 2.5
397 | 17 | 20951-2P-25HP VLSC | RC2511-8.84 | 184.528 | 184.528 | 738.1121 | 4 | 0 | 4 | C | VLS_Inline | 2 | 2 | 2 | 3 | BranchMin_2BranchMax_3 | 2 | 2.5 | 6 | HeaderMin_2.5HeaderMax_6 | 3
397 | 17 | 20951-2P-25HP VLSC | RC2511-8.84 | 184.528 | 184.528 | 738.1121 | 4 | 0 | 4 | C | VLS_Inline | 2 | 2 | 2 | 3 | BranchMin_2BranchMax_3 | 2 | 2.5 | 6 | HeaderMin_2.5HeaderMax_6 | 4
397 | 17 | 20951-2P-25HP VLSC | RC2511-8.84 | 184.528 | 184.528 | 738.1121 | 4 | 0 | 4 | C | VLS_Inline | 2 | 2 | 2 | 3 | BranchMin_2BranchMax_3 | 2 | 2.5 | 6 | HeaderMin_2.5HeaderMax_6 | 5
397 | 17 | 20951-2P-25HP VLSC | RC2511-8.84 | 184.528 | 184.528 | 738.1121 | 4 | 0 | 4 | C | VLS_Inline | 2 | 2 | 2 | 3 | BranchMin_2BranchMax_3 | 2 | 2.5 | 6 | HeaderMin_2.5HeaderMax_6 | 6
397 | 17 | 20951-2P-25HP VLSC | RC2511-8.84 | 184.528 | 184.528 | 738.1121 | 4 | 0 | 4 | C | VLS_Inline | 2 | 2 | 2 | 3 | BranchMin_2BranchMax_3 | 2.5 | 2.5 | 6 | HeaderMin_2.5HeaderMax_6 | 2.5 | INVALID
397 | 17 | 20951-2P-25HP VLSC | RC2511-8.84 | 184.528 | 184.528 | 738.1121 | 4 | 0 | 4 | C | VLS_Inline | 2 | 2 | 2 | 3 | BranchMin_2BranchMax_3 | 2.5 | 2.5 | 6 | HeaderMin_2.5HeaderMax_6 | 3
397 | 17 | 20951-2P-25HP VLSC | RC2511-8.84 | 184.528 | 184.528 | 738.1121 | 4 | 0 | 4 | C | VLS_Inline | 2 | 2 | 2 | 3 | BranchMin_2BranchMax_3 | 2.5 | 2.5 | 6 | HeaderMin_2.5HeaderMax_6 | 4
397 | 17 | 20951-2P-25HP VLSC | RC2511-8.84 | 184.528 | 184.528 | 738.1121 | 4 | 0 | 4 | C | VLS_Inline | 2 | 2 | 2 | 3 | BranchMin_2BranchMax_3 | 2.5 | 2.5 | 6 | HeaderMin_2.5HeaderMax_6 | 5
397 | 17 | 20951-2P-25HP VLSC | RC2511-8.84 | 184.528 | 184.528 | 738.1121 | 4 | 0 | 4 | C | VLS_Inline | 2 | 2 | 2 | 3 | BranchMin_2BranchMax_3 | 2.5 | 2.5 | 6 | HeaderMin_2.5HeaderMax_6 | 6
397 | 17 | 20951-2P-25HP VLSC | RC2511-8.84 | 184.528 | 184.528 | 738.1121 | 4 | 0 | 4 | C | VLS_Inline | 2 | 2 | 2 | 3 | BranchMin_2BranchMax_3 | 3 | 2.5 | 6 | HeaderMin_2.5HeaderMax_6 | 2.5 | INVALID
397 | 17 | 20951-2P-25HP VLSC | RC2511-8.84 | 184.528 | 184.528 | 738.1121 | 4 | 0 | 4 | C | VLS_Inline | 2 | 2 | 2 | 3 | BranchMin_2BranchMax_3 | 3 | 2.5 | 6 | HeaderMin_2.5HeaderMax_6 | 3 | INVALID
397 | 17 | 20951-2P-25HP VLSC | RC2511-8.84 | 184.528 | 184.528 | 738.1121 | 4 | 0 | 4 | C | VLS_Inline | 2 | 2 | 2 | 3 | BranchMin_2BranchMax_3 | 3 | 2.5 | 6 | HeaderMin_2.5HeaderMax_6 | 4
397 | 17 | 20951-2P-25HP VLSC | RC2511-8.84 | 184.528 | 184.528 | 738.1121 | 4 | 0 | 4 | C | VLS_Inline | 2 | 2 | 2 | 3 | BranchMin_2BranchMax_3 | 3 | 2.5 | 6 | HeaderMin_2.5HeaderMax_6 | 5
397 | 17 | 20951-2P-25HP VLSC | RC2511-8.84 | 184.528 | 184.528 | 738.1121 | 4 | 0 | 4 | C | VLS_Inline | 2 | 2 | 2 | 3 | BranchMin_2BranchMax_3 | 3 | 2.5 | 6 | HeaderMin_2.5HeaderMax_6 | 6
398 | 18 | 20951-2P-30HP VLSC | RC2511-9.44 | 191.32 | 191.32 | 765.2801 | 4 | 0 | 4 | C | VLS_Inline | 2 | 2 | 2 | 3 | BranchMin_2BranchMax_3 | 2 | 2.5 | 6 | HeaderMin_2.5HeaderMax_6 | 2.5
398 | 18 | 20951-2P-30HP VLSC | RC2511-9.44 | 191.32 | 191.32 | 765.2801 | 4 | 0 | 4 | C | VLS_Inline | 2 | 2 | 2 | 3 | BranchMin_2BranchMax_3 | 2 | 2.5 | 6 | HeaderMin_2.5HeaderMax_6 | 3
398 | 18 | 20951-2P-30HP VLSC | RC2511-9.44 | 191.32 | 191.32 | 765.2801 | 4 | 0 | 4 | C | VLS_Inline | 2 | 2 | 2 | 3 | BranchMin_2BranchMax_3 | 2 | 2.5 | 6 | HeaderMin_2.5HeaderMax_6 | 4
398 | 18 | 20951-2P-30HP VLSC | RC2511-9.44 | 191.32 | 191.32 | 765.2801 | 4 | 0 | 4 | C | VLS_Inline | 2 | 2 | 2 | 3 | BranchMin_2BranchMax_3 | 2 | 2.5 | 6 | HeaderMin_2.5HeaderMax_6 | 5
398 | 18 | 20951-2P-30HP VLSC | RC2511-9.44 | 191.32 | 191.32 | 765.2801 | 4 | 0 | 4 | C | VLS_Inline | 2 | 2 | 2 | 3 | BranchMin_2BranchMax_3 | 2 | 2.5 | 6 | HeaderMin_2.5HeaderMax_6 | 6
398 | 18 | 20951-2P-30HP VLSC | RC2511-9.44 | 191.32 | 191.32 | 765.2801 | 4 | 0 | 4 | C | VLS_Inline | 2 | 2 | 2 | 3 | BranchMin_2BranchMax_3 | 2.5 | 2.5 | 6 | HeaderMin_2.5HeaderMax_6 | 2.5 | INVALID
398 | 18 | 20951-2P-30HP VLSC | RC2511-9.44 | 191.32 | 191.32 | 765.2801 | 4 | 0 | 4 | C | VLS_Inline | 2 | 2 | 2 | 3 | BranchMin_2BranchMax_3 | 2.5 | 2.5 | 6 | HeaderMin_2.5HeaderMax_6 | 3
398 | 18 | 20951-2P-30HP VLSC | RC2511-9.44 | 191.32 | 191.32 | 765.2801 | 4 | 0 | 4 | C | VLS_Inline | 2 | 2 | 2 | 3 | BranchMin_2BranchMax_3 | 2.5 | 2.5 | 6 | HeaderMin_2.5HeaderMax_6 | 4
398 | 18 | 20951-2P-30HP VLSC | RC2511-9.44 | 191.32 | 191.32 | 765.2801 | 4 | 0 | 4 | C | VLS_Inline | 2 | 2 | 2 | 3 | BranchMin_2BranchMax_3 | 2.5 | 2.5 | 6 | HeaderMin_2.5HeaderMax_6 | 5
398 | 18 | 20951-2P-30HP VLSC | RC2511-9.44 | 191.32 | 191.32 | 765.2801 | 4 | 0 | 4 | C | VLS_Inline | 2 | 2 | 2 | 3 | BranchMin_2BranchMax_3 | 2.5 | 2.5 | 6 | HeaderMin_2.5HeaderMax_6 | 6
398 | 18 | 20951-2P-30HP VLSC | RC2511-9.44 | 191.32 | 191.32 | 765.2801 | 4 | 0 | 4 | C | VLS_Inline | 2 | 2 | 2 | 3 | BranchMin_2BranchMax_3 | 3 | 2.5 | 6 | HeaderMin_2.5HeaderMax_6 | 2.5 | INVALID
398 | 18 | 20951-2P-30HP VLSC | RC2511-9.44 | 191.32 | 191.32 | 765.2801 | 4 | 0 | 4 | C | VLS_Inline | 2 | 2 | 2 | 3 | BranchMin_2BranchMax_3 | 3 | 2.5 | 6 | HeaderMin_2.5HeaderMax_6 | 3 | INVALID
398 | 18 | 20951-2P-30HP VLSC | RC2511-9.44 | 191.32 | 191.32 | 765.2801 | 4 | 0 | 4 | C | VLS_Inline | 2 | 2 | 2 | 3 | BranchMin_2BranchMax_3 | 3 | 2.5 | 6 | HeaderMin_2.5HeaderMax_6 | 4
398 | 18 | 20951-2P-30HP VLSC | RC2511-9.44 | 191.32 | 191.32 | 765.2801 | 4 | 0 | 4 | C | VLS_Inline | 2 | 2 | 2 | 3 | BranchMin_2BranchMax_3 | 3 | 2.5 | 6 | HeaderMin_2.5HeaderMax_6 | 5
398 | 18 | 20951-2P-30HP VLSC | RC2511-9.44 | 191.32 | 191.32 | 765.2801 | 4 | 0 | 4 | C | VLS_Inline | 2 | 2 | 2 | 3 | BranchMin_2BranchMax_3 | 3 | 2.5 | 6 | HeaderMin_2.5HeaderMax_6 | 6
399 | 19 | 20951-4P-3HP VLSC | RC2511-8.70 | 90.3291 | 90.3291 | 361.3164 | 4 | 0 | 4 | C | VLS_Inline | 2 | 2 | 2 | 2.5 | BranchMin_2BranchMax_2.5 | 2 | 2.5 | 4 | HeaderMin_2.5HeaderMax_4 | 2.5
399 | 19 | 20951-4P-3HP VLSC | RC2511-8.70 | 90.3291 | 90.3291 | 361.3164 | 4 | 0 | 4 | C | VLS_Inline | 2 | 2 | 2 | 2.5 | BranchMin_2BranchMax_2.5 | 2 | 2.5 | 4 | HeaderMin_2.5HeaderMax_4 | 3
399 | 19 | 20951-4P-3HP VLSC | RC2511-8.70 | 90.3291 | 90.3291 | 361.3164 | 4 | 0 | 4 | C | VLS_Inline | 2 | 2 | 2 | 2.5 | BranchMin_2BranchMax_2.5 | 2 | 2.5 | 4 | HeaderMin_2.5HeaderMax_4 | 4
399 | 19 | 20951-4P-3HP VLSC | RC2511-8.70 | 90.3291 | 90.3291 | 361.3164 | 4 | 0 | 4 | C | VLS_Inline | 2 | 2 | 2 | 2.5 | BranchMin_2BranchMax_2.5 | 2.5 | 2.5 | 4 | HeaderMin_2.5HeaderMax_4 | 2.5 | INVALID
399 | 19 | 20951-4P-3HP VLSC | RC2511-8.70 | 90.3291 | 90.3291 | 361.3164 | 4 | 0 | 4 | C | VLS_Inline | 2 | 2 | 2 | 2.5 | BranchMin_2BranchMax_2.5 | 2.5 | 2.5 | 4 | HeaderMin_2.5HeaderMax_4 | 3
399 | 19 | 20951-4P-3HP VLSC | RC2511-8.70 | 90.3291 | 90.3291 | 361.3164 | 4 | 0 | 4 | C | VLS_Inline | 2 | 2 | 2 | 2.5 | BranchMin_2BranchMax_2.5 | 2.5 | 2.5 | 4 | HeaderMin_2.5HeaderMax_4 | 4
400 | 20 | 20951-4P-5HP VLSC | RC2511-9.6 | 95.22 | 95.22 | 380.88 | 4 | 0 | 4 | C | VLS_Inline | 2 | 2 | 2 | 2.5 | BranchMin_2BranchMax_2.5 | 2 | 2.5 | 4 | HeaderMin_2.5HeaderMax_4 | 2.5
400 | 20 | 20951-4P-5HP VLSC | RC2511-9.6 | 95.22 | 95.22 | 380.88 | 4 | 0 | 4 | C | VLS_Inline | 2 | 2 | 2 | 2.5 | BranchMin_2BranchMax_2.5 | 2 | 2.5 | 4 | HeaderMin_2.5HeaderMax_4 | 3
400 | 20 | 20951-4P-5HP VLSC | RC2511-9.6 | 95.22 | 95.22 | 380.88 | 4 | 0 | 4 | C | VLS_Inline | 2 | 2 | 2 | 2.5 | BranchMin_2BranchMax_2.5 | 2 | 2.5 | 4 | HeaderMin_2.5HeaderMax_4 | 4
400 | 20 | 20951-4P-5HP VLSC | RC2511-9.6 | 95.22 | 95.22 | 380.88 | 4 | 0 | 4 | C | VLS_Inline | 2 | 2 | 2 | 2.5 | BranchMin_2BranchMax_2.5 | 2.5 | 2.5 | 4 | HeaderMin_2.5HeaderMax_4 | 2.5 | INVALID
400 | 20 | 20951-4P-5HP VLSC | RC2511-9.6 | 95.22 | 95.22 | 380.88 | 4 | 0 | 4 | C | VLS_Inline | 2 | 2 | 2 | 2.5 | BranchMin_2BranchMax_2.5 | 2.5 | 2.5 | 4 | HeaderMin_2.5HeaderMax_4 | 3
400 | 20 | 20951-4P-5HP VLSC | RC2511-9.6 | 95.22 | 95.22 | 380.88 | 4 | 0 | 4 | C | VLS_Inline | 2 | 2 | 2 | 2.5 | BranchMin_2BranchMax_2.5 | 2.5 | 2.5 | 4 | HeaderMin_2.5HeaderMax_4 | 4
401 | 21 | 2095A-2P-15HP VLSC | VLSC_2095A_2P_15HP | 176.1225 | 176.1225 | 704.4902 | 4 | 0 | 4 | C | VLS_Inline | 2 | 2 | 2 | 3 | BranchMin_2BranchMax_3 | 2 | 2.5 | 6 | HeaderMin_2.5HeaderMax_6 | 2.5
401 | 21 | 2095A-2P-15HP VLSC | VLSC_2095A_2P_15HP | 176.1225 | 176.1225 | 704.4902 | 4 | 0 | 4 | C | VLS_Inline | 2 | 2 | 2 | 3 | BranchMin_2BranchMax_3 | 2 | 2.5 | 6 | HeaderMin_2.5HeaderMax_6 | 3
401 | 21 | 2095A-2P-15HP VLSC | VLSC_2095A_2P_15HP | 176.1225 | 176.1225 | 704.4902 | 4 | 0 | 4 | C | VLS_Inline | 2 | 2 | 2 | 3 | BranchMin_2BranchMax_3 | 2 | 2.5 | 6 | HeaderMin_2.5HeaderMax_6 | 4
401 | 21 | 2095A-2P-15HP VLSC | VLSC_2095A_2P_15HP | 176.1225 | 176.1225 | 704.4902 | 4 | 0 | 4 | C | VLS_Inline | 2 | 2 | 2 | 3 | BranchMin_2BranchMax_3 | 2 | 2.5 | 6 | HeaderMin_2.5HeaderMax_6 | 5
401 | 21 | 2095A-2P-15HP VLSC | VLSC_2095A_2P_15HP | 176.1225 | 176.1225 | 704.4902 | 4 | 0 | 4 | C | VLS_Inline | 2 | 2 | 2 | 3 | BranchMin_2BranchMax_3 | 2 | 2.5 | 6 | HeaderMin_2.5HeaderMax_6 | 6
401 | 21 | 2095A-2P-15HP VLSC | VLSC_2095A_2P_15HP | 176.1225 | 176.1225 | 704.4902 | 4 | 0 | 4 | C | VLS_Inline | 2 | 2 | 2 | 3 | BranchMin_2BranchMax_3 | 2.5 | 2.5 | 6 | HeaderMin_2.5HeaderMax_6 | 2.5 | INVALID
401 | 21 | 2095A-2P-15HP VLSC | VLSC_2095A_2P_15HP | 176.1225 | 176.1225 | 704.4902 | 4 | 0 | 4 | C | VLS_Inline | 2 | 2 | 2 | 3 | BranchMin_2BranchMax_3 | 2.5 | 2.5 | 6 | HeaderMin_2.5HeaderMax_6 | 3
401 | 21 | 2095A-2P-15HP VLSC | VLSC_2095A_2P_15HP | 176.1225 | 176.1225 | 704.4902 | 4 | 0 | 4 | C | VLS_Inline | 2 | 2 | 2 | 3 | BranchMin_2BranchMax_3 | 2.5 | 2.5 | 6 | HeaderMin_2.5HeaderMax_6 | 4
401 | 21 | 2095A-2P-15HP VLSC | VLSC_2095A_2P_15HP | 176.1225 | 176.1225 | 704.4902 | 4 | 0 | 4 | C | VLS_Inline | 2 | 2 | 2 | 3 | BranchMin_2BranchMax_3 | 2.5 | 2.5 | 6 | HeaderMin_2.5HeaderMax_6 | 5
401 | 21 | 2095A-2P-15HP VLSC | VLSC_2095A_2P_15HP | 176.1225 | 176.1225 | 704.4902 | 4 | 0 | 4 | C | VLS_Inline | 2 | 2 | 2 | 3 | BranchMin_2BranchMax_3 | 2.5 | 2.5 | 6 | HeaderMin_2.5HeaderMax_6 | 6
401 | 21 | 2095A-2P-15HP VLSC | VLSC_2095A_2P_15HP | 176.1225 | 176.1225 | 704.4902 | 4 | 0 | 4 | C | VLS_Inline | 2 | 2 | 2 | 3 | BranchMin_2BranchMax_3 | 3 | 2.5 | 6 | HeaderMin_2.5HeaderMax_6 | 2.5 | INVALID
401 | 21 | 2095A-2P-15HP VLSC | VLSC_2095A_2P_15HP | 176.1225 | 176.1225 | 704.4902 | 4 | 0 | 4 | C | VLS_Inline | 2 | 2 | 2 | 3 | BranchMin_2BranchMax_3 | 3 | 2.5 | 6 | HeaderMin_2.5HeaderMax_6 | 3 | INVALID
401 | 21 | 2095A-2P-15HP VLSC | VLSC_2095A_2P_15HP | 176.1225 | 176.1225 | 704.4902 | 4 | 0 | 4 | C | VLS_Inline | 2 | 2 | 2 | 3 | BranchMin_2BranchMax_3 | 3 | 2.5 | 6 | HeaderMin_2.5HeaderMax_6 | 4
401 | 21 | 2095A-2P-15HP VLSC | VLSC_2095A_2P_15HP | 176.1225 | 176.1225 | 704.4902 | 4 | 0 | 4 | C | VLS_Inline | 2 | 2 | 2 | 3 | BranchMin_2BranchMax_3 | 3 | 2.5 | 6 | HeaderMin_2.5HeaderMax_6 | 5
401 | 21 | 2095A-2P-15HP VLSC | VLSC_2095A_2P_15HP | 176.1225 | 176.1225 | 704.4902 | 4 | 0 | 4 | C | VLS_Inline | 2 | 2 | 2 | 3 | BranchMin_2BranchMax_3 | 3 | 2.5 | 6 | HeaderMin_2.5HeaderMax_6 | 6
402 | 22 | 2095A-2P-20HP VLSC | VLSC_2095A_2P_20HP | 200.368 | 200.368 | 801.4722 | 4 | 0 | 4 | C | VLS_Inline | 2 | 2 | 2 | 3 | BranchMin_2BranchMax_3 | 2 | 2.5 | 6 | HeaderMin_2.5HeaderMax_6 | 2.5
402 | 22 | 2095A-2P-20HP VLSC | VLSC_2095A_2P_20HP | 200.368 | 200.368 | 801.4722 | 4 | 0 | 4 | C | VLS_Inline | 2 | 2 | 2 | 3 | BranchMin_2BranchMax_3 | 2 | 2.5 | 6 | HeaderMin_2.5HeaderMax_6 | 3
402 | 22 | 2095A-2P-20HP VLSC | VLSC_2095A_2P_20HP | 200.368 | 200.368 | 801.4722 | 4 | 0 | 4 | C | VLS_Inline | 2 | 2 | 2 | 3 | BranchMin_2BranchMax_3 | 2 | 2.5 | 6 | HeaderMin_2.5HeaderMax_6 | 4
402 | 22 | 2095A-2P-20HP VLSC | VLSC_2095A_2P_20HP | 200.368 | 200.368 | 801.4722 | 4 | 0 | 4 | C | VLS_Inline | 2 | 2 | 2 | 3 | BranchMin_2BranchMax_3 | 2 | 2.5 | 6 | HeaderMin_2.5HeaderMax_6 | 5
402 | 22 | 2095A-2P-20HP VLSC | VLSC_2095A_2P_20HP | 200.368 | 200.368 | 801.4722 | 4 | 0 | 4 | C | VLS_Inline | 2 | 2 | 2 | 3 | BranchMin_2BranchMax_3 | 2 | 2.5 | 6 | HeaderMin_2.5HeaderMax_6 | 6
402 | 22 | 2095A-2P-20HP VLSC | VLSC_2095A_2P_20HP | 200.368 | 200.368 | 801.4722 | 4 | 0 | 4 | C | VLS_Inline | 2 | 2 | 2 | 3 | BranchMin_2BranchMax_3 | 2.5 | 2.5 | 6 | HeaderMin_2.5HeaderMax_6 | 2.5 | INVALID
402 | 22 | 2095A-2P-20HP VLSC | VLSC_2095A_2P_20HP | 200.368 | 200.368 | 801.4722 | 4 | 0 | 4 | C | VLS_Inline | 2 | 2 | 2 | 3 | BranchMin_2BranchMax_3 | 2.5 | 2.5 | 6 | HeaderMin_2.5HeaderMax_6 | 3
402 | 22 | 2095A-2P-20HP VLSC | VLSC_2095A_2P_20HP | 200.368 | 200.368 | 801.4722 | 4 | 0 | 4 | C | VLS_Inline | 2 | 2 | 2 | 3 | BranchMin_2BranchMax_3 | 2.5 | 2.5 | 6 | HeaderMin_2.5HeaderMax_6 | 4
402 | 22 | 2095A-2P-20HP VLSC | VLSC_2095A_2P_20HP | 200.368 | 200.368 | 801.4722 | 4 | 0 | 4 | C | VLS_Inline | 2 | 2 | 2 | 3 | BranchMin_2BranchMax_3 | 2.5 | 2.5 | 6 | HeaderMin_2.5HeaderMax_6 | 5
402 | 22 | 2095A-2P-20HP VLSC | VLSC_2095A_2P_20HP | 200.368 | 200.368 | 801.4722 | 4 | 0 | 4 | C | VLS_Inline | 2 | 2 | 2 | 3 | BranchMin_2BranchMax_3 | 2.5 | 2.5 | 6 | HeaderMin_2.5HeaderMax_6 | 6
402 | 22 | 2095A-2P-20HP VLSC | VLSC_2095A_2P_20HP | 200.368 | 200.368 | 801.4722 | 4 | 0 | 4 | C | VLS_Inline | 2 | 2 | 2 | 3 | BranchMin_2BranchMax_3 | 3 | 2.5 | 6 | HeaderMin_2.5HeaderMax_6 | 2.5 | INVALID
402 | 22 | 2095A-2P-20HP VLSC | VLSC_2095A_2P_20HP | 200.368 | 200.368 | 801.4722 | 4 | 0 | 4 | C | VLS_Inline | 2 | 2 | 2 | 3 | BranchMin_2BranchMax_3 | 3 | 2.5 | 6 | HeaderMin_2.5HeaderMax_6 | 3 | INVALID
402 | 22 | 2095A-2P-20HP VLSC | VLSC_2095A_2P_20HP | 200.368 | 200.368 | 801.4722 | 4 | 0 | 4 | C | VLS_Inline | 2 | 2 | 2 | 3 | BranchMin_2BranchMax_3 | 3 | 2.5 | 6 | HeaderMin_2.5HeaderMax_6 | 4
402 | 22 | 2095A-2P-20HP VLSC | VLSC_2095A_2P_20HP | 200.368 | 200.368 | 801.4722 | 4 | 0 | 4 | C | VLS_Inline | 2 | 2 | 2 | 3 | BranchMin_2BranchMax_3 | 3 | 2.5 | 6 | HeaderMin_2.5HeaderMax_6 | 5
402 | 22 | 2095A-2P-20HP VLSC | VLSC_2095A_2P_20HP | 200.368 | 200.368 | 801.4722 | 4 | 0 | 4 | C | VLS_Inline | 2 | 2 | 2 | 3 | BranchMin_2BranchMax_3 | 3 | 2.5 | 6 | HeaderMin_2.5HeaderMax_6 | 6
403 | 23 | 2095A-2P-25HP VLSC | VLSC_2095A_2P_25HP | 232.5586 | 232.5586 | 930.2345 | 4 | 0 | 4 | C | VLS_Inline | 2 | 2 | 2 | 4 | BranchMin_2BranchMax_4 | 2 | 2.5 | 6 | HeaderMin_2.5HeaderMax_6 | 2.5
403 | 23 | 2095A-2P-25HP VLSC | VLSC_2095A_2P_25HP | 232.5586 | 232.5586 | 930.2345 | 4 | 0 | 4 | C | VLS_Inline | 2 | 2 | 2 | 4 | BranchMin_2BranchMax_4 | 2 | 2.5 | 6 | HeaderMin_2.5HeaderMax_6 | 3
403 | 23 | 2095A-2P-25HP VLSC | VLSC_2095A_2P_25HP | 232.5586 | 232.5586 | 930.2345 | 4 | 0 | 4 | C | VLS_Inline | 2 | 2 | 2 | 4 | BranchMin_2BranchMax_4 | 2 | 2.5 | 6 | HeaderMin_2.5HeaderMax_6 | 4
403 | 23 | 2095A-2P-25HP VLSC | VLSC_2095A_2P_25HP | 232.5586 | 232.5586 | 930.2345 | 4 | 0 | 4 | C | VLS_Inline | 2 | 2 | 2 | 4 | BranchMin_2BranchMax_4 | 2 | 2.5 | 6 | HeaderMin_2.5HeaderMax_6 | 5
403 | 23 | 2095A-2P-25HP VLSC | VLSC_2095A_2P_25HP | 232.5586 | 232.5586 | 930.2345 | 4 | 0 | 4 | C | VLS_Inline | 2 | 2 | 2 | 4 | BranchMin_2BranchMax_4 | 2 | 2.5 | 6 | HeaderMin_2.5HeaderMax_6 | 6
403 | 23 | 2095A-2P-25HP VLSC | VLSC_2095A_2P_25HP | 232.5586 | 232.5586 | 930.2345 | 4 | 0 | 4 | C | VLS_Inline | 2 | 2 | 2 | 4 | BranchMin_2BranchMax_4 | 2.5 | 2.5 | 6 | HeaderMin_2.5HeaderMax_6 | 2.5 | INVALID
403 | 23 | 2095A-2P-25HP VLSC | VLSC_2095A_2P_25HP | 232.5586 | 232.5586 | 930.2345 | 4 | 0 | 4 | C | VLS_Inline | 2 | 2 | 2 | 4 | BranchMin_2BranchMax_4 | 2.5 | 2.5 | 6 | HeaderMin_2.5HeaderMax_6 | 3
403 | 23 | 2095A-2P-25HP VLSC | VLSC_2095A_2P_25HP | 232.5586 | 232.5586 | 930.2345 | 4 | 0 | 4 | C | VLS_Inline | 2 | 2 | 2 | 4 | BranchMin_2BranchMax_4 | 2.5 | 2.5 | 6 | HeaderMin_2.5HeaderMax_6 | 4
403 | 23 | 2095A-2P-25HP VLSC | VLSC_2095A_2P_25HP | 232.5586 | 232.5586 | 930.2345 | 4 | 0 | 4 | C | VLS_Inline | 2 | 2 | 2 | 4 | BranchMin_2BranchMax_4 | 2.5 | 2.5 | 6 | HeaderMin_2.5HeaderMax_6 | 5
403 | 23 | 2095A-2P-25HP VLSC | VLSC_2095A_2P_25HP | 232.5586 | 232.5586 | 930.2345 | 4 | 0 | 4 | C | VLS_Inline | 2 | 2 | 2 | 4 | BranchMin_2BranchMax_4 | 2.5 | 2.5 | 6 | HeaderMin_2.5HeaderMax_6 | 6
403 | 23 | 2095A-2P-25HP VLSC | VLSC_2095A_2P_25HP | 232.5586 | 232.5586 | 930.2345 | 4 | 0 | 4 | C | VLS_Inline | 2 | 2 | 2 | 4 | BranchMin_2BranchMax_4 | 3 | 2.5 | 6 | HeaderMin_2.5HeaderMax_6 | 2.5 | INVALID
403 | 23 | 2095A-2P-25HP VLSC | VLSC_2095A_2P_25HP | 232.5586 | 232.5586 | 930.2345 | 4 | 0 | 4 | C | VLS_Inline | 2 | 2 | 2 | 4 | BranchMin_2BranchMax_4 | 3 | 2.5 | 6 | HeaderMin_2.5HeaderMax_6 | 3 | INVALID
403 | 23 | 2095A-2P-25HP VLSC | VLSC_2095A_2P_25HP | 232.5586 | 232.5586 | 930.2345 | 4 | 0 | 4 | C | VLS_Inline | 2 | 2 | 2 | 4 | BranchMin_2BranchMax_4 | 3 | 2.5 | 6 | HeaderMin_2.5HeaderMax_6 | 4
403 | 23 | 2095A-2P-25HP VLSC | VLSC_2095A_2P_25HP | 232.5586 | 232.5586 | 930.2345 | 4 | 0 | 4 | C | VLS_Inline | 2 | 2 | 2 | 4 | BranchMin_2BranchMax_4 | 3 | 2.5 | 6 | HeaderMin_2.5HeaderMax_6 | 5
403 | 23 | 2095A-2P-25HP VLSC | VLSC_2095A_2P_25HP | 232.5586 | 232.5586 | 930.2345 | 4 | 0 | 4 | C | VLS_Inline | 2 | 2 | 2 | 4 | BranchMin_2BranchMax_4 | 3 | 2.5 | 6 | HeaderMin_2.5HeaderMax_6 | 6
403 | 23 | 2095A-2P-25HP VLSC | VLSC_2095A_2P_25HP | 232.5586 | 232.5586 | 930.2345 | 4 | 0 | 4 | C | VLS_Inline | 2 | 2 | 2 | 4 | BranchMin_2BranchMax_4 | 4 | 2.5 | 6 | HeaderMin_2.5HeaderMax_6 | 2.5 | INVALID
403 | 23 | 2095A-2P-25HP VLSC | VLSC_2095A_2P_25HP | 232.5586 | 232.5586 | 930.2345 | 4 | 0 | 4 | C | VLS_Inline | 2 | 2 | 2 | 4 | BranchMin_2BranchMax_4 | 4 | 2.5 | 6 | HeaderMin_2.5HeaderMax_6 | 3 | INVALID
403 | 23 | 2095A-2P-25HP VLSC | VLSC_2095A_2P_25HP | 232.5586 | 232.5586 | 930.2345 | 4 | 0 | 4 | C | VLS_Inline | 2 | 2 | 2 | 4 | BranchMin_2BranchMax_4 | 4 | 2.5 | 6 | HeaderMin_2.5HeaderMax_6 | 4 | INVALID
403 | 23 | 2095A-2P-25HP VLSC | VLSC_2095A_2P_25HP | 232.5586 | 232.5586 | 930.2345 | 4 | 0 | 4 | C | VLS_Inline | 2 | 2 | 2 | 4 | BranchMin_2BranchMax_4 | 4 | 2.5 | 6 | HeaderMin_2.5HeaderMax_6 | 5
403 | 23 | 2095A-2P-25HP VLSC | VLSC_2095A_2P_25HP | 232.5586 | 232.5586 | 930.2345 | 4 | 0 | 4 | C | VLS_Inline | 2 | 2 | 2 | 4 | BranchMin_2BranchMax_4 | 4 | 2.5 | 6 | HeaderMin_2.5HeaderMax_6 | 6
404 | 24 | 2095A-2P-30HP VLSC | VLSC_2095A_2P_30HP | 232.5586 | 232.5586 | 930.2345 | 4 | 0 | 4 | C | VLS_Inline | 2 | 2 | 2 | 4 | BranchMin_2BranchMax_4 | 2 | 2.5 | 6 | HeaderMin_2.5HeaderMax_6 | 2.5
404 | 24 | 2095A-2P-30HP VLSC | VLSC_2095A_2P_30HP | 232.5586 | 232.5586 | 930.2345 | 4 | 0 | 4 | C | VLS_Inline | 2 | 2 | 2 | 4 | BranchMin_2BranchMax_4 | 2 | 2.5 | 6 | HeaderMin_2.5HeaderMax_6 | 3
404 | 24 | 2095A-2P-30HP VLSC | VLSC_2095A_2P_30HP | 232.5586 | 232.5586 | 930.2345 | 4 | 0 | 4 | C | VLS_Inline | 2 | 2 | 2 | 4 | BranchMin_2BranchMax_4 | 2 | 2.5 | 6 | HeaderMin_2.5HeaderMax_6 | 4
404 | 24 | 2095A-2P-30HP VLSC | VLSC_2095A_2P_30HP | 232.5586 | 232.5586 | 930.2345 | 4 | 0 | 4 | C | VLS_Inline | 2 | 2 | 2 | 4 | BranchMin_2BranchMax_4 | 2 | 2.5 | 6 | HeaderMin_2.5HeaderMax_6 | 5
404 | 24 | 2095A-2P-30HP VLSC | VLSC_2095A_2P_30HP | 232.5586 | 232.5586 | 930.2345 | 4 | 0 | 4 | C | VLS_Inline | 2 | 2 | 2 | 4 | BranchMin_2BranchMax_4 | 2 | 2.5 | 6 | HeaderMin_2.5HeaderMax_6 | 6
404 | 24 | 2095A-2P-30HP VLSC | VLSC_2095A_2P_30HP | 232.5586 | 232.5586 | 930.2345 | 4 | 0 | 4 | C | VLS_Inline | 2 | 2 | 2 | 4 | BranchMin_2BranchMax_4 | 2.5 | 2.5 | 6 | HeaderMin_2.5HeaderMax_6 | 2.5 | INVALID
404 | 24 | 2095A-2P-30HP VLSC | VLSC_2095A_2P_30HP | 232.5586 | 232.5586 | 930.2345 | 4 | 0 | 4 | C | VLS_Inline | 2 | 2 | 2 | 4 | BranchMin_2BranchMax_4 | 2.5 | 2.5 | 6 | HeaderMin_2.5HeaderMax_6 | 3
404 | 24 | 2095A-2P-30HP VLSC | VLSC_2095A_2P_30HP | 232.5586 | 232.5586 | 930.2345 | 4 | 0 | 4 | C | VLS_Inline | 2 | 2 | 2 | 4 | BranchMin_2BranchMax_4 | 2.5 | 2.5 | 6 | HeaderMin_2.5HeaderMax_6 | 4
404 | 24 | 2095A-2P-30HP VLSC | VLSC_2095A_2P_30HP | 232.5586 | 232.5586 | 930.2345 | 4 | 0 | 4 | C | VLS_Inline | 2 | 2 | 2 | 4 | BranchMin_2BranchMax_4 | 2.5 | 2.5 | 6 | HeaderMin_2.5HeaderMax_6 | 5
404 | 24 | 2095A-2P-30HP VLSC | VLSC_2095A_2P_30HP | 232.5586 | 232.5586 | 930.2345 | 4 | 0 | 4 | C | VLS_Inline | 2 | 2 | 2 | 4 | BranchMin_2BranchMax_4 | 2.5 | 2.5 | 6 | HeaderMin_2.5HeaderMax_6 | 6
404 | 24 | 2095A-2P-30HP VLSC | VLSC_2095A_2P_30HP | 232.5586 | 232.5586 | 930.2345 | 4 | 0 | 4 | C | VLS_Inline | 2 | 2 | 2 | 4 | BranchMin_2BranchMax_4 | 3 | 2.5 | 6 | HeaderMin_2.5HeaderMax_6 | 2.5 | INVALID
404 | 24 | 2095A-2P-30HP VLSC | VLSC_2095A_2P_30HP | 232.5586 | 232.5586 | 930.2345 | 4 | 0 | 4 | C | VLS_Inline | 2 | 2 | 2 | 4 | BranchMin_2BranchMax_4 | 3 | 2.5 | 6 | HeaderMin_2.5HeaderMax_6 | 3 | INVALID
404 | 24 | 2095A-2P-30HP VLSC | VLSC_2095A_2P_30HP | 232.5586 | 232.5586 | 930.2345 | 4 | 0 | 4 | C | VLS_Inline | 2 | 2 | 2 | 4 | BranchMin_2BranchMax_4 | 3 | 2.5 | 6 | HeaderMin_2.5HeaderMax_6 | 4
404 | 24 | 2095A-2P-30HP VLSC | VLSC_2095A_2P_30HP | 232.5586 | 232.5586 | 930.2345 | 4 | 0 | 4 | C | VLS_Inline | 2 | 2 | 2 | 4 | BranchMin_2BranchMax_4 | 3 | 2.5 | 6 | HeaderMin_2.5HeaderMax_6 | 5
404 | 24 | 2095A-2P-30HP VLSC | VLSC_2095A_2P_30HP | 232.5586 | 232.5586 | 930.2345 | 4 | 0 | 4 | C | VLS_Inline | 2 | 2 | 2 | 4 | BranchMin_2BranchMax_4 | 3 | 2.5 | 6 | HeaderMin_2.5HeaderMax_6 | 6
404 | 24 | 2095A-2P-30HP VLSC | VLSC_2095A_2P_30HP | 232.5586 | 232.5586 | 930.2345 | 4 | 0 | 4 | C | VLS_Inline | 2 | 2 | 2 | 4 | BranchMin_2BranchMax_4 | 4 | 2.5 | 6 | HeaderMin_2.5HeaderMax_6 | 2.5 | INVALID
404 | 24 | 2095A-2P-30HP VLSC | VLSC_2095A_2P_30HP | 232.5586 | 232.5586 | 930.2345 | 4 | 0 | 4 | C | VLS_Inline | 2 | 2 | 2 | 4 | BranchMin_2BranchMax_4 | 4 | 2.5 | 6 | HeaderMin_2.5HeaderMax_6 | 3 | INVALID
404 | 24 | 2095A-2P-30HP VLSC | VLSC_2095A_2P_30HP | 232.5586 | 232.5586 | 930.2345 | 4 | 0 | 4 | C | VLS_Inline | 2 | 2 | 2 | 4 | BranchMin_2BranchMax_4 | 4 | 2.5 | 6 | HeaderMin_2.5HeaderMax_6 | 4 | INVALID
404 | 24 | 2095A-2P-30HP VLSC | VLSC_2095A_2P_30HP | 232.5586 | 232.5586 | 930.2345 | 4 | 0 | 4 | C | VLS_Inline | 2 | 2 | 2 | 4 | BranchMin_2BranchMax_4 | 4 | 2.5 | 6 | HeaderMin_2.5HeaderMax_6 | 5
404 | 24 | 2095A-2P-30HP VLSC | VLSC_2095A_2P_30HP | 232.5586 | 232.5586 | 930.2345 | 4 | 0 | 4 | C | VLS_Inline | 2 | 2 | 2 | 4 | BranchMin_2BranchMax_4 | 4 | 2.5 | 6 | HeaderMin_2.5HeaderMax_6 | 6
405 | 25 | 2095A-4P-3HP VLSC | VLSC_2095A_4P_3HP | 111.4482 | 111.4482 | 445.7928 | 4 | 0 | 4 | C | VLS_Inline | 2 | 2 | 2 | 2.5 | BranchMin_2BranchMax_2.5 | 2 | 2.5 | 5 | HeaderMin_2.5HeaderMax_5 | 2.5
405 | 25 | 2095A-4P-3HP VLSC | VLSC_2095A_4P_3HP | 111.4482 | 111.4482 | 445.7928 | 4 | 0 | 4 | C | VLS_Inline | 2 | 2 | 2 | 2.5 | BranchMin_2BranchMax_2.5 | 2 | 2.5 | 5 | HeaderMin_2.5HeaderMax_5 | 3
405 | 25 | 2095A-4P-3HP VLSC | VLSC_2095A_4P_3HP | 111.4482 | 111.4482 | 445.7928 | 4 | 0 | 4 | C | VLS_Inline | 2 | 2 | 2 | 2.5 | BranchMin_2BranchMax_2.5 | 2 | 2.5 | 5 | HeaderMin_2.5HeaderMax_5 | 4
405 | 25 | 2095A-4P-3HP VLSC | VLSC_2095A_4P_3HP | 111.4482 | 111.4482 | 445.7928 | 4 | 0 | 4 | C | VLS_Inline | 2 | 2 | 2 | 2.5 | BranchMin_2BranchMax_2.5 | 2 | 2.5 | 5 | HeaderMin_2.5HeaderMax_5 | 5
405 | 25 | 2095A-4P-3HP VLSC | VLSC_2095A_4P_3HP | 111.4482 | 111.4482 | 445.7928 | 4 | 0 | 4 | C | VLS_Inline | 2 | 2 | 2 | 2.5 | BranchMin_2BranchMax_2.5 | 2.5 | 2.5 | 5 | HeaderMin_2.5HeaderMax_5 | 2.5 | INVALID
405 | 25 | 2095A-4P-3HP VLSC | VLSC_2095A_4P_3HP | 111.4482 | 111.4482 | 445.7928 | 4 | 0 | 4 | C | VLS_Inline | 2 | 2 | 2 | 2.5 | BranchMin_2BranchMax_2.5 | 2.5 | 2.5 | 5 | HeaderMin_2.5HeaderMax_5 | 3
405 | 25 | 2095A-4P-3HP VLSC | VLSC_2095A_4P_3HP | 111.4482 | 111.4482 | 445.7928 | 4 | 0 | 4 | C | VLS_Inline | 2 | 2 | 2 | 2.5 | BranchMin_2BranchMax_2.5 | 2.5 | 2.5 | 5 | HeaderMin_2.5HeaderMax_5 | 4
405 | 25 | 2095A-4P-3HP VLSC | VLSC_2095A_4P_3HP | 111.4482 | 111.4482 | 445.7928 | 4 | 0 | 4 | C | VLS_Inline | 2 | 2 | 2 | 2.5 | BranchMin_2BranchMax_2.5 | 2.5 | 2.5 | 5 | HeaderMin_2.5HeaderMax_5 | 5
406 | 26 | 2095A-4P-5HP VLSC | VLSC_2095A_4P_5HP | 118.6369 | 118.6369 | 474.5474 | 4 | 0 | 4 | C | VLS_Inline | 2 | 2 | 2 | 2.5 | BranchMin_2BranchMax_2.5 | 2 | 2.5 | 5 | HeaderMin_2.5HeaderMax_5 | 2.5
406 | 26 | 2095A-4P-5HP VLSC | VLSC_2095A_4P_5HP | 118.6369 | 118.6369 | 474.5474 | 4 | 0 | 4 | C | VLS_Inline | 2 | 2 | 2 | 2.5 | BranchMin_2BranchMax_2.5 | 2 | 2.5 | 5 | HeaderMin_2.5HeaderMax_5 | 3
406 | 26 | 2095A-4P-5HP VLSC | VLSC_2095A_4P_5HP | 118.6369 | 118.6369 | 474.5474 | 4 | 0 | 4 | C | VLS_Inline | 2 | 2 | 2 | 2.5 | BranchMin_2BranchMax_2.5 | 2 | 2.5 | 5 | HeaderMin_2.5HeaderMax_5 | 4
406 | 26 | 2095A-4P-5HP VLSC | VLSC_2095A_4P_5HP | 118.6369 | 118.6369 | 474.5474 | 4 | 0 | 4 | C | VLS_Inline | 2 | 2 | 2 | 2.5 | BranchMin_2BranchMax_2.5 | 2 | 2.5 | 5 | HeaderMin_2.5HeaderMax_5 | 5
406 | 26 | 2095A-4P-5HP VLSC | VLSC_2095A_4P_5HP | 118.6369 | 118.6369 | 474.5474 | 4 | 0 | 4 | C | VLS_Inline | 2 | 2 | 2 | 2.5 | BranchMin_2BranchMax_2.5 | 2.5 | 2.5 | 5 | HeaderMin_2.5HeaderMax_5 | 2.5 | INVALID
406 | 26 | 2095A-4P-5HP VLSC | VLSC_2095A_4P_5HP | 118.6369 | 118.6369 | 474.5474 | 4 | 0 | 4 | C | VLS_Inline | 2 | 2 | 2 | 2.5 | BranchMin_2BranchMax_2.5 | 2.5 | 2.5 | 5 | HeaderMin_2.5HeaderMax_5 | 3
406 | 26 | 2095A-4P-5HP VLSC | VLSC_2095A_4P_5HP | 118.6369 | 118.6369 | 474.5474 | 4 | 0 | 4 | C | VLS_Inline | 2 | 2 | 2 | 2.5 | BranchMin_2BranchMax_2.5 | 2.5 | 2.5 | 5 | HeaderMin_2.5HeaderMax_5 | 4
406 | 26 | 2095A-4P-5HP VLSC | VLSC_2095A_4P_5HP | 118.6369 | 118.6369 | 474.5474 | 4 | 0 | 4 | C | VLS_Inline | 2 | 2 | 2 | 2.5 | BranchMin_2BranchMax_2.5 | 2.5 | 2.5 | 5 | HeaderMin_2.5HeaderMax_5 | 5
407 | 27 | 20955-2P-15HP VLSC | VLSC_20955_2P_15HP | 205.3636 | 205.3636 | 821.4543 | 4 | 0 | 4 | C | VLS_Inline | 2 | 2 | 2 | 3 | BranchMin_2BranchMax_3 | 2 | 2.5 | 6 | HeaderMin_2.5HeaderMax_6 | 2.5
407 | 27 | 20955-2P-15HP VLSC | VLSC_20955_2P_15HP | 205.3636 | 205.3636 | 821.4543 | 4 | 0 | 4 | C | VLS_Inline | 2 | 2 | 2 | 3 | BranchMin_2BranchMax_3 | 2 | 2.5 | 6 | HeaderMin_2.5HeaderMax_6 | 3
407 | 27 | 20955-2P-15HP VLSC | VLSC_20955_2P_15HP | 205.3636 | 205.3636 | 821.4543 | 4 | 0 | 4 | C | VLS_Inline | 2 | 2 | 2 | 3 | BranchMin_2BranchMax_3 | 2 | 2.5 | 6 | HeaderMin_2.5HeaderMax_6 | 4
407 | 27 | 20955-2P-15HP VLSC | VLSC_20955_2P_15HP | 205.3636 | 205.3636 | 821.4543 | 4 | 0 | 4 | C | VLS_Inline | 2 | 2 | 2 | 3 | BranchMin_2BranchMax_3 | 2 | 2.5 | 6 | HeaderMin_2.5HeaderMax_6 | 5
407 | 27 | 20955-2P-15HP VLSC | VLSC_20955_2P_15HP | 205.3636 | 205.3636 | 821.4543 | 4 | 0 | 4 | C | VLS_Inline | 2 | 2 | 2 | 3 | BranchMin_2BranchMax_3 | 2 | 2.5 | 6 | HeaderMin_2.5HeaderMax_6 | 6
407 | 27 | 20955-2P-15HP VLSC | VLSC_20955_2P_15HP | 205.3636 | 205.3636 | 821.4543 | 4 | 0 | 4 | C | VLS_Inline | 2 | 2 | 2 | 3 | BranchMin_2BranchMax_3 | 2.5 | 2.5 | 6 | HeaderMin_2.5HeaderMax_6 | 2.5 | INVALID
407 | 27 | 20955-2P-15HP VLSC | VLSC_20955_2P_15HP | 205.3636 | 205.3636 | 821.4543 | 4 | 0 | 4 | C | VLS_Inline | 2 | 2 | 2 | 3 | BranchMin_2BranchMax_3 | 2.5 | 2.5 | 6 | HeaderMin_2.5HeaderMax_6 | 3
407 | 27 | 20955-2P-15HP VLSC | VLSC_20955_2P_15HP | 205.3636 | 205.3636 | 821.4543 | 4 | 0 | 4 | C | VLS_Inline | 2 | 2 | 2 | 3 | BranchMin_2BranchMax_3 | 2.5 | 2.5 | 6 | HeaderMin_2.5HeaderMax_6 | 4
407 | 27 | 20955-2P-15HP VLSC | VLSC_20955_2P_15HP | 205.3636 | 205.3636 | 821.4543 | 4 | 0 | 4 | C | VLS_Inline | 2 | 2 | 2 | 3 | BranchMin_2BranchMax_3 | 2.5 | 2.5 | 6 | HeaderMin_2.5HeaderMax_6 | 5
407 | 27 | 20955-2P-15HP VLSC | VLSC_20955_2P_15HP | 205.3636 | 205.3636 | 821.4543 | 4 | 0 | 4 | C | VLS_Inline | 2 | 2 | 2 | 3 | BranchMin_2BranchMax_3 | 2.5 | 2.5 | 6 | HeaderMin_2.5HeaderMax_6 | 6
407 | 27 | 20955-2P-15HP VLSC | VLSC_20955_2P_15HP | 205.3636 | 205.3636 | 821.4543 | 4 | 0 | 4 | C | VLS_Inline | 2 | 2 | 2 | 3 | BranchMin_2BranchMax_3 | 3 | 2.5 | 6 | HeaderMin_2.5HeaderMax_6 | 2.5 | INVALID
407 | 27 | 20955-2P-15HP VLSC | VLSC_20955_2P_15HP | 205.3636 | 205.3636 | 821.4543 | 4 | 0 | 4 | C | VLS_Inline | 2 | 2 | 2 | 3 | BranchMin_2BranchMax_3 | 3 | 2.5 | 6 | HeaderMin_2.5HeaderMax_6 | 3 | INVALID
407 | 27 | 20955-2P-15HP VLSC | VLSC_20955_2P_15HP | 205.3636 | 205.3636 | 821.4543 | 4 | 0 | 4 | C | VLS_Inline | 2 | 2 | 2 | 3 | BranchMin_2BranchMax_3 | 3 | 2.5 | 6 | HeaderMin_2.5HeaderMax_6 | 4
407 | 27 | 20955-2P-15HP VLSC | VLSC_20955_2P_15HP | 205.3636 | 205.3636 | 821.4543 | 4 | 0 | 4 | C | VLS_Inline | 2 | 2 | 2 | 3 | BranchMin_2BranchMax_3 | 3 | 2.5 | 6 | HeaderMin_2.5HeaderMax_6 | 5
407 | 27 | 20955-2P-15HP VLSC | VLSC_20955_2P_15HP | 205.3636 | 205.3636 | 821.4543 | 4 | 0 | 4 | C | VLS_Inline | 2 | 2 | 2 | 3 | BranchMin_2BranchMax_3 | 3 | 2.5 | 6 | HeaderMin_2.5HeaderMax_6 | 6
408 | 28 | 20955-2P-20HP VLSC | VLSC_20955_2P_20HP | 235.6474 | 235.6474 | 942.5895 | 4 | 0 | 4 | C | VLS_Inline | 2 | 2 | 2 | 4 | BranchMin_2BranchMax_4 | 2 | 2.5 | 6 | HeaderMin_2.5HeaderMax_6 | 2.5
408 | 28 | 20955-2P-20HP VLSC | VLSC_20955_2P_20HP | 235.6474 | 235.6474 | 942.5895 | 4 | 0 | 4 | C | VLS_Inline | 2 | 2 | 2 | 4 | BranchMin_2BranchMax_4 | 2 | 2.5 | 6 | HeaderMin_2.5HeaderMax_6 | 3
408 | 28 | 20955-2P-20HP VLSC | VLSC_20955_2P_20HP | 235.6474 | 235.6474 | 942.5895 | 4 | 0 | 4 | C | VLS_Inline | 2 | 2 | 2 | 4 | BranchMin_2BranchMax_4 | 2 | 2.5 | 6 | HeaderMin_2.5HeaderMax_6 | 4
408 | 28 | 20955-2P-20HP VLSC | VLSC_20955_2P_20HP | 235.6474 | 235.6474 | 942.5895 | 4 | 0 | 4 | C | VLS_Inline | 2 | 2 | 2 | 4 | BranchMin_2BranchMax_4 | 2 | 2.5 | 6 | HeaderMin_2.5HeaderMax_6 | 5
408 | 28 | 20955-2P-20HP VLSC | VLSC_20955_2P_20HP | 235.6474 | 235.6474 | 942.5895 | 4 | 0 | 4 | C | VLS_Inline | 2 | 2 | 2 | 4 | BranchMin_2BranchMax_4 | 2 | 2.5 | 6 | HeaderMin_2.5HeaderMax_6 | 6
408 | 28 | 20955-2P-20HP VLSC | VLSC_20955_2P_20HP | 235.6474 | 235.6474 | 942.5895 | 4 | 0 | 4 | C | VLS_Inline | 2 | 2 | 2 | 4 | BranchMin_2BranchMax_4 | 2.5 | 2.5 | 6 | HeaderMin_2.5HeaderMax_6 | 2.5 | INVALID
408 | 28 | 20955-2P-20HP VLSC | VLSC_20955_2P_20HP | 235.6474 | 235.6474 | 942.5895 | 4 | 0 | 4 | C | VLS_Inline | 2 | 2 | 2 | 4 | BranchMin_2BranchMax_4 | 2.5 | 2.5 | 6 | HeaderMin_2.5HeaderMax_6 | 3
408 | 28 | 20955-2P-20HP VLSC | VLSC_20955_2P_20HP | 235.6474 | 235.6474 | 942.5895 | 4 | 0 | 4 | C | VLS_Inline | 2 | 2 | 2 | 4 | BranchMin_2BranchMax_4 | 2.5 | 2.5 | 6 | HeaderMin_2.5HeaderMax_6 | 4
408 | 28 | 20955-2P-20HP VLSC | VLSC_20955_2P_20HP | 235.6474 | 235.6474 | 942.5895 | 4 | 0 | 4 | C | VLS_Inline | 2 | 2 | 2 | 4 | BranchMin_2BranchMax_4 | 2.5 | 2.5 | 6 | HeaderMin_2.5HeaderMax_6 | 5
408 | 28 | 20955-2P-20HP VLSC | VLSC_20955_2P_20HP | 235.6474 | 235.6474 | 942.5895 | 4 | 0 | 4 | C | VLS_Inline | 2 | 2 | 2 | 4 | BranchMin_2BranchMax_4 | 2.5 | 2.5 | 6 | HeaderMin_2.5HeaderMax_6 | 6
408 | 28 | 20955-2P-20HP VLSC | VLSC_20955_2P_20HP | 235.6474 | 235.6474 | 942.5895 | 4 | 0 | 4 | C | VLS_Inline | 2 | 2 | 2 | 4 | BranchMin_2BranchMax_4 | 3 | 2.5 | 6 | HeaderMin_2.5HeaderMax_6 | 2.5 | INVALID
408 | 28 | 20955-2P-20HP VLSC | VLSC_20955_2P_20HP | 235.6474 | 235.6474 | 942.5895 | 4 | 0 | 4 | C | VLS_Inline | 2 | 2 | 2 | 4 | BranchMin_2BranchMax_4 | 3 | 2.5 | 6 | HeaderMin_2.5HeaderMax_6 | 3 | INVALID
408 | 28 | 20955-2P-20HP VLSC | VLSC_20955_2P_20HP | 235.6474 | 235.6474 | 942.5895 | 4 | 0 | 4 | C | VLS_Inline | 2 | 2 | 2 | 4 | BranchMin_2BranchMax_4 | 3 | 2.5 | 6 | HeaderMin_2.5HeaderMax_6 | 4
408 | 28 | 20955-2P-20HP VLSC | VLSC_20955_2P_20HP | 235.6474 | 235.6474 | 942.5895 | 4 | 0 | 4 | C | VLS_Inline | 2 | 2 | 2 | 4 | BranchMin_2BranchMax_4 | 3 | 2.5 | 6 | HeaderMin_2.5HeaderMax_6 | 5
408 | 28 | 20955-2P-20HP VLSC | VLSC_20955_2P_20HP | 235.6474 | 235.6474 | 942.5895 | 4 | 0 | 4 | C | VLS_Inline | 2 | 2 | 2 | 4 | BranchMin_2BranchMax_4 | 3 | 2.5 | 6 | HeaderMin_2.5HeaderMax_6 | 6
408 | 28 | 20955-2P-20HP VLSC | VLSC_20955_2P_20HP | 235.6474 | 235.6474 | 942.5895 | 4 | 0 | 4 | C | VLS_Inline | 2 | 2 | 2 | 4 | BranchMin_2BranchMax_4 | 4 | 2.5 | 6 | HeaderMin_2.5HeaderMax_6 | 2.5 | INVALID
408 | 28 | 20955-2P-20HP VLSC | VLSC_20955_2P_20HP | 235.6474 | 235.6474 | 942.5895 | 4 | 0 | 4 | C | VLS_Inline | 2 | 2 | 2 | 4 | BranchMin_2BranchMax_4 | 4 | 2.5 | 6 | HeaderMin_2.5HeaderMax_6 | 3 | INVALID
408 | 28 | 20955-2P-20HP VLSC | VLSC_20955_2P_20HP | 235.6474 | 235.6474 | 942.5895 | 4 | 0 | 4 | C | VLS_Inline | 2 | 2 | 2 | 4 | BranchMin_2BranchMax_4 | 4 | 2.5 | 6 | HeaderMin_2.5HeaderMax_6 | 4 | INVALID
408 | 28 | 20955-2P-20HP VLSC | VLSC_20955_2P_20HP | 235.6474 | 235.6474 | 942.5895 | 4 | 0 | 4 | C | VLS_Inline | 2 | 2 | 2 | 4 | BranchMin_2BranchMax_4 | 4 | 2.5 | 6 | HeaderMin_2.5HeaderMax_6 | 5
408 | 28 | 20955-2P-20HP VLSC | VLSC_20955_2P_20HP | 235.6474 | 235.6474 | 942.5895 | 4 | 0 | 4 | C | VLS_Inline | 2 | 2 | 2 | 4 | BranchMin_2BranchMax_4 | 4 | 2.5 | 6 | HeaderMin_2.5HeaderMax_6 | 6
409 | 29 | 20955-2P-25HP VLSC | VLSC_20955_2P_25HP | 257.4 | 257.4 | 1029.6001 | 4 | 0 | 4 | C | VLS_Inline | 2 | 2 | 2 | 4 | BranchMin_2BranchMax_4 | 2 | 2.5 | 8 | HeaderMin_2.5HeaderMax_8 | 2.5
409 | 29 | 20955-2P-25HP VLSC | VLSC_20955_2P_25HP | 257.4 | 257.4 | 1029.6001 | 4 | 0 | 4 | C | VLS_Inline | 2 | 2 | 2 | 4 | BranchMin_2BranchMax_4 | 2 | 2.5 | 8 | HeaderMin_2.5HeaderMax_8 | 4
409 | 29 | 20955-2P-25HP VLSC | VLSC_20955_2P_25HP | 257.4 | 257.4 | 1029.6001 | 4 | 0 | 4 | C | VLS_Inline | 2 | 2 | 2 | 4 | BranchMin_2BranchMax_4 | 2 | 2.5 | 8 | HeaderMin_2.5HeaderMax_8 | 6
409 | 29 | 20955-2P-25HP VLSC | VLSC_20955_2P_25HP | 257.4 | 257.4 | 1029.6001 | 4 | 0 | 4 | C | VLS_Inline | 2 | 2 | 2 | 4 | BranchMin_2BranchMax_4 | 2 | 2.5 | 8 | HeaderMin_2.5HeaderMax_8 | 8
409 | 29 | 20955-2P-25HP VLSC | VLSC_20955_2P_25HP | 257.4 | 257.4 | 1029.6001 | 4 | 0 | 4 | C | VLS_Inline | 2 | 2 | 2 | 4 | BranchMin_2BranchMax_4 | 2.5 | 2.5 | 8 | HeaderMin_2.5HeaderMax_8 | 2.5 | INVALID
409 | 29 | 20955-2P-25HP VLSC | VLSC_20955_2P_25HP | 257.4 | 257.4 | 1029.6001 | 4 | 0 | 4 | C | VLS_Inline | 2 | 2 | 2 | 4 | BranchMin_2BranchMax_4 | 2.5 | 2.5 | 8 | HeaderMin_2.5HeaderMax_8 | 4
409 | 29 | 20955-2P-25HP VLSC | VLSC_20955_2P_25HP | 257.4 | 257.4 | 1029.6001 | 4 | 0 | 4 | C | VLS_Inline | 2 | 2 | 2 | 4 | BranchMin_2BranchMax_4 | 2.5 | 2.5 | 8 | HeaderMin_2.5HeaderMax_8 | 6
409 | 29 | 20955-2P-25HP VLSC | VLSC_20955_2P_25HP | 257.4 | 257.4 | 1029.6001 | 4 | 0 | 4 | C | VLS_Inline | 2 | 2 | 2 | 4 | BranchMin_2BranchMax_4 | 2.5 | 2.5 | 8 | HeaderMin_2.5HeaderMax_8 | 8
409 | 29 | 20955-2P-25HP VLSC | VLSC_20955_2P_25HP | 257.4 | 257.4 | 1029.6001 | 4 | 0 | 4 | C | VLS_Inline | 2 | 2 | 2 | 4 | BranchMin_2BranchMax_4 | 3 | 2.5 | 8 | HeaderMin_2.5HeaderMax_8 | 2.5 | INVALID
409 | 29 | 20955-2P-25HP VLSC | VLSC_20955_2P_25HP | 257.4 | 257.4 | 1029.6001 | 4 | 0 | 4 | C | VLS_Inline | 2 | 2 | 2 | 4 | BranchMin_2BranchMax_4 | 3 | 2.5 | 8 | HeaderMin_2.5HeaderMax_8 | 4
409 | 29 | 20955-2P-25HP VLSC | VLSC_20955_2P_25HP | 257.4 | 257.4 | 1029.6001 | 4 | 0 | 4 | C | VLS_Inline | 2 | 2 | 2 | 4 | BranchMin_2BranchMax_4 | 3 | 2.5 | 8 | HeaderMin_2.5HeaderMax_8 | 6
409 | 29 | 20955-2P-25HP VLSC | VLSC_20955_2P_25HP | 257.4 | 257.4 | 1029.6001 | 4 | 0 | 4 | C | VLS_Inline | 2 | 2 | 2 | 4 | BranchMin_2BranchMax_4 | 3 | 2.5 | 8 | HeaderMin_2.5HeaderMax_8 | 8
409 | 29 | 20955-2P-25HP VLSC | VLSC_20955_2P_25HP | 257.4 | 257.4 | 1029.6001 | 4 | 0 | 4 | C | VLS_Inline | 2 | 2 | 2 | 4 | BranchMin_2BranchMax_4 | 4 | 2.5 | 8 | HeaderMin_2.5HeaderMax_8 | 2.5 | INVALID
409 | 29 | 20955-2P-25HP VLSC | VLSC_20955_2P_25HP | 257.4 | 257.4 | 1029.6001 | 4 | 0 | 4 | C | VLS_Inline | 2 | 2 | 2 | 4 | BranchMin_2BranchMax_4 | 4 | 2.5 | 8 | HeaderMin_2.5HeaderMax_8 | 4 | INVALID
409 | 29 | 20955-2P-25HP VLSC | VLSC_20955_2P_25HP | 257.4 | 257.4 | 1029.6001 | 4 | 0 | 4 | C | VLS_Inline | 2 | 2 | 2 | 4 | BranchMin_2BranchMax_4 | 4 | 2.5 | 8 | HeaderMin_2.5HeaderMax_8 | 6
409 | 29 | 20955-2P-25HP VLSC | VLSC_20955_2P_25HP | 257.4 | 257.4 | 1029.6001 | 4 | 0 | 4 | C | VLS_Inline | 2 | 2 | 2 | 4 | BranchMin_2BranchMax_4 | 4 | 2.5 | 8 | HeaderMin_2.5HeaderMax_8 | 8
410 | 30 | 20955-2P-30HP VLSC | VLSC_20955_2P_30HP | 277.4627 | 277.4627 | 1109.8506 | 4 | 0 | 4 | C | VLS_Inline | 2 | 2 | 2 | 4 | BranchMin_2BranchMax_4 | 2 | 2.5 | 8 | HeaderMin_2.5HeaderMax_8 | 2.5
410 | 30 | 20955-2P-30HP VLSC | VLSC_20955_2P_30HP | 277.4627 | 277.4627 | 1109.8506 | 4 | 0 | 4 | C | VLS_Inline | 2 | 2 | 2 | 4 | BranchMin_2BranchMax_4 | 2 | 2.5 | 8 | HeaderMin_2.5HeaderMax_8 | 4
410 | 30 | 20955-2P-30HP VLSC | VLSC_20955_2P_30HP | 277.4627 | 277.4627 | 1109.8506 | 4 | 0 | 4 | C | VLS_Inline | 2 | 2 | 2 | 4 | BranchMin_2BranchMax_4 | 2 | 2.5 | 8 | HeaderMin_2.5HeaderMax_8 | 6
410 | 30 | 20955-2P-30HP VLSC | VLSC_20955_2P_30HP | 277.4627 | 277.4627 | 1109.8506 | 4 | 0 | 4 | C | VLS_Inline | 2 | 2 | 2 | 4 | BranchMin_2BranchMax_4 | 2 | 2.5 | 8 | HeaderMin_2.5HeaderMax_8 | 8
410 | 30 | 20955-2P-30HP VLSC | VLSC_20955_2P_30HP | 277.4627 | 277.4627 | 1109.8506 | 4 | 0 | 4 | C | VLS_Inline | 2 | 2 | 2 | 4 | BranchMin_2BranchMax_4 | 2.5 | 2.5 | 8 | HeaderMin_2.5HeaderMax_8 | 2.5 | INVALID
410 | 30 | 20955-2P-30HP VLSC | VLSC_20955_2P_30HP | 277.4627 | 277.4627 | 1109.8506 | 4 | 0 | 4 | C | VLS_Inline | 2 | 2 | 2 | 4 | BranchMin_2BranchMax_4 | 2.5 | 2.5 | 8 | HeaderMin_2.5HeaderMax_8 | 4
410 | 30 | 20955-2P-30HP VLSC | VLSC_20955_2P_30HP | 277.4627 | 277.4627 | 1109.8506 | 4 | 0 | 4 | C | VLS_Inline | 2 | 2 | 2 | 4 | BranchMin_2BranchMax_4 | 2.5 | 2.5 | 8 | HeaderMin_2.5HeaderMax_8 | 6
410 | 30 | 20955-2P-30HP VLSC | VLSC_20955_2P_30HP | 277.4627 | 277.4627 | 1109.8506 | 4 | 0 | 4 | C | VLS_Inline | 2 | 2 | 2 | 4 | BranchMin_2BranchMax_4 | 2.5 | 2.5 | 8 | HeaderMin_2.5HeaderMax_8 | 8
410 | 30 | 20955-2P-30HP VLSC | VLSC_20955_2P_30HP | 277.4627 | 277.4627 | 1109.8506 | 4 | 0 | 4 | C | VLS_Inline | 2 | 2 | 2 | 4 | BranchMin_2BranchMax_4 | 3 | 2.5 | 8 | HeaderMin_2.5HeaderMax_8 | 2.5 | INVALID
410 | 30 | 20955-2P-30HP VLSC | VLSC_20955_2P_30HP | 277.4627 | 277.4627 | 1109.8506 | 4 | 0 | 4 | C | VLS_Inline | 2 | 2 | 2 | 4 | BranchMin_2BranchMax_4 | 3 | 2.5 | 8 | HeaderMin_2.5HeaderMax_8 | 4
410 | 30 | 20955-2P-30HP VLSC | VLSC_20955_2P_30HP | 277.4627 | 277.4627 | 1109.8506 | 4 | 0 | 4 | C | VLS_Inline | 2 | 2 | 2 | 4 | BranchMin_2BranchMax_4 | 3 | 2.5 | 8 | HeaderMin_2.5HeaderMax_8 | 6
410 | 30 | 20955-2P-30HP VLSC | VLSC_20955_2P_30HP | 277.4627 | 277.4627 | 1109.8506 | 4 | 0 | 4 | C | VLS_Inline | 2 | 2 | 2 | 4 | BranchMin_2BranchMax_4 | 3 | 2.5 | 8 | HeaderMin_2.5HeaderMax_8 | 8
410 | 30 | 20955-2P-30HP VLSC | VLSC_20955_2P_30HP | 277.4627 | 277.4627 | 1109.8506 | 4 | 0 | 4 | C | VLS_Inline | 2 | 2 | 2 | 4 | BranchMin_2BranchMax_4 | 4 | 2.5 | 8 | HeaderMin_2.5HeaderMax_8 | 2.5 | INVALID
410 | 30 | 20955-2P-30HP VLSC | VLSC_20955_2P_30HP | 277.4627 | 277.4627 | 1109.8506 | 4 | 0 | 4 | C | VLS_Inline | 2 | 2 | 2 | 4 | BranchMin_2BranchMax_4 | 4 | 2.5 | 8 | HeaderMin_2.5HeaderMax_8 | 4 | INVALID
410 | 30 | 20955-2P-30HP VLSC | VLSC_20955_2P_30HP | 277.4627 | 277.4627 | 1109.8506 | 4 | 0 | 4 | C | VLS_Inline | 2 | 2 | 2 | 4 | BranchMin_2BranchMax_4 | 4 | 2.5 | 8 | HeaderMin_2.5HeaderMax_8 | 6
410 | 30 | 20955-2P-30HP VLSC | VLSC_20955_2P_30HP | 277.4627 | 277.4627 | 1109.8506 | 4 | 0 | 4 | C | VLS_Inline | 2 | 2 | 2 | 4 | BranchMin_2BranchMax_4 | 4 | 2.5 | 8 | HeaderMin_2.5HeaderMax_8 | 8
411 | 31 | 20955-2P-40HP VLSC | VLSC_20955_2P_40HP | 300 | 300 | 1200 | 4 | 0 | 4 | C | VLS_Inline | 2 | 2 | 2 | 4 | BranchMin_2BranchMax_4 | 2 | 2.5 | 8 | HeaderMin_2.5HeaderMax_8 | 2.5
411 | 31 | 20955-2P-40HP VLSC | VLSC_20955_2P_40HP | 300 | 300 | 1200 | 4 | 0 | 4 | C | VLS_Inline | 2 | 2 | 2 | 4 | BranchMin_2BranchMax_4 | 2 | 2.5 | 8 | HeaderMin_2.5HeaderMax_8 | 4
411 | 31 | 20955-2P-40HP VLSC | VLSC_20955_2P_40HP | 300 | 300 | 1200 | 4 | 0 | 4 | C | VLS_Inline | 2 | 2 | 2 | 4 | BranchMin_2BranchMax_4 | 2 | 2.5 | 8 | HeaderMin_2.5HeaderMax_8 | 6
411 | 31 | 20955-2P-40HP VLSC | VLSC_20955_2P_40HP | 300 | 300 | 1200 | 4 | 0 | 4 | C | VLS_Inline | 2 | 2 | 2 | 4 | BranchMin_2BranchMax_4 | 2 | 2.5 | 8 | HeaderMin_2.5HeaderMax_8 | 8
411 | 31 | 20955-2P-40HP VLSC | VLSC_20955_2P_40HP | 300 | 300 | 1200 | 4 | 0 | 4 | C | VLS_Inline | 2 | 2 | 2 | 4 | BranchMin_2BranchMax_4 | 2.5 | 2.5 | 8 | HeaderMin_2.5HeaderMax_8 | 2.5 | INVALID
411 | 31 | 20955-2P-40HP VLSC | VLSC_20955_2P_40HP | 300 | 300 | 1200 | 4 | 0 | 4 | C | VLS_Inline | 2 | 2 | 2 | 4 | BranchMin_2BranchMax_4 | 2.5 | 2.5 | 8 | HeaderMin_2.5HeaderMax_8 | 4
411 | 31 | 20955-2P-40HP VLSC | VLSC_20955_2P_40HP | 300 | 300 | 1200 | 4 | 0 | 4 | C | VLS_Inline | 2 | 2 | 2 | 4 | BranchMin_2BranchMax_4 | 2.5 | 2.5 | 8 | HeaderMin_2.5HeaderMax_8 | 6
411 | 31 | 20955-2P-40HP VLSC | VLSC_20955_2P_40HP | 300 | 300 | 1200 | 4 | 0 | 4 | C | VLS_Inline | 2 | 2 | 2 | 4 | BranchMin_2BranchMax_4 | 2.5 | 2.5 | 8 | HeaderMin_2.5HeaderMax_8 | 8
411 | 31 | 20955-2P-40HP VLSC | VLSC_20955_2P_40HP | 300 | 300 | 1200 | 4 | 0 | 4 | C | VLS_Inline | 2 | 2 | 2 | 4 | BranchMin_2BranchMax_4 | 3 | 2.5 | 8 | HeaderMin_2.5HeaderMax_8 | 2.5 | INVALID
411 | 31 | 20955-2P-40HP VLSC | VLSC_20955_2P_40HP | 300 | 300 | 1200 | 4 | 0 | 4 | C | VLS_Inline | 2 | 2 | 2 | 4 | BranchMin_2BranchMax_4 | 3 | 2.5 | 8 | HeaderMin_2.5HeaderMax_8 | 4
411 | 31 | 20955-2P-40HP VLSC | VLSC_20955_2P_40HP | 300 | 300 | 1200 | 4 | 0 | 4 | C | VLS_Inline | 2 | 2 | 2 | 4 | BranchMin_2BranchMax_4 | 3 | 2.5 | 8 | HeaderMin_2.5HeaderMax_8 | 6
411 | 31 | 20955-2P-40HP VLSC | VLSC_20955_2P_40HP | 300 | 300 | 1200 | 4 | 0 | 4 | C | VLS_Inline | 2 | 2 | 2 | 4 | BranchMin_2BranchMax_4 | 3 | 2.5 | 8 | HeaderMin_2.5HeaderMax_8 | 8
411 | 31 | 20955-2P-40HP VLSC | VLSC_20955_2P_40HP | 300 | 300 | 1200 | 4 | 0 | 4 | C | VLS_Inline | 2 | 2 | 2 | 4 | BranchMin_2BranchMax_4 | 4 | 2.5 | 8 | HeaderMin_2.5HeaderMax_8 | 2.5 | INVALID
411 | 31 | 20955-2P-40HP VLSC | VLSC_20955_2P_40HP | 300 | 300 | 1200 | 4 | 0 | 4 | C | VLS_Inline | 2 | 2 | 2 | 4 | BranchMin_2BranchMax_4 | 4 | 2.5 | 8 | HeaderMin_2.5HeaderMax_8 | 4 | INVALID
411 | 31 | 20955-2P-40HP VLSC | VLSC_20955_2P_40HP | 300 | 300 | 1200 | 4 | 0 | 4 | C | VLS_Inline | 2 | 2 | 2 | 4 | BranchMin_2BranchMax_4 | 4 | 2.5 | 8 | HeaderMin_2.5HeaderMax_8 | 6
411 | 31 | 20955-2P-40HP VLSC | VLSC_20955_2P_40HP | 300 | 300 | 1200 | 4 | 0 | 4 | C | VLS_Inline | 2 | 2 | 2 | 4 | BranchMin_2BranchMax_4 | 4 | 2.5 | 8 | HeaderMin_2.5HeaderMax_8 | 8
412 | 32 | 20955-2P-50HP VLSC | VLSC_20955_2P_50HP | 300 | 300 | 1200 | 4 | 0 | 4 | C | VLS_Inline | 2 | 2 | 2 | 4 | BranchMin_2BranchMax_4 | 2 | 2.5 | 8 | HeaderMin_2.5HeaderMax_8 | 2.5
412 | 32 | 20955-2P-50HP VLSC | VLSC_20955_2P_50HP | 300 | 300 | 1200 | 4 | 0 | 4 | C | VLS_Inline | 2 | 2 | 2 | 4 | BranchMin_2BranchMax_4 | 2 | 2.5 | 8 | HeaderMin_2.5HeaderMax_8 | 4
412 | 32 | 20955-2P-50HP VLSC | VLSC_20955_2P_50HP | 300 | 300 | 1200 | 4 | 0 | 4 | C | VLS_Inline | 2 | 2 | 2 | 4 | BranchMin_2BranchMax_4 | 2 | 2.5 | 8 | HeaderMin_2.5HeaderMax_8 | 6
412 | 32 | 20955-2P-50HP VLSC | VLSC_20955_2P_50HP | 300 | 300 | 1200 | 4 | 0 | 4 | C | VLS_Inline | 2 | 2 | 2 | 4 | BranchMin_2BranchMax_4 | 2 | 2.5 | 8 | HeaderMin_2.5HeaderMax_8 | 8
412 | 32 | 20955-2P-50HP VLSC | VLSC_20955_2P_50HP | 300 | 300 | 1200 | 4 | 0 | 4 | C | VLS_Inline | 2 | 2 | 2 | 4 | BranchMin_2BranchMax_4 | 2.5 | 2.5 | 8 | HeaderMin_2.5HeaderMax_8 | 2.5 | INVALID
412 | 32 | 20955-2P-50HP VLSC | VLSC_20955_2P_50HP | 300 | 300 | 1200 | 4 | 0 | 4 | C | VLS_Inline | 2 | 2 | 2 | 4 | BranchMin_2BranchMax_4 | 2.5 | 2.5 | 8 | HeaderMin_2.5HeaderMax_8 | 4
412 | 32 | 20955-2P-50HP VLSC | VLSC_20955_2P_50HP | 300 | 300 | 1200 | 4 | 0 | 4 | C | VLS_Inline | 2 | 2 | 2 | 4 | BranchMin_2BranchMax_4 | 2.5 | 2.5 | 8 | HeaderMin_2.5HeaderMax_8 | 6
412 | 32 | 20955-2P-50HP VLSC | VLSC_20955_2P_50HP | 300 | 300 | 1200 | 4 | 0 | 4 | C | VLS_Inline | 2 | 2 | 2 | 4 | BranchMin_2BranchMax_4 | 2.5 | 2.5 | 8 | HeaderMin_2.5HeaderMax_8 | 8
412 | 32 | 20955-2P-50HP VLSC | VLSC_20955_2P_50HP | 300 | 300 | 1200 | 4 | 0 | 4 | C | VLS_Inline | 2 | 2 | 2 | 4 | BranchMin_2BranchMax_4 | 3 | 2.5 | 8 | HeaderMin_2.5HeaderMax_8 | 2.5 | INVALID
412 | 32 | 20955-2P-50HP VLSC | VLSC_20955_2P_50HP | 300 | 300 | 1200 | 4 | 0 | 4 | C | VLS_Inline | 2 | 2 | 2 | 4 | BranchMin_2BranchMax_4 | 3 | 2.5 | 8 | HeaderMin_2.5HeaderMax_8 | 4
412 | 32 | 20955-2P-50HP VLSC | VLSC_20955_2P_50HP | 300 | 300 | 1200 | 4 | 0 | 4 | C | VLS_Inline | 2 | 2 | 2 | 4 | BranchMin_2BranchMax_4 | 3 | 2.5 | 8 | HeaderMin_2.5HeaderMax_8 | 6
412 | 32 | 20955-2P-50HP VLSC | VLSC_20955_2P_50HP | 300 | 300 | 1200 | 4 | 0 | 4 | C | VLS_Inline | 2 | 2 | 2 | 4 | BranchMin_2BranchMax_4 | 3 | 2.5 | 8 | HeaderMin_2.5HeaderMax_8 | 8
412 | 32 | 20955-2P-50HP VLSC | VLSC_20955_2P_50HP | 300 | 300 | 1200 | 4 | 0 | 4 | C | VLS_Inline | 2 | 2 | 2 | 4 | BranchMin_2BranchMax_4 | 4 | 2.5 | 8 | HeaderMin_2.5HeaderMax_8 | 2.5 | INVALID
412 | 32 | 20955-2P-50HP VLSC | VLSC_20955_2P_50HP | 300 | 300 | 1200 | 4 | 0 | 4 | C | VLS_Inline | 2 | 2 | 2 | 4 | BranchMin_2BranchMax_4 | 4 | 2.5 | 8 | HeaderMin_2.5HeaderMax_8 | 4 | INVALID
412 | 32 | 20955-2P-50HP VLSC | VLSC_20955_2P_50HP | 300 | 300 | 1200 | 4 | 0 | 4 | C | VLS_Inline | 2 | 2 | 2 | 4 | BranchMin_2BranchMax_4 | 4 | 2.5 | 8 | HeaderMin_2.5HeaderMax_8 | 6
412 | 32 | 20955-2P-50HP VLSC | VLSC_20955_2P_50HP | 300 | 300 | 1200 | 4 | 0 | 4 | C | VLS_Inline | 2 | 2 | 2 | 4 | BranchMin_2BranchMax_4 | 4 | 2.5 | 8 | HeaderMin_2.5HeaderMax_8 | 8
413 | 33 | 20955-4P-3HP VLSC | VLSC_20955_4P_3HP | 136.1059 | 136.1059 | 544.4236 | 4 | 0 | 4 | C | VLS_Inline | 2 | 2 | 2 | 3 | BranchMin_2BranchMax_3 | 2 | 2.5 | 5 | HeaderMin_2.5HeaderMax_5 | 2.5
413 | 33 | 20955-4P-3HP VLSC | VLSC_20955_4P_3HP | 136.1059 | 136.1059 | 544.4236 | 4 | 0 | 4 | C | VLS_Inline | 2 | 2 | 2 | 3 | BranchMin_2BranchMax_3 | 2 | 2.5 | 5 | HeaderMin_2.5HeaderMax_5 | 3
413 | 33 | 20955-4P-3HP VLSC | VLSC_20955_4P_3HP | 136.1059 | 136.1059 | 544.4236 | 4 | 0 | 4 | C | VLS_Inline | 2 | 2 | 2 | 3 | BranchMin_2BranchMax_3 | 2 | 2.5 | 5 | HeaderMin_2.5HeaderMax_5 | 4
413 | 33 | 20955-4P-3HP VLSC | VLSC_20955_4P_3HP | 136.1059 | 136.1059 | 544.4236 | 4 | 0 | 4 | C | VLS_Inline | 2 | 2 | 2 | 3 | BranchMin_2BranchMax_3 | 2 | 2.5 | 5 | HeaderMin_2.5HeaderMax_5 | 5
413 | 33 | 20955-4P-3HP VLSC | VLSC_20955_4P_3HP | 136.1059 | 136.1059 | 544.4236 | 4 | 0 | 4 | C | VLS_Inline | 2 | 2 | 2 | 3 | BranchMin_2BranchMax_3 | 2.5 | 2.5 | 5 | HeaderMin_2.5HeaderMax_5 | 2.5 | INVALID
413 | 33 | 20955-4P-3HP VLSC | VLSC_20955_4P_3HP | 136.1059 | 136.1059 | 544.4236 | 4 | 0 | 4 | C | VLS_Inline | 2 | 2 | 2 | 3 | BranchMin_2BranchMax_3 | 2.5 | 2.5 | 5 | HeaderMin_2.5HeaderMax_5 | 3
413 | 33 | 20955-4P-3HP VLSC | VLSC_20955_4P_3HP | 136.1059 | 136.1059 | 544.4236 | 4 | 0 | 4 | C | VLS_Inline | 2 | 2 | 2 | 3 | BranchMin_2BranchMax_3 | 2.5 | 2.5 | 5 | HeaderMin_2.5HeaderMax_5 | 4
413 | 33 | 20955-4P-3HP VLSC | VLSC_20955_4P_3HP | 136.1059 | 136.1059 | 544.4236 | 4 | 0 | 4 | C | VLS_Inline | 2 | 2 | 2 | 3 | BranchMin_2BranchMax_3 | 2.5 | 2.5 | 5 | HeaderMin_2.5HeaderMax_5 | 5
413 | 33 | 20955-4P-3HP VLSC | VLSC_20955_4P_3HP | 136.1059 | 136.1059 | 544.4236 | 4 | 0 | 4 | C | VLS_Inline | 2 | 2 | 2 | 3 | BranchMin_2BranchMax_3 | 3 | 2.5 | 5 | HeaderMin_2.5HeaderMax_5 | 2.5 | INVALID
413 | 33 | 20955-4P-3HP VLSC | VLSC_20955_4P_3HP | 136.1059 | 136.1059 | 544.4236 | 4 | 0 | 4 | C | VLS_Inline | 2 | 2 | 2 | 3 | BranchMin_2BranchMax_3 | 3 | 2.5 | 5 | HeaderMin_2.5HeaderMax_5 | 3 | INVALID
413 | 33 | 20955-4P-3HP VLSC | VLSC_20955_4P_3HP | 136.1059 | 136.1059 | 544.4236 | 4 | 0 | 4 | C | VLS_Inline | 2 | 2 | 2 | 3 | BranchMin_2BranchMax_3 | 3 | 2.5 | 5 | HeaderMin_2.5HeaderMax_5 | 4
413 | 33 | 20955-4P-3HP VLSC | VLSC_20955_4P_3HP | 136.1059 | 136.1059 | 544.4236 | 4 | 0 | 4 | C | VLS_Inline | 2 | 2 | 2 | 3 | BranchMin_2BranchMax_3 | 3 | 2.5 | 5 | HeaderMin_2.5HeaderMax_5 | 5
414 | 34 | 20955-4P-5HP VLSC | VLSC_20955_4P_5HP | 162.637 | 162.637 | 650.548 | 4 | 0 | 4 | C | VLS_Inline | 2 | 2 | 2 | 3 | BranchMin_2BranchMax_3 | 2 | 2.5 | 6 | HeaderMin_2.5HeaderMax_6 | 2.5
414 | 34 | 20955-4P-5HP VLSC | VLSC_20955_4P_5HP | 162.637 | 162.637 | 650.548 | 4 | 0 | 4 | C | VLS_Inline | 2 | 2 | 2 | 3 | BranchMin_2BranchMax_3 | 2 | 2.5 | 6 | HeaderMin_2.5HeaderMax_6 | 3
414 | 34 | 20955-4P-5HP VLSC | VLSC_20955_4P_5HP | 162.637 | 162.637 | 650.548 | 4 | 0 | 4 | C | VLS_Inline | 2 | 2 | 2 | 3 | BranchMin_2BranchMax_3 | 2 | 2.5 | 6 | HeaderMin_2.5HeaderMax_6 | 4
414 | 34 | 20955-4P-5HP VLSC | VLSC_20955_4P_5HP | 162.637 | 162.637 | 650.548 | 4 | 0 | 4 | C | VLS_Inline | 2 | 2 | 2 | 3 | BranchMin_2BranchMax_3 | 2 | 2.5 | 6 | HeaderMin_2.5HeaderMax_6 | 5
414 | 34 | 20955-4P-5HP VLSC | VLSC_20955_4P_5HP | 162.637 | 162.637 | 650.548 | 4 | 0 | 4 | C | VLS_Inline | 2 | 2 | 2 | 3 | BranchMin_2BranchMax_3 | 2 | 2.5 | 6 | HeaderMin_2.5HeaderMax_6 | 6
414 | 34 | 20955-4P-5HP VLSC | VLSC_20955_4P_5HP | 162.637 | 162.637 | 650.548 | 4 | 0 | 4 | C | VLS_Inline | 2 | 2 | 2 | 3 | BranchMin_2BranchMax_3 | 2.5 | 2.5 | 6 | HeaderMin_2.5HeaderMax_6 | 2.5 | INVALID
414 | 34 | 20955-4P-5HP VLSC | VLSC_20955_4P_5HP | 162.637 | 162.637 | 650.548 | 4 | 0 | 4 | C | VLS_Inline | 2 | 2 | 2 | 3 | BranchMin_2BranchMax_3 | 2.5 | 2.5 | 6 | HeaderMin_2.5HeaderMax_6 | 3
414 | 34 | 20955-4P-5HP VLSC | VLSC_20955_4P_5HP | 162.637 | 162.637 | 650.548 | 4 | 0 | 4 | C | VLS_Inline | 2 | 2 | 2 | 3 | BranchMin_2BranchMax_3 | 2.5 | 2.5 | 6 | HeaderMin_2.5HeaderMax_6 | 4
414 | 34 | 20955-4P-5HP VLSC | VLSC_20955_4P_5HP | 162.637 | 162.637 | 650.548 | 4 | 0 | 4 | C | VLS_Inline | 2 | 2 | 2 | 3 | BranchMin_2BranchMax_3 | 2.5 | 2.5 | 6 | HeaderMin_2.5HeaderMax_6 | 5
414 | 34 | 20955-4P-5HP VLSC | VLSC_20955_4P_5HP | 162.637 | 162.637 | 650.548 | 4 | 0 | 4 | C | VLS_Inline | 2 | 2 | 2 | 3 | BranchMin_2BranchMax_3 | 2.5 | 2.5 | 6 | HeaderMin_2.5HeaderMax_6 | 6
414 | 34 | 20955-4P-5HP VLSC | VLSC_20955_4P_5HP | 162.637 | 162.637 | 650.548 | 4 | 0 | 4 | C | VLS_Inline | 2 | 2 | 2 | 3 | BranchMin_2BranchMax_3 | 3 | 2.5 | 6 | HeaderMin_2.5HeaderMax_6 | 2.5 | INVALID
414 | 34 | 20955-4P-5HP VLSC | VLSC_20955_4P_5HP | 162.637 | 162.637 | 650.548 | 4 | 0 | 4 | C | VLS_Inline | 2 | 2 | 2 | 3 | BranchMin_2BranchMax_3 | 3 | 2.5 | 6 | HeaderMin_2.5HeaderMax_6 | 3 | INVALID
414 | 34 | 20955-4P-5HP VLSC | VLSC_20955_4P_5HP | 162.637 | 162.637 | 650.548 | 4 | 0 | 4 | C | VLS_Inline | 2 | 2 | 2 | 3 | BranchMin_2BranchMax_3 | 3 | 2.5 | 6 | HeaderMin_2.5HeaderMax_6 | 4
414 | 34 | 20955-4P-5HP VLSC | VLSC_20955_4P_5HP | 162.637 | 162.637 | 650.548 | 4 | 0 | 4 | C | VLS_Inline | 2 | 2 | 2 | 3 | BranchMin_2BranchMax_3 | 3 | 2.5 | 6 | HeaderMin_2.5HeaderMax_6 | 5
414 | 34 | 20955-4P-5HP VLSC | VLSC_20955_4P_5HP | 162.637 | 162.637 | 650.548 | 4 | 0 | 4 | C | VLS_Inline | 2 | 2 | 2 | 3 | BranchMin_2BranchMax_3 | 3 | 2.5 | 6 | HeaderMin_2.5HeaderMax_6 | 6
415 | 35 | 20955-4P-7.5HP VLSC | VLSC_20955_4P_7.5HP | 165.3271 | 165.3271 | 661.3083 | 4 | 0 | 4 | C | VLS_Inline | 2 | 2 | 2 | 3 | BranchMin_2BranchMax_3 | 2 | 2.5 | 6 | HeaderMin_2.5HeaderMax_6 | 2.5
415 | 35 | 20955-4P-7.5HP VLSC | VLSC_20955_4P_7.5HP | 165.3271 | 165.3271 | 661.3083 | 4 | 0 | 4 | C | VLS_Inline | 2 | 2 | 2 | 3 | BranchMin_2BranchMax_3 | 2 | 2.5 | 6 | HeaderMin_2.5HeaderMax_6 | 3
415 | 35 | 20955-4P-7.5HP VLSC | VLSC_20955_4P_7.5HP | 165.3271 | 165.3271 | 661.3083 | 4 | 0 | 4 | C | VLS_Inline | 2 | 2 | 2 | 3 | BranchMin_2BranchMax_3 | 2 | 2.5 | 6 | HeaderMin_2.5HeaderMax_6 | 4
415 | 35 | 20955-4P-7.5HP VLSC | VLSC_20955_4P_7.5HP | 165.3271 | 165.3271 | 661.3083 | 4 | 0 | 4 | C | VLS_Inline | 2 | 2 | 2 | 3 | BranchMin_2BranchMax_3 | 2 | 2.5 | 6 | HeaderMin_2.5HeaderMax_6 | 5
415 | 35 | 20955-4P-7.5HP VLSC | VLSC_20955_4P_7.5HP | 165.3271 | 165.3271 | 661.3083 | 4 | 0 | 4 | C | VLS_Inline | 2 | 2 | 2 | 3 | BranchMin_2BranchMax_3 | 2 | 2.5 | 6 | HeaderMin_2.5HeaderMax_6 | 6
415 | 35 | 20955-4P-7.5HP VLSC | VLSC_20955_4P_7.5HP | 165.3271 | 165.3271 | 661.3083 | 4 | 0 | 4 | C | VLS_Inline | 2 | 2 | 2 | 3 | BranchMin_2BranchMax_3 | 2.5 | 2.5 | 6 | HeaderMin_2.5HeaderMax_6 | 2.5 | INVALID
415 | 35 | 20955-4P-7.5HP VLSC | VLSC_20955_4P_7.5HP | 165.3271 | 165.3271 | 661.3083 | 4 | 0 | 4 | C | VLS_Inline | 2 | 2 | 2 | 3 | BranchMin_2BranchMax_3 | 2.5 | 2.5 | 6 | HeaderMin_2.5HeaderMax_6 | 3
415 | 35 | 20955-4P-7.5HP VLSC | VLSC_20955_4P_7.5HP | 165.3271 | 165.3271 | 661.3083 | 4 | 0 | 4 | C | VLS_Inline | 2 | 2 | 2 | 3 | BranchMin_2BranchMax_3 | 2.5 | 2.5 | 6 | HeaderMin_2.5HeaderMax_6 | 4
415 | 35 | 20955-4P-7.5HP VLSC | VLSC_20955_4P_7.5HP | 165.3271 | 165.3271 | 661.3083 | 4 | 0 | 4 | C | VLS_Inline | 2 | 2 | 2 | 3 | BranchMin_2BranchMax_3 | 2.5 | 2.5 | 6 | HeaderMin_2.5HeaderMax_6 | 5
415 | 35 | 20955-4P-7.5HP VLSC | VLSC_20955_4P_7.5HP | 165.3271 | 165.3271 | 661.3083 | 4 | 0 | 4 | C | VLS_Inline | 2 | 2 | 2 | 3 | BranchMin_2BranchMax_3 | 2.5 | 2.5 | 6 | HeaderMin_2.5HeaderMax_6 | 6
415 | 35 | 20955-4P-7.5HP VLSC | VLSC_20955_4P_7.5HP | 165.3271 | 165.3271 | 661.3083 | 4 | 0 | 4 | C | VLS_Inline | 2 | 2 | 2 | 3 | BranchMin_2BranchMax_3 | 3 | 2.5 | 6 | HeaderMin_2.5HeaderMax_6 | 2.5 | INVALID
415 | 35 | 20955-4P-7.5HP VLSC | VLSC_20955_4P_7.5HP | 165.3271 | 165.3271 | 661.3083 | 4 | 0 | 4 | C | VLS_Inline | 2 | 2 | 2 | 3 | BranchMin_2BranchMax_3 | 3 | 2.5 | 6 | HeaderMin_2.5HeaderMax_6 | 3 | INVALID
415 | 35 | 20955-4P-7.5HP VLSC | VLSC_20955_4P_7.5HP | 165.3271 | 165.3271 | 661.3083 | 4 | 0 | 4 | C | VLS_Inline | 2 | 2 | 2 | 3 | BranchMin_2BranchMax_3 | 3 | 2.5 | 6 | HeaderMin_2.5HeaderMax_6 | 4
415 | 35 | 20955-4P-7.5HP VLSC | VLSC_20955_4P_7.5HP | 165.3271 | 165.3271 | 661.3083 | 4 | 0 | 4 | C | VLS_Inline | 2 | 2 | 2 | 3 | BranchMin_2BranchMax_3 | 3 | 2.5 | 6 | HeaderMin_2.5HeaderMax_6 | 5
415 | 35 | 20955-4P-7.5HP VLSC | VLSC_20955_4P_7.5HP | 165.3271 | 165.3271 | 661.3083 | 4 | 0 | 4 | C | VLS_Inline | 2 | 2 | 2 | 3 | BranchMin_2BranchMax_3 | 3 | 2.5 | 6 | HeaderMin_2.5HeaderMax_6 | 6
416 | 36 | 20959-2P-20HP VLSC | VLSC_20959_2P_20HP | 271.9533 | 271.9533 | 1087.8131 | 4 | 0 | 4 | C | VLS_Inline | 2 | 2 | 2 | 4 | BranchMin_2BranchMax_4 | 2 | 2.5 | 8 | HeaderMin_2.5HeaderMax_8 | 2.5
416 | 36 | 20959-2P-20HP VLSC | VLSC_20959_2P_20HP | 271.9533 | 271.9533 | 1087.8131 | 4 | 0 | 4 | C | VLS_Inline | 2 | 2 | 2 | 4 | BranchMin_2BranchMax_4 | 2 | 2.5 | 8 | HeaderMin_2.5HeaderMax_8 | 4
416 | 36 | 20959-2P-20HP VLSC | VLSC_20959_2P_20HP | 271.9533 | 271.9533 | 1087.8131 | 4 | 0 | 4 | C | VLS_Inline | 2 | 2 | 2 | 4 | BranchMin_2BranchMax_4 | 2 | 2.5 | 8 | HeaderMin_2.5HeaderMax_8 | 6
416 | 36 | 20959-2P-20HP VLSC | VLSC_20959_2P_20HP | 271.9533 | 271.9533 | 1087.8131 | 4 | 0 | 4 | C | VLS_Inline | 2 | 2 | 2 | 4 | BranchMin_2BranchMax_4 | 2 | 2.5 | 8 | HeaderMin_2.5HeaderMax_8 | 8
416 | 36 | 20959-2P-20HP VLSC | VLSC_20959_2P_20HP | 271.9533 | 271.9533 | 1087.8131 | 4 | 0 | 4 | C | VLS_Inline | 2 | 2 | 2 | 4 | BranchMin_2BranchMax_4 | 2.5 | 2.5 | 8 | HeaderMin_2.5HeaderMax_8 | 2.5 | INVALID
416 | 36 | 20959-2P-20HP VLSC | VLSC_20959_2P_20HP | 271.9533 | 271.9533 | 1087.8131 | 4 | 0 | 4 | C | VLS_Inline | 2 | 2 | 2 | 4 | BranchMin_2BranchMax_4 | 2.5 | 2.5 | 8 | HeaderMin_2.5HeaderMax_8 | 4
416 | 36 | 20959-2P-20HP VLSC | VLSC_20959_2P_20HP | 271.9533 | 271.9533 | 1087.8131 | 4 | 0 | 4 | C | VLS_Inline | 2 | 2 | 2 | 4 | BranchMin_2BranchMax_4 | 2.5 | 2.5 | 8 | HeaderMin_2.5HeaderMax_8 | 6
416 | 36 | 20959-2P-20HP VLSC | VLSC_20959_2P_20HP | 271.9533 | 271.9533 | 1087.8131 | 4 | 0 | 4 | C | VLS_Inline | 2 | 2 | 2 | 4 | BranchMin_2BranchMax_4 | 2.5 | 2.5 | 8 | HeaderMin_2.5HeaderMax_8 | 8
416 | 36 | 20959-2P-20HP VLSC | VLSC_20959_2P_20HP | 271.9533 | 271.9533 | 1087.8131 | 4 | 0 | 4 | C | VLS_Inline | 2 | 2 | 2 | 4 | BranchMin_2BranchMax_4 | 3 | 2.5 | 8 | HeaderMin_2.5HeaderMax_8 | 2.5 | INVALID
416 | 36 | 20959-2P-20HP VLSC | VLSC_20959_2P_20HP | 271.9533 | 271.9533 | 1087.8131 | 4 | 0 | 4 | C | VLS_Inline | 2 | 2 | 2 | 4 | BranchMin_2BranchMax_4 | 3 | 2.5 | 8 | HeaderMin_2.5HeaderMax_8 | 4
416 | 36 | 20959-2P-20HP VLSC | VLSC_20959_2P_20HP | 271.9533 | 271.9533 | 1087.8131 | 4 | 0 | 4 | C | VLS_Inline | 2 | 2 | 2 | 4 | BranchMin_2BranchMax_4 | 3 | 2.5 | 8 | HeaderMin_2.5HeaderMax_8 | 6
416 | 36 | 20959-2P-20HP VLSC | VLSC_20959_2P_20HP | 271.9533 | 271.9533 | 1087.8131 | 4 | 0 | 4 | C | VLS_Inline | 2 | 2 | 2 | 4 | BranchMin_2BranchMax_4 | 3 | 2.5 | 8 | HeaderMin_2.5HeaderMax_8 | 8
416 | 36 | 20959-2P-20HP VLSC | VLSC_20959_2P_20HP | 271.9533 | 271.9533 | 1087.8131 | 4 | 0 | 4 | C | VLS_Inline | 2 | 2 | 2 | 4 | BranchMin_2BranchMax_4 | 4 | 2.5 | 8 | HeaderMin_2.5HeaderMax_8 | 2.5 | INVALID
416 | 36 | 20959-2P-20HP VLSC | VLSC_20959_2P_20HP | 271.9533 | 271.9533 | 1087.8131 | 4 | 0 | 4 | C | VLS_Inline | 2 | 2 | 2 | 4 | BranchMin_2BranchMax_4 | 4 | 2.5 | 8 | HeaderMin_2.5HeaderMax_8 | 4 | INVALID
416 | 36 | 20959-2P-20HP VLSC | VLSC_20959_2P_20HP | 271.9533 | 271.9533 | 1087.8131 | 4 | 0 | 4 | C | VLS_Inline | 2 | 2 | 2 | 4 | BranchMin_2BranchMax_4 | 4 | 2.5 | 8 | HeaderMin_2.5HeaderMax_8 | 6
416 | 36 | 20959-2P-20HP VLSC | VLSC_20959_2P_20HP | 271.9533 | 271.9533 | 1087.8131 | 4 | 0 | 4 | C | VLS_Inline | 2 | 2 | 2 | 4 | BranchMin_2BranchMax_4 | 4 | 2.5 | 8 | HeaderMin_2.5HeaderMax_8 | 8
417 | 37 | 20959-2P-25HP VLSC | VLSC_20959_2P_25HP | 309.3395 | 309.3395 | 1237.358 | 4 | 0 | 4 | C | VLS_Inline | 2 | 2 | 2 | 4 | BranchMin_2BranchMax_4 | 2 | 2.5 | 8 | HeaderMin_2.5HeaderMax_8 | 2.5
417 | 37 | 20959-2P-25HP VLSC | VLSC_20959_2P_25HP | 309.3395 | 309.3395 | 1237.358 | 4 | 0 | 4 | C | VLS_Inline | 2 | 2 | 2 | 4 | BranchMin_2BranchMax_4 | 2 | 2.5 | 8 | HeaderMin_2.5HeaderMax_8 | 4
417 | 37 | 20959-2P-25HP VLSC | VLSC_20959_2P_25HP | 309.3395 | 309.3395 | 1237.358 | 4 | 0 | 4 | C | VLS_Inline | 2 | 2 | 2 | 4 | BranchMin_2BranchMax_4 | 2 | 2.5 | 8 | HeaderMin_2.5HeaderMax_8 | 6
417 | 37 | 20959-2P-25HP VLSC | VLSC_20959_2P_25HP | 309.3395 | 309.3395 | 1237.358 | 4 | 0 | 4 | C | VLS_Inline | 2 | 2 | 2 | 4 | BranchMin_2BranchMax_4 | 2 | 2.5 | 8 | HeaderMin_2.5HeaderMax_8 | 8
417 | 37 | 20959-2P-25HP VLSC | VLSC_20959_2P_25HP | 309.3395 | 309.3395 | 1237.358 | 4 | 0 | 4 | C | VLS_Inline | 2 | 2 | 2 | 4 | BranchMin_2BranchMax_4 | 2.5 | 2.5 | 8 | HeaderMin_2.5HeaderMax_8 | 2.5 | INVALID
417 | 37 | 20959-2P-25HP VLSC | VLSC_20959_2P_25HP | 309.3395 | 309.3395 | 1237.358 | 4 | 0 | 4 | C | VLS_Inline | 2 | 2 | 2 | 4 | BranchMin_2BranchMax_4 | 2.5 | 2.5 | 8 | HeaderMin_2.5HeaderMax_8 | 4
417 | 37 | 20959-2P-25HP VLSC | VLSC_20959_2P_25HP | 309.3395 | 309.3395 | 1237.358 | 4 | 0 | 4 | C | VLS_Inline | 2 | 2 | 2 | 4 | BranchMin_2BranchMax_4 | 2.5 | 2.5 | 8 | HeaderMin_2.5HeaderMax_8 | 6
417 | 37 | 20959-2P-25HP VLSC | VLSC_20959_2P_25HP | 309.3395 | 309.3395 | 1237.358 | 4 | 0 | 4 | C | VLS_Inline | 2 | 2 | 2 | 4 | BranchMin_2BranchMax_4 | 2.5 | 2.5 | 8 | HeaderMin_2.5HeaderMax_8 | 8
417 | 37 | 20959-2P-25HP VLSC | VLSC_20959_2P_25HP | 309.3395 | 309.3395 | 1237.358 | 4 | 0 | 4 | C | VLS_Inline | 2 | 2 | 2 | 4 | BranchMin_2BranchMax_4 | 3 | 2.5 | 8 | HeaderMin_2.5HeaderMax_8 | 2.5 | INVALID
417 | 37 | 20959-2P-25HP VLSC | VLSC_20959_2P_25HP | 309.3395 | 309.3395 | 1237.358 | 4 | 0 | 4 | C | VLS_Inline | 2 | 2 | 2 | 4 | BranchMin_2BranchMax_4 | 3 | 2.5 | 8 | HeaderMin_2.5HeaderMax_8 | 4
417 | 37 | 20959-2P-25HP VLSC | VLSC_20959_2P_25HP | 309.3395 | 309.3395 | 1237.358 | 4 | 0 | 4 | C | VLS_Inline | 2 | 2 | 2 | 4 | BranchMin_2BranchMax_4 | 3 | 2.5 | 8 | HeaderMin_2.5HeaderMax_8 | 6
417 | 37 | 20959-2P-25HP VLSC | VLSC_20959_2P_25HP | 309.3395 | 309.3395 | 1237.358 | 4 | 0 | 4 | C | VLS_Inline | 2 | 2 | 2 | 4 | BranchMin_2BranchMax_4 | 3 | 2.5 | 8 | HeaderMin_2.5HeaderMax_8 | 8
417 | 37 | 20959-2P-25HP VLSC | VLSC_20959_2P_25HP | 309.3395 | 309.3395 | 1237.358 | 4 | 0 | 4 | C | VLS_Inline | 2 | 2 | 2 | 4 | BranchMin_2BranchMax_4 | 4 | 2.5 | 8 | HeaderMin_2.5HeaderMax_8 | 2.5 | INVALID
417 | 37 | 20959-2P-25HP VLSC | VLSC_20959_2P_25HP | 309.3395 | 309.3395 | 1237.358 | 4 | 0 | 4 | C | VLS_Inline | 2 | 2 | 2 | 4 | BranchMin_2BranchMax_4 | 4 | 2.5 | 8 | HeaderMin_2.5HeaderMax_8 | 4 | INVALID
417 | 37 | 20959-2P-25HP VLSC | VLSC_20959_2P_25HP | 309.3395 | 309.3395 | 1237.358 | 4 | 0 | 4 | C | VLS_Inline | 2 | 2 | 2 | 4 | BranchMin_2BranchMax_4 | 4 | 2.5 | 8 | HeaderMin_2.5HeaderMax_8 | 6
417 | 37 | 20959-2P-25HP VLSC | VLSC_20959_2P_25HP | 309.3395 | 309.3395 | 1237.358 | 4 | 0 | 4 | C | VLS_Inline | 2 | 2 | 2 | 4 | BranchMin_2BranchMax_4 | 4 | 2.5 | 8 | HeaderMin_2.5HeaderMax_8 | 8
418 | 38 | 20959-2P-30HP VLSC | VLSC_20959_2P_30HP | 341.2848 | 341.2848 | 1365.139 | 4 | 0 | 4 | C | VLS_Inline | 2 | 2 | 2 | 4 | BranchMin_2BranchMax_4 | 2 | 2.5 | 8 | HeaderMin_2.5HeaderMax_8 | 2.5
418 | 38 | 20959-2P-30HP VLSC | VLSC_20959_2P_30HP | 341.2848 | 341.2848 | 1365.139 | 4 | 0 | 4 | C | VLS_Inline | 2 | 2 | 2 | 4 | BranchMin_2BranchMax_4 | 2 | 2.5 | 8 | HeaderMin_2.5HeaderMax_8 | 4
418 | 38 | 20959-2P-30HP VLSC | VLSC_20959_2P_30HP | 341.2848 | 341.2848 | 1365.139 | 4 | 0 | 4 | C | VLS_Inline | 2 | 2 | 2 | 4 | BranchMin_2BranchMax_4 | 2 | 2.5 | 8 | HeaderMin_2.5HeaderMax_8 | 6
418 | 38 | 20959-2P-30HP VLSC | VLSC_20959_2P_30HP | 341.2848 | 341.2848 | 1365.139 | 4 | 0 | 4 | C | VLS_Inline | 2 | 2 | 2 | 4 | BranchMin_2BranchMax_4 | 2 | 2.5 | 8 | HeaderMin_2.5HeaderMax_8 | 8
418 | 38 | 20959-2P-30HP VLSC | VLSC_20959_2P_30HP | 341.2848 | 341.2848 | 1365.139 | 4 | 0 | 4 | C | VLS_Inline | 2 | 2 | 2 | 4 | BranchMin_2BranchMax_4 | 2.5 | 2.5 | 8 | HeaderMin_2.5HeaderMax_8 | 2.5 | INVALID
418 | 38 | 20959-2P-30HP VLSC | VLSC_20959_2P_30HP | 341.2848 | 341.2848 | 1365.139 | 4 | 0 | 4 | C | VLS_Inline | 2 | 2 | 2 | 4 | BranchMin_2BranchMax_4 | 2.5 | 2.5 | 8 | HeaderMin_2.5HeaderMax_8 | 4
418 | 38 | 20959-2P-30HP VLSC | VLSC_20959_2P_30HP | 341.2848 | 341.2848 | 1365.139 | 4 | 0 | 4 | C | VLS_Inline | 2 | 2 | 2 | 4 | BranchMin_2BranchMax_4 | 2.5 | 2.5 | 8 | HeaderMin_2.5HeaderMax_8 | 6
418 | 38 | 20959-2P-30HP VLSC | VLSC_20959_2P_30HP | 341.2848 | 341.2848 | 1365.139 | 4 | 0 | 4 | C | VLS_Inline | 2 | 2 | 2 | 4 | BranchMin_2BranchMax_4 | 2.5 | 2.5 | 8 | HeaderMin_2.5HeaderMax_8 | 8
418 | 38 | 20959-2P-30HP VLSC | VLSC_20959_2P_30HP | 341.2848 | 341.2848 | 1365.139 | 4 | 0 | 4 | C | VLS_Inline | 2 | 2 | 2 | 4 | BranchMin_2BranchMax_4 | 3 | 2.5 | 8 | HeaderMin_2.5HeaderMax_8 | 2.5 | INVALID
418 | 38 | 20959-2P-30HP VLSC | VLSC_20959_2P_30HP | 341.2848 | 341.2848 | 1365.139 | 4 | 0 | 4 | C | VLS_Inline | 2 | 2 | 2 | 4 | BranchMin_2BranchMax_4 | 3 | 2.5 | 8 | HeaderMin_2.5HeaderMax_8 | 4
418 | 38 | 20959-2P-30HP VLSC | VLSC_20959_2P_30HP | 341.2848 | 341.2848 | 1365.139 | 4 | 0 | 4 | C | VLS_Inline | 2 | 2 | 2 | 4 | BranchMin_2BranchMax_4 | 3 | 2.5 | 8 | HeaderMin_2.5HeaderMax_8 | 6
418 | 38 | 20959-2P-30HP VLSC | VLSC_20959_2P_30HP | 341.2848 | 341.2848 | 1365.139 | 4 | 0 | 4 | C | VLS_Inline | 2 | 2 | 2 | 4 | BranchMin_2BranchMax_4 | 3 | 2.5 | 8 | HeaderMin_2.5HeaderMax_8 | 8
418 | 38 | 20959-2P-30HP VLSC | VLSC_20959_2P_30HP | 341.2848 | 341.2848 | 1365.139 | 4 | 0 | 4 | C | VLS_Inline | 2 | 2 | 2 | 4 | BranchMin_2BranchMax_4 | 4 | 2.5 | 8 | HeaderMin_2.5HeaderMax_8 | 2.5 | INVALID
418 | 38 | 20959-2P-30HP VLSC | VLSC_20959_2P_30HP | 341.2848 | 341.2848 | 1365.139 | 4 | 0 | 4 | C | VLS_Inline | 2 | 2 | 2 | 4 | BranchMin_2BranchMax_4 | 4 | 2.5 | 8 | HeaderMin_2.5HeaderMax_8 | 4 | INVALID
418 | 38 | 20959-2P-30HP VLSC | VLSC_20959_2P_30HP | 341.2848 | 341.2848 | 1365.139 | 4 | 0 | 4 | C | VLS_Inline | 2 | 2 | 2 | 4 | BranchMin_2BranchMax_4 | 4 | 2.5 | 8 | HeaderMin_2.5HeaderMax_8 | 6
418 | 38 | 20959-2P-30HP VLSC | VLSC_20959_2P_30HP | 341.2848 | 341.2848 | 1365.139 | 4 | 0 | 4 | C | VLS_Inline | 2 | 2 | 2 | 4 | BranchMin_2BranchMax_4 | 4 | 2.5 | 8 | HeaderMin_2.5HeaderMax_8 | 8
419 | 39 | 20959-2P-40HP VLSC | VLSC_20959_2P_40HP | 380.858 | 380.858 | 1523.4321 | 4 | 0 | 4 | C | VLS_Inline | 2 | 2 | 2 | 4 | BranchMin_2BranchMax_4 | 2 | 2.5 | 8 | HeaderMin_2.5HeaderMax_8 | 2.5
419 | 39 | 20959-2P-40HP VLSC | VLSC_20959_2P_40HP | 380.858 | 380.858 | 1523.4321 | 4 | 0 | 4 | C | VLS_Inline | 2 | 2 | 2 | 4 | BranchMin_2BranchMax_4 | 2 | 2.5 | 8 | HeaderMin_2.5HeaderMax_8 | 4
419 | 39 | 20959-2P-40HP VLSC | VLSC_20959_2P_40HP | 380.858 | 380.858 | 1523.4321 | 4 | 0 | 4 | C | VLS_Inline | 2 | 2 | 2 | 4 | BranchMin_2BranchMax_4 | 2 | 2.5 | 8 | HeaderMin_2.5HeaderMax_8 | 6
419 | 39 | 20959-2P-40HP VLSC | VLSC_20959_2P_40HP | 380.858 | 380.858 | 1523.4321 | 4 | 0 | 4 | C | VLS_Inline | 2 | 2 | 2 | 4 | BranchMin_2BranchMax_4 | 2 | 2.5 | 8 | HeaderMin_2.5HeaderMax_8 | 8
419 | 39 | 20959-2P-40HP VLSC | VLSC_20959_2P_40HP | 380.858 | 380.858 | 1523.4321 | 4 | 0 | 4 | C | VLS_Inline | 2 | 2 | 2 | 4 | BranchMin_2BranchMax_4 | 2.5 | 2.5 | 8 | HeaderMin_2.5HeaderMax_8 | 2.5 | INVALID
419 | 39 | 20959-2P-40HP VLSC | VLSC_20959_2P_40HP | 380.858 | 380.858 | 1523.4321 | 4 | 0 | 4 | C | VLS_Inline | 2 | 2 | 2 | 4 | BranchMin_2BranchMax_4 | 2.5 | 2.5 | 8 | HeaderMin_2.5HeaderMax_8 | 4
419 | 39 | 20959-2P-40HP VLSC | VLSC_20959_2P_40HP | 380.858 | 380.858 | 1523.4321 | 4 | 0 | 4 | C | VLS_Inline | 2 | 2 | 2 | 4 | BranchMin_2BranchMax_4 | 2.5 | 2.5 | 8 | HeaderMin_2.5HeaderMax_8 | 6
419 | 39 | 20959-2P-40HP VLSC | VLSC_20959_2P_40HP | 380.858 | 380.858 | 1523.4321 | 4 | 0 | 4 | C | VLS_Inline | 2 | 2 | 2 | 4 | BranchMin_2BranchMax_4 | 2.5 | 2.5 | 8 | HeaderMin_2.5HeaderMax_8 | 8
419 | 39 | 20959-2P-40HP VLSC | VLSC_20959_2P_40HP | 380.858 | 380.858 | 1523.4321 | 4 | 0 | 4 | C | VLS_Inline | 2 | 2 | 2 | 4 | BranchMin_2BranchMax_4 | 3 | 2.5 | 8 | HeaderMin_2.5HeaderMax_8 | 2.5 | INVALID
419 | 39 | 20959-2P-40HP VLSC | VLSC_20959_2P_40HP | 380.858 | 380.858 | 1523.4321 | 4 | 0 | 4 | C | VLS_Inline | 2 | 2 | 2 | 4 | BranchMin_2BranchMax_4 | 3 | 2.5 | 8 | HeaderMin_2.5HeaderMax_8 | 4
419 | 39 | 20959-2P-40HP VLSC | VLSC_20959_2P_40HP | 380.858 | 380.858 | 1523.4321 | 4 | 0 | 4 | C | VLS_Inline | 2 | 2 | 2 | 4 | BranchMin_2BranchMax_4 | 3 | 2.5 | 8 | HeaderMin_2.5HeaderMax_8 | 6
419 | 39 | 20959-2P-40HP VLSC | VLSC_20959_2P_40HP | 380.858 | 380.858 | 1523.4321 | 4 | 0 | 4 | C | VLS_Inline | 2 | 2 | 2 | 4 | BranchMin_2BranchMax_4 | 3 | 2.5 | 8 | HeaderMin_2.5HeaderMax_8 | 8
419 | 39 | 20959-2P-40HP VLSC | VLSC_20959_2P_40HP | 380.858 | 380.858 | 1523.4321 | 4 | 0 | 4 | C | VLS_Inline | 2 | 2 | 2 | 4 | BranchMin_2BranchMax_4 | 4 | 2.5 | 8 | HeaderMin_2.5HeaderMax_8 | 2.5 | INVALID
419 | 39 | 20959-2P-40HP VLSC | VLSC_20959_2P_40HP | 380.858 | 380.858 | 1523.4321 | 4 | 0 | 4 | C | VLS_Inline | 2 | 2 | 2 | 4 | BranchMin_2BranchMax_4 | 4 | 2.5 | 8 | HeaderMin_2.5HeaderMax_8 | 4 | INVALID
419 | 39 | 20959-2P-40HP VLSC | VLSC_20959_2P_40HP | 380.858 | 380.858 | 1523.4321 | 4 | 0 | 4 | C | VLS_Inline | 2 | 2 | 2 | 4 | BranchMin_2BranchMax_4 | 4 | 2.5 | 8 | HeaderMin_2.5HeaderMax_8 | 6
419 | 39 | 20959-2P-40HP VLSC | VLSC_20959_2P_40HP | 380.858 | 380.858 | 1523.4321 | 4 | 0 | 4 | C | VLS_Inline | 2 | 2 | 2 | 4 | BranchMin_2BranchMax_4 | 4 | 2.5 | 8 | HeaderMin_2.5HeaderMax_8 | 8
420 | 40 | 20959-2P-50HP VLSC | VLSC_20959_2P_50HP | 405.1149 | 405.1149 | 1620.4594 | 4 | 0 | 4 | C | VLS_Inline | 2 | 2 | 2 | 5 | BranchMin_2BranchMax_5 | 2 | 2.5 | 10 | HeaderMin_2.5HeaderMax_10 | 2.5
420 | 40 | 20959-2P-50HP VLSC | VLSC_20959_2P_50HP | 405.1149 | 405.1149 | 1620.4594 | 4 | 0 | 4 | C | VLS_Inline | 2 | 2 | 2 | 5 | BranchMin_2BranchMax_5 | 2 | 2.5 | 10 | HeaderMin_2.5HeaderMax_10 | 4
420 | 40 | 20959-2P-50HP VLSC | VLSC_20959_2P_50HP | 405.1149 | 405.1149 | 1620.4594 | 4 | 0 | 4 | C | VLS_Inline | 2 | 2 | 2 | 5 | BranchMin_2BranchMax_5 | 2 | 2.5 | 10 | HeaderMin_2.5HeaderMax_10 | 6
420 | 40 | 20959-2P-50HP VLSC | VLSC_20959_2P_50HP | 405.1149 | 405.1149 | 1620.4594 | 4 | 0 | 4 | C | VLS_Inline | 2 | 2 | 2 | 5 | BranchMin_2BranchMax_5 | 2 | 2.5 | 10 | HeaderMin_2.5HeaderMax_10 | 8
420 | 40 | 20959-2P-50HP VLSC | VLSC_20959_2P_50HP | 405.1149 | 405.1149 | 1620.4594 | 4 | 0 | 4 | C | VLS_Inline | 2 | 2 | 2 | 5 | BranchMin_2BranchMax_5 | 2 | 2.5 | 10 | HeaderMin_2.5HeaderMax_10 | 10
420 | 40 | 20959-2P-50HP VLSC | VLSC_20959_2P_50HP | 405.1149 | 405.1149 | 1620.4594 | 4 | 0 | 4 | C | VLS_Inline | 2 | 2 | 2 | 5 | BranchMin_2BranchMax_5 | 2.5 | 2.5 | 10 | HeaderMin_2.5HeaderMax_10 | 2.5 | INVALID
420 | 40 | 20959-2P-50HP VLSC | VLSC_20959_2P_50HP | 405.1149 | 405.1149 | 1620.4594 | 4 | 0 | 4 | C | VLS_Inline | 2 | 2 | 2 | 5 | BranchMin_2BranchMax_5 | 2.5 | 2.5 | 10 | HeaderMin_2.5HeaderMax_10 | 4
420 | 40 | 20959-2P-50HP VLSC | VLSC_20959_2P_50HP | 405.1149 | 405.1149 | 1620.4594 | 4 | 0 | 4 | C | VLS_Inline | 2 | 2 | 2 | 5 | BranchMin_2BranchMax_5 | 2.5 | 2.5 | 10 | HeaderMin_2.5HeaderMax_10 | 6
420 | 40 | 20959-2P-50HP VLSC | VLSC_20959_2P_50HP | 405.1149 | 405.1149 | 1620.4594 | 4 | 0 | 4 | C | VLS_Inline | 2 | 2 | 2 | 5 | BranchMin_2BranchMax_5 | 2.5 | 2.5 | 10 | HeaderMin_2.5HeaderMax_10 | 8
420 | 40 | 20959-2P-50HP VLSC | VLSC_20959_2P_50HP | 405.1149 | 405.1149 | 1620.4594 | 4 | 0 | 4 | C | VLS_Inline | 2 | 2 | 2 | 5 | BranchMin_2BranchMax_5 | 2.5 | 2.5 | 10 | HeaderMin_2.5HeaderMax_10 | 10
420 | 40 | 20959-2P-50HP VLSC | VLSC_20959_2P_50HP | 405.1149 | 405.1149 | 1620.4594 | 4 | 0 | 4 | C | VLS_Inline | 2 | 2 | 2 | 5 | BranchMin_2BranchMax_5 | 3 | 2.5 | 10 | HeaderMin_2.5HeaderMax_10 | 2.5 | INVALID
420 | 40 | 20959-2P-50HP VLSC | VLSC_20959_2P_50HP | 405.1149 | 405.1149 | 1620.4594 | 4 | 0 | 4 | C | VLS_Inline | 2 | 2 | 2 | 5 | BranchMin_2BranchMax_5 | 3 | 2.5 | 10 | HeaderMin_2.5HeaderMax_10 | 4
420 | 40 | 20959-2P-50HP VLSC | VLSC_20959_2P_50HP | 405.1149 | 405.1149 | 1620.4594 | 4 | 0 | 4 | C | VLS_Inline | 2 | 2 | 2 | 5 | BranchMin_2BranchMax_5 | 3 | 2.5 | 10 | HeaderMin_2.5HeaderMax_10 | 6
420 | 40 | 20959-2P-50HP VLSC | VLSC_20959_2P_50HP | 405.1149 | 405.1149 | 1620.4594 | 4 | 0 | 4 | C | VLS_Inline | 2 | 2 | 2 | 5 | BranchMin_2BranchMax_5 | 3 | 2.5 | 10 | HeaderMin_2.5HeaderMax_10 | 8
420 | 40 | 20959-2P-50HP VLSC | VLSC_20959_2P_50HP | 405.1149 | 405.1149 | 1620.4594 | 4 | 0 | 4 | C | VLS_Inline | 2 | 2 | 2 | 5 | BranchMin_2BranchMax_5 | 3 | 2.5 | 10 | HeaderMin_2.5HeaderMax_10 | 10
420 | 40 | 20959-2P-50HP VLSC | VLSC_20959_2P_50HP | 405.1149 | 405.1149 | 1620.4594 | 4 | 0 | 4 | C | VLS_Inline | 2 | 2 | 2 | 5 | BranchMin_2BranchMax_5 | 4 | 2.5 | 10 | HeaderMin_2.5HeaderMax_10 | 2.5 | INVALID
420 | 40 | 20959-2P-50HP VLSC | VLSC_20959_2P_50HP | 405.1149 | 405.1149 | 1620.4594 | 4 | 0 | 4 | C | VLS_Inline | 2 | 2 | 2 | 5 | BranchMin_2BranchMax_5 | 4 | 2.5 | 10 | HeaderMin_2.5HeaderMax_10 | 4 | INVALID
420 | 40 | 20959-2P-50HP VLSC | VLSC_20959_2P_50HP | 405.1149 | 405.1149 | 1620.4594 | 4 | 0 | 4 | C | VLS_Inline | 2 | 2 | 2 | 5 | BranchMin_2BranchMax_5 | 4 | 2.5 | 10 | HeaderMin_2.5HeaderMax_10 | 6
420 | 40 | 20959-2P-50HP VLSC | VLSC_20959_2P_50HP | 405.1149 | 405.1149 | 1620.4594 | 4 | 0 | 4 | C | VLS_Inline | 2 | 2 | 2 | 5 | BranchMin_2BranchMax_5 | 4 | 2.5 | 10 | HeaderMin_2.5HeaderMax_10 | 8
420 | 40 | 20959-2P-50HP VLSC | VLSC_20959_2P_50HP | 405.1149 | 405.1149 | 1620.4594 | 4 | 0 | 4 | C | VLS_Inline | 2 | 2 | 2 | 5 | BranchMin_2BranchMax_5 | 4 | 2.5 | 10 | HeaderMin_2.5HeaderMax_10 | 10
420 | 40 | 20959-2P-50HP VLSC | VLSC_20959_2P_50HP | 405.1149 | 405.1149 | 1620.4594 | 4 | 0 | 4 | C | VLS_Inline | 2 | 2 | 2 | 5 | BranchMin_2BranchMax_5 | 5 | 2.5 | 10 | HeaderMin_2.5HeaderMax_10 | 2.5 | INVALID
420 | 40 | 20959-2P-50HP VLSC | VLSC_20959_2P_50HP | 405.1149 | 405.1149 | 1620.4594 | 4 | 0 | 4 | C | VLS_Inline | 2 | 2 | 2 | 5 | BranchMin_2BranchMax_5 | 5 | 2.5 | 10 | HeaderMin_2.5HeaderMax_10 | 4 | INVALID
420 | 40 | 20959-2P-50HP VLSC | VLSC_20959_2P_50HP | 405.1149 | 405.1149 | 1620.4594 | 4 | 0 | 4 | C | VLS_Inline | 2 | 2 | 2 | 5 | BranchMin_2BranchMax_5 | 5 | 2.5 | 10 | HeaderMin_2.5HeaderMax_10 | 6
420 | 40 | 20959-2P-50HP VLSC | VLSC_20959_2P_50HP | 405.1149 | 405.1149 | 1620.4594 | 4 | 0 | 4 | C | VLS_Inline | 2 | 2 | 2 | 5 | BranchMin_2BranchMax_5 | 5 | 2.5 | 10 | HeaderMin_2.5HeaderMax_10 | 8
420 | 40 | 20959-2P-50HP VLSC | VLSC_20959_2P_50HP | 405.1149 | 405.1149 | 1620.4594 | 4 | 0 | 4 | C | VLS_Inline | 2 | 2 | 2 | 5 | BranchMin_2BranchMax_5 | 5 | 2.5 | 10 | HeaderMin_2.5HeaderMax_10 | 10
421 | 41 | 20959-2P-60HP VLSC | VLSC_20959_2P_60HP | 406.8778 | 406.8778 | 1627.5113 | 4 | 0 | 4 | C | VLS_Inline | 2 | 2 | 2 | 5 | BranchMin_2BranchMax_5 | 2 | 2.5 | 10 | HeaderMin_2.5HeaderMax_10 | 2.5
421 | 41 | 20959-2P-60HP VLSC | VLSC_20959_2P_60HP | 406.8778 | 406.8778 | 1627.5113 | 4 | 0 | 4 | C | VLS_Inline | 2 | 2 | 2 | 5 | BranchMin_2BranchMax_5 | 2 | 2.5 | 10 | HeaderMin_2.5HeaderMax_10 | 4
421 | 41 | 20959-2P-60HP VLSC | VLSC_20959_2P_60HP | 406.8778 | 406.8778 | 1627.5113 | 4 | 0 | 4 | C | VLS_Inline | 2 | 2 | 2 | 5 | BranchMin_2BranchMax_5 | 2 | 2.5 | 10 | HeaderMin_2.5HeaderMax_10 | 6
421 | 41 | 20959-2P-60HP VLSC | VLSC_20959_2P_60HP | 406.8778 | 406.8778 | 1627.5113 | 4 | 0 | 4 | C | VLS_Inline | 2 | 2 | 2 | 5 | BranchMin_2BranchMax_5 | 2 | 2.5 | 10 | HeaderMin_2.5HeaderMax_10 | 8
421 | 41 | 20959-2P-60HP VLSC | VLSC_20959_2P_60HP | 406.8778 | 406.8778 | 1627.5113 | 4 | 0 | 4 | C | VLS_Inline | 2 | 2 | 2 | 5 | BranchMin_2BranchMax_5 | 2 | 2.5 | 10 | HeaderMin_2.5HeaderMax_10 | 10
421 | 41 | 20959-2P-60HP VLSC | VLSC_20959_2P_60HP | 406.8778 | 406.8778 | 1627.5113 | 4 | 0 | 4 | C | VLS_Inline | 2 | 2 | 2 | 5 | BranchMin_2BranchMax_5 | 2.5 | 2.5 | 10 | HeaderMin_2.5HeaderMax_10 | 2.5 | INVALID
421 | 41 | 20959-2P-60HP VLSC | VLSC_20959_2P_60HP | 406.8778 | 406.8778 | 1627.5113 | 4 | 0 | 4 | C | VLS_Inline | 2 | 2 | 2 | 5 | BranchMin_2BranchMax_5 | 2.5 | 2.5 | 10 | HeaderMin_2.5HeaderMax_10 | 4
421 | 41 | 20959-2P-60HP VLSC | VLSC_20959_2P_60HP | 406.8778 | 406.8778 | 1627.5113 | 4 | 0 | 4 | C | VLS_Inline | 2 | 2 | 2 | 5 | BranchMin_2BranchMax_5 | 2.5 | 2.5 | 10 | HeaderMin_2.5HeaderMax_10 | 6
421 | 41 | 20959-2P-60HP VLSC | VLSC_20959_2P_60HP | 406.8778 | 406.8778 | 1627.5113 | 4 | 0 | 4 | C | VLS_Inline | 2 | 2 | 2 | 5 | BranchMin_2BranchMax_5 | 2.5 | 2.5 | 10 | HeaderMin_2.5HeaderMax_10 | 8
421 | 41 | 20959-2P-60HP VLSC | VLSC_20959_2P_60HP | 406.8778 | 406.8778 | 1627.5113 | 4 | 0 | 4 | C | VLS_Inline | 2 | 2 | 2 | 5 | BranchMin_2BranchMax_5 | 2.5 | 2.5 | 10 | HeaderMin_2.5HeaderMax_10 | 10
421 | 41 | 20959-2P-60HP VLSC | VLSC_20959_2P_60HP | 406.8778 | 406.8778 | 1627.5113 | 4 | 0 | 4 | C | VLS_Inline | 2 | 2 | 2 | 5 | BranchMin_2BranchMax_5 | 3 | 2.5 | 10 | HeaderMin_2.5HeaderMax_10 | 2.5 | INVALID
421 | 41 | 20959-2P-60HP VLSC | VLSC_20959_2P_60HP | 406.8778 | 406.8778 | 1627.5113 | 4 | 0 | 4 | C | VLS_Inline | 2 | 2 | 2 | 5 | BranchMin_2BranchMax_5 | 3 | 2.5 | 10 | HeaderMin_2.5HeaderMax_10 | 4
421 | 41 | 20959-2P-60HP VLSC | VLSC_20959_2P_60HP | 406.8778 | 406.8778 | 1627.5113 | 4 | 0 | 4 | C | VLS_Inline | 2 | 2 | 2 | 5 | BranchMin_2BranchMax_5 | 3 | 2.5 | 10 | HeaderMin_2.5HeaderMax_10 | 6
421 | 41 | 20959-2P-60HP VLSC | VLSC_20959_2P_60HP | 406.8778 | 406.8778 | 1627.5113 | 4 | 0 | 4 | C | VLS_Inline | 2 | 2 | 2 | 5 | BranchMin_2BranchMax_5 | 3 | 2.5 | 10 | HeaderMin_2.5HeaderMax_10 | 8
421 | 41 | 20959-2P-60HP VLSC | VLSC_20959_2P_60HP | 406.8778 | 406.8778 | 1627.5113 | 4 | 0 | 4 | C | VLS_Inline | 2 | 2 | 2 | 5 | BranchMin_2BranchMax_5 | 3 | 2.5 | 10 | HeaderMin_2.5HeaderMax_10 | 10
421 | 41 | 20959-2P-60HP VLSC | VLSC_20959_2P_60HP | 406.8778 | 406.8778 | 1627.5113 | 4 | 0 | 4 | C | VLS_Inline | 2 | 2 | 2 | 5 | BranchMin_2BranchMax_5 | 4 | 2.5 | 10 | HeaderMin_2.5HeaderMax_10 | 2.5 | INVALID
421 | 41 | 20959-2P-60HP VLSC | VLSC_20959_2P_60HP | 406.8778 | 406.8778 | 1627.5113 | 4 | 0 | 4 | C | VLS_Inline | 2 | 2 | 2 | 5 | BranchMin_2BranchMax_5 | 4 | 2.5 | 10 | HeaderMin_2.5HeaderMax_10 | 4 | INVALID
421 | 41 | 20959-2P-60HP VLSC | VLSC_20959_2P_60HP | 406.8778 | 406.8778 | 1627.5113 | 4 | 0 | 4 | C | VLS_Inline | 2 | 2 | 2 | 5 | BranchMin_2BranchMax_5 | 4 | 2.5 | 10 | HeaderMin_2.5HeaderMax_10 | 6
421 | 41 | 20959-2P-60HP VLSC | VLSC_20959_2P_60HP | 406.8778 | 406.8778 | 1627.5113 | 4 | 0 | 4 | C | VLS_Inline | 2 | 2 | 2 | 5 | BranchMin_2BranchMax_5 | 4 | 2.5 | 10 | HeaderMin_2.5HeaderMax_10 | 8
421 | 41 | 20959-2P-60HP VLSC | VLSC_20959_2P_60HP | 406.8778 | 406.8778 | 1627.5113 | 4 | 0 | 4 | C | VLS_Inline | 2 | 2 | 2 | 5 | BranchMin_2BranchMax_5 | 4 | 2.5 | 10 | HeaderMin_2.5HeaderMax_10 | 10
421 | 41 | 20959-2P-60HP VLSC | VLSC_20959_2P_60HP | 406.8778 | 406.8778 | 1627.5113 | 4 | 0 | 4 | C | VLS_Inline | 2 | 2 | 2 | 5 | BranchMin_2BranchMax_5 | 5 | 2.5 | 10 | HeaderMin_2.5HeaderMax_10 | 2.5 | INVALID
421 | 41 | 20959-2P-60HP VLSC | VLSC_20959_2P_60HP | 406.8778 | 406.8778 | 1627.5113 | 4 | 0 | 4 | C | VLS_Inline | 2 | 2 | 2 | 5 | BranchMin_2BranchMax_5 | 5 | 2.5 | 10 | HeaderMin_2.5HeaderMax_10 | 4 | INVALID
421 | 41 | 20959-2P-60HP VLSC | VLSC_20959_2P_60HP | 406.8778 | 406.8778 | 1627.5113 | 4 | 0 | 4 | C | VLS_Inline | 2 | 2 | 2 | 5 | BranchMin_2BranchMax_5 | 5 | 2.5 | 10 | HeaderMin_2.5HeaderMax_10 | 6
421 | 41 | 20959-2P-60HP VLSC | VLSC_20959_2P_60HP | 406.8778 | 406.8778 | 1627.5113 | 4 | 0 | 4 | C | VLS_Inline | 2 | 2 | 2 | 5 | BranchMin_2BranchMax_5 | 5 | 2.5 | 10 | HeaderMin_2.5HeaderMax_10 | 8
421 | 41 | 20959-2P-60HP VLSC | VLSC_20959_2P_60HP | 406.8778 | 406.8778 | 1627.5113 | 4 | 0 | 4 | C | VLS_Inline | 2 | 2 | 2 | 5 | BranchMin_2BranchMax_5 | 5 | 2.5 | 10 | HeaderMin_2.5HeaderMax_10 | 10
422 | 42 | 20959-4P-3HP VLSC | VLSC_20959_4P_3HP | 154.2292 | 154.2292 | 616.9167 | 4 | 0 | 4 | C | VLS_Inline | 2 | 2 | 2 | 3 | BranchMin_2BranchMax_3 | 2 | 2.5 | 5 | HeaderMin_2.5HeaderMax_5 | 2.5
422 | 42 | 20959-4P-3HP VLSC | VLSC_20959_4P_3HP | 154.2292 | 154.2292 | 616.9167 | 4 | 0 | 4 | C | VLS_Inline | 2 | 2 | 2 | 3 | BranchMin_2BranchMax_3 | 2 | 2.5 | 5 | HeaderMin_2.5HeaderMax_5 | 3
422 | 42 | 20959-4P-3HP VLSC | VLSC_20959_4P_3HP | 154.2292 | 154.2292 | 616.9167 | 4 | 0 | 4 | C | VLS_Inline | 2 | 2 | 2 | 3 | BranchMin_2BranchMax_3 | 2 | 2.5 | 5 | HeaderMin_2.5HeaderMax_5 | 4
422 | 42 | 20959-4P-3HP VLSC | VLSC_20959_4P_3HP | 154.2292 | 154.2292 | 616.9167 | 4 | 0 | 4 | C | VLS_Inline | 2 | 2 | 2 | 3 | BranchMin_2BranchMax_3 | 2 | 2.5 | 5 | HeaderMin_2.5HeaderMax_5 | 5
422 | 42 | 20959-4P-3HP VLSC | VLSC_20959_4P_3HP | 154.2292 | 154.2292 | 616.9167 | 4 | 0 | 4 | C | VLS_Inline | 2 | 2 | 2 | 3 | BranchMin_2BranchMax_3 | 2.5 | 2.5 | 5 | HeaderMin_2.5HeaderMax_5 | 2.5 | INVALID
422 | 42 | 20959-4P-3HP VLSC | VLSC_20959_4P_3HP | 154.2292 | 154.2292 | 616.9167 | 4 | 0 | 4 | C | VLS_Inline | 2 | 2 | 2 | 3 | BranchMin_2BranchMax_3 | 2.5 | 2.5 | 5 | HeaderMin_2.5HeaderMax_5 | 3
422 | 42 | 20959-4P-3HP VLSC | VLSC_20959_4P_3HP | 154.2292 | 154.2292 | 616.9167 | 4 | 0 | 4 | C | VLS_Inline | 2 | 2 | 2 | 3 | BranchMin_2BranchMax_3 | 2.5 | 2.5 | 5 | HeaderMin_2.5HeaderMax_5 | 4
422 | 42 | 20959-4P-3HP VLSC | VLSC_20959_4P_3HP | 154.2292 | 154.2292 | 616.9167 | 4 | 0 | 4 | C | VLS_Inline | 2 | 2 | 2 | 3 | BranchMin_2BranchMax_3 | 2.5 | 2.5 | 5 | HeaderMin_2.5HeaderMax_5 | 5
422 | 42 | 20959-4P-3HP VLSC | VLSC_20959_4P_3HP | 154.2292 | 154.2292 | 616.9167 | 4 | 0 | 4 | C | VLS_Inline | 2 | 2 | 2 | 3 | BranchMin_2BranchMax_3 | 3 | 2.5 | 5 | HeaderMin_2.5HeaderMax_5 | 2.5 | INVALID
422 | 42 | 20959-4P-3HP VLSC | VLSC_20959_4P_3HP | 154.2292 | 154.2292 | 616.9167 | 4 | 0 | 4 | C | VLS_Inline | 2 | 2 | 2 | 3 | BranchMin_2BranchMax_3 | 3 | 2.5 | 5 | HeaderMin_2.5HeaderMax_5 | 3 | INVALID
422 | 42 | 20959-4P-3HP VLSC | VLSC_20959_4P_3HP | 154.2292 | 154.2292 | 616.9167 | 4 | 0 | 4 | C | VLS_Inline | 2 | 2 | 2 | 3 | BranchMin_2BranchMax_3 | 3 | 2.5 | 5 | HeaderMin_2.5HeaderMax_5 | 4
422 | 42 | 20959-4P-3HP VLSC | VLSC_20959_4P_3HP | 154.2292 | 154.2292 | 616.9167 | 4 | 0 | 4 | C | VLS_Inline | 2 | 2 | 2 | 3 | BranchMin_2BranchMax_3 | 3 | 2.5 | 5 | HeaderMin_2.5HeaderMax_5 | 5
423 | 43 | 20959-4P-5HP VLSC | VLSC_20959_4P_5HP | 205.8649 | 205.8649 | 823.4595 | 4 | 0 | 4 | C | VLS_Inline | 2 | 2 | 2 | 3 | BranchMin_2BranchMax_3 | 2 | 2.5 | 6 | HeaderMin_2.5HeaderMax_6 | 2.5
423 | 43 | 20959-4P-5HP VLSC | VLSC_20959_4P_5HP | 205.8649 | 205.8649 | 823.4595 | 4 | 0 | 4 | C | VLS_Inline | 2 | 2 | 2 | 3 | BranchMin_2BranchMax_3 | 2 | 2.5 | 6 | HeaderMin_2.5HeaderMax_6 | 3
423 | 43 | 20959-4P-5HP VLSC | VLSC_20959_4P_5HP | 205.8649 | 205.8649 | 823.4595 | 4 | 0 | 4 | C | VLS_Inline | 2 | 2 | 2 | 3 | BranchMin_2BranchMax_3 | 2 | 2.5 | 6 | HeaderMin_2.5HeaderMax_6 | 4
423 | 43 | 20959-4P-5HP VLSC | VLSC_20959_4P_5HP | 205.8649 | 205.8649 | 823.4595 | 4 | 0 | 4 | C | VLS_Inline | 2 | 2 | 2 | 3 | BranchMin_2BranchMax_3 | 2 | 2.5 | 6 | HeaderMin_2.5HeaderMax_6 | 5
423 | 43 | 20959-4P-5HP VLSC | VLSC_20959_4P_5HP | 205.8649 | 205.8649 | 823.4595 | 4 | 0 | 4 | C | VLS_Inline | 2 | 2 | 2 | 3 | BranchMin_2BranchMax_3 | 2 | 2.5 | 6 | HeaderMin_2.5HeaderMax_6 | 6
423 | 43 | 20959-4P-5HP VLSC | VLSC_20959_4P_5HP | 205.8649 | 205.8649 | 823.4595 | 4 | 0 | 4 | C | VLS_Inline | 2 | 2 | 2 | 3 | BranchMin_2BranchMax_3 | 2.5 | 2.5 | 6 | HeaderMin_2.5HeaderMax_6 | 2.5 | INVALID
423 | 43 | 20959-4P-5HP VLSC | VLSC_20959_4P_5HP | 205.8649 | 205.8649 | 823.4595 | 4 | 0 | 4 | C | VLS_Inline | 2 | 2 | 2 | 3 | BranchMin_2BranchMax_3 | 2.5 | 2.5 | 6 | HeaderMin_2.5HeaderMax_6 | 3
423 | 43 | 20959-4P-5HP VLSC | VLSC_20959_4P_5HP | 205.8649 | 205.8649 | 823.4595 | 4 | 0 | 4 | C | VLS_Inline | 2 | 2 | 2 | 3 | BranchMin_2BranchMax_3 | 2.5 | 2.5 | 6 | HeaderMin_2.5HeaderMax_6 | 4
423 | 43 | 20959-4P-5HP VLSC | VLSC_20959_4P_5HP | 205.8649 | 205.8649 | 823.4595 | 4 | 0 | 4 | C | VLS_Inline | 2 | 2 | 2 | 3 | BranchMin_2BranchMax_3 | 2.5 | 2.5 | 6 | HeaderMin_2.5HeaderMax_6 | 5
423 | 43 | 20959-4P-5HP VLSC | VLSC_20959_4P_5HP | 205.8649 | 205.8649 | 823.4595 | 4 | 0 | 4 | C | VLS_Inline | 2 | 2 | 2 | 3 | BranchMin_2BranchMax_3 | 2.5 | 2.5 | 6 | HeaderMin_2.5HeaderMax_6 | 6
423 | 43 | 20959-4P-5HP VLSC | VLSC_20959_4P_5HP | 205.8649 | 205.8649 | 823.4595 | 4 | 0 | 4 | C | VLS_Inline | 2 | 2 | 2 | 3 | BranchMin_2BranchMax_3 | 3 | 2.5 | 6 | HeaderMin_2.5HeaderMax_6 | 2.5 | INVALID
423 | 43 | 20959-4P-5HP VLSC | VLSC_20959_4P_5HP | 205.8649 | 205.8649 | 823.4595 | 4 | 0 | 4 | C | VLS_Inline | 2 | 2 | 2 | 3 | BranchMin_2BranchMax_3 | 3 | 2.5 | 6 | HeaderMin_2.5HeaderMax_6 | 3 | INVALID
423 | 43 | 20959-4P-5HP VLSC | VLSC_20959_4P_5HP | 205.8649 | 205.8649 | 823.4595 | 4 | 0 | 4 | C | VLS_Inline | 2 | 2 | 2 | 3 | BranchMin_2BranchMax_3 | 3 | 2.5 | 6 | HeaderMin_2.5HeaderMax_6 | 4
423 | 43 | 20959-4P-5HP VLSC | VLSC_20959_4P_5HP | 205.8649 | 205.8649 | 823.4595 | 4 | 0 | 4 | C | VLS_Inline | 2 | 2 | 2 | 3 | BranchMin_2BranchMax_3 | 3 | 2.5 | 6 | HeaderMin_2.5HeaderMax_6 | 5
423 | 43 | 20959-4P-5HP VLSC | VLSC_20959_4P_5HP | 205.8649 | 205.8649 | 823.4595 | 4 | 0 | 4 | C | VLS_Inline | 2 | 2 | 2 | 3 | BranchMin_2BranchMax_3 | 3 | 2.5 | 6 | HeaderMin_2.5HeaderMax_6 | 6
424 | 44 | 20959-4P-7.5HP VLSC | VLSC_20959_4P_7.5HP | 227.7916 | 227.7916 | 911.1665 | 4 | 0 | 4 | C | VLS_Inline | 2 | 2 | 2 | 4 | BranchMin_2BranchMax_4 | 2 | 2.5 | 6 | HeaderMin_2.5HeaderMax_6 | 2.5
424 | 44 | 20959-4P-7.5HP VLSC | VLSC_20959_4P_7.5HP | 227.7916 | 227.7916 | 911.1665 | 4 | 0 | 4 | C | VLS_Inline | 2 | 2 | 2 | 4 | BranchMin_2BranchMax_4 | 2 | 2.5 | 6 | HeaderMin_2.5HeaderMax_6 | 3
424 | 44 | 20959-4P-7.5HP VLSC | VLSC_20959_4P_7.5HP | 227.7916 | 227.7916 | 911.1665 | 4 | 0 | 4 | C | VLS_Inline | 2 | 2 | 2 | 4 | BranchMin_2BranchMax_4 | 2 | 2.5 | 6 | HeaderMin_2.5HeaderMax_6 | 4
424 | 44 | 20959-4P-7.5HP VLSC | VLSC_20959_4P_7.5HP | 227.7916 | 227.7916 | 911.1665 | 4 | 0 | 4 | C | VLS_Inline | 2 | 2 | 2 | 4 | BranchMin_2BranchMax_4 | 2 | 2.5 | 6 | HeaderMin_2.5HeaderMax_6 | 5
424 | 44 | 20959-4P-7.5HP VLSC | VLSC_20959_4P_7.5HP | 227.7916 | 227.7916 | 911.1665 | 4 | 0 | 4 | C | VLS_Inline | 2 | 2 | 2 | 4 | BranchMin_2BranchMax_4 | 2 | 2.5 | 6 | HeaderMin_2.5HeaderMax_6 | 6
424 | 44 | 20959-4P-7.5HP VLSC | VLSC_20959_4P_7.5HP | 227.7916 | 227.7916 | 911.1665 | 4 | 0 | 4 | C | VLS_Inline | 2 | 2 | 2 | 4 | BranchMin_2BranchMax_4 | 2.5 | 2.5 | 6 | HeaderMin_2.5HeaderMax_6 | 2.5 | INVALID
424 | 44 | 20959-4P-7.5HP VLSC | VLSC_20959_4P_7.5HP | 227.7916 | 227.7916 | 911.1665 | 4 | 0 | 4 | C | VLS_Inline | 2 | 2 | 2 | 4 | BranchMin_2BranchMax_4 | 2.5 | 2.5 | 6 | HeaderMin_2.5HeaderMax_6 | 3
424 | 44 | 20959-4P-7.5HP VLSC | VLSC_20959_4P_7.5HP | 227.7916 | 227.7916 | 911.1665 | 4 | 0 | 4 | C | VLS_Inline | 2 | 2 | 2 | 4 | BranchMin_2BranchMax_4 | 2.5 | 2.5 | 6 | HeaderMin_2.5HeaderMax_6 | 4
424 | 44 | 20959-4P-7.5HP VLSC | VLSC_20959_4P_7.5HP | 227.7916 | 227.7916 | 911.1665 | 4 | 0 | 4 | C | VLS_Inline | 2 | 2 | 2 | 4 | BranchMin_2BranchMax_4 | 2.5 | 2.5 | 6 | HeaderMin_2.5HeaderMax_6 | 5
424 | 44 | 20959-4P-7.5HP VLSC | VLSC_20959_4P_7.5HP | 227.7916 | 227.7916 | 911.1665 | 4 | 0 | 4 | C | VLS_Inline | 2 | 2 | 2 | 4 | BranchMin_2BranchMax_4 | 2.5 | 2.5 | 6 | HeaderMin_2.5HeaderMax_6 | 6
424 | 44 | 20959-4P-7.5HP VLSC | VLSC_20959_4P_7.5HP | 227.7916 | 227.7916 | 911.1665 | 4 | 0 | 4 | C | VLS_Inline | 2 | 2 | 2 | 4 | BranchMin_2BranchMax_4 | 3 | 2.5 | 6 | HeaderMin_2.5HeaderMax_6 | 2.5 | INVALID
424 | 44 | 20959-4P-7.5HP VLSC | VLSC_20959_4P_7.5HP | 227.7916 | 227.7916 | 911.1665 | 4 | 0 | 4 | C | VLS_Inline | 2 | 2 | 2 | 4 | BranchMin_2BranchMax_4 | 3 | 2.5 | 6 | HeaderMin_2.5HeaderMax_6 | 3 | INVALID
424 | 44 | 20959-4P-7.5HP VLSC | VLSC_20959_4P_7.5HP | 227.7916 | 227.7916 | 911.1665 | 4 | 0 | 4 | C | VLS_Inline | 2 | 2 | 2 | 4 | BranchMin_2BranchMax_4 | 3 | 2.5 | 6 | HeaderMin_2.5HeaderMax_6 | 4
424 | 44 | 20959-4P-7.5HP VLSC | VLSC_20959_4P_7.5HP | 227.7916 | 227.7916 | 911.1665 | 4 | 0 | 4 | C | VLS_Inline | 2 | 2 | 2 | 4 | BranchMin_2BranchMax_4 | 3 | 2.5 | 6 | HeaderMin_2.5HeaderMax_6 | 5
424 | 44 | 20959-4P-7.5HP VLSC | VLSC_20959_4P_7.5HP | 227.7916 | 227.7916 | 911.1665 | 4 | 0 | 4 | C | VLS_Inline | 2 | 2 | 2 | 4 | BranchMin_2BranchMax_4 | 3 | 2.5 | 6 | HeaderMin_2.5HeaderMax_6 | 6
424 | 44 | 20959-4P-7.5HP VLSC | VLSC_20959_4P_7.5HP | 227.7916 | 227.7916 | 911.1665 | 4 | 0 | 4 | C | VLS_Inline | 2 | 2 | 2 | 4 | BranchMin_2BranchMax_4 | 4 | 2.5 | 6 | HeaderMin_2.5HeaderMax_6 | 2.5 | INVALID
424 | 44 | 20959-4P-7.5HP VLSC | VLSC_20959_4P_7.5HP | 227.7916 | 227.7916 | 911.1665 | 4 | 0 | 4 | C | VLS_Inline | 2 | 2 | 2 | 4 | BranchMin_2BranchMax_4 | 4 | 2.5 | 6 | HeaderMin_2.5HeaderMax_6 | 3 | INVALID
424 | 44 | 20959-4P-7.5HP VLSC | VLSC_20959_4P_7.5HP | 227.7916 | 227.7916 | 911.1665 | 4 | 0 | 4 | C | VLS_Inline | 2 | 2 | 2 | 4 | BranchMin_2BranchMax_4 | 4 | 2.5 | 6 | HeaderMin_2.5HeaderMax_6 | 4 | INVALID
424 | 44 | 20959-4P-7.5HP VLSC | VLSC_20959_4P_7.5HP | 227.7916 | 227.7916 | 911.1665 | 4 | 0 | 4 | C | VLS_Inline | 2 | 2 | 2 | 4 | BranchMin_2BranchMax_4 | 4 | 2.5 | 6 | HeaderMin_2.5HeaderMax_6 | 5
424 | 44 | 20959-4P-7.5HP VLSC | VLSC_20959_4P_7.5HP | 227.7916 | 227.7916 | 911.1665 | 4 | 0 | 4 | C | VLS_Inline | 2 | 2 | 2 | 4 | BranchMin_2BranchMax_4 | 4 | 2.5 | 6 | HeaderMin_2.5HeaderMax_6 | 6
425 | 45 | 25709-2P-10HP VLSC | VLSC_25709_2P_10HP | 294.5625 | 294.5625 | 1178.2501 | 4 | 0 | 4 | C | VLS_Inline | 2.5 | 2.5 | 2.5 | 4 | BranchMin_2.5BranchMax_4 | 2.5 | 3 | 8 | HeaderMin_3HeaderMax_8 | 3
425 | 45 | 25709-2P-10HP VLSC | VLSC_25709_2P_10HP | 294.5625 | 294.5625 | 1178.2501 | 4 | 0 | 4 | C | VLS_Inline | 2.5 | 2.5 | 2.5 | 4 | BranchMin_2.5BranchMax_4 | 2.5 | 3 | 8 | HeaderMin_3HeaderMax_8 | 4
425 | 45 | 25709-2P-10HP VLSC | VLSC_25709_2P_10HP | 294.5625 | 294.5625 | 1178.2501 | 4 | 0 | 4 | C | VLS_Inline | 2.5 | 2.5 | 2.5 | 4 | BranchMin_2.5BranchMax_4 | 2.5 | 3 | 8 | HeaderMin_3HeaderMax_8 | 5
425 | 45 | 25709-2P-10HP VLSC | VLSC_25709_2P_10HP | 294.5625 | 294.5625 | 1178.2501 | 4 | 0 | 4 | C | VLS_Inline | 2.5 | 2.5 | 2.5 | 4 | BranchMin_2.5BranchMax_4 | 2.5 | 3 | 8 | HeaderMin_3HeaderMax_8 | 6
425 | 45 | 25709-2P-10HP VLSC | VLSC_25709_2P_10HP | 294.5625 | 294.5625 | 1178.2501 | 4 | 0 | 4 | C | VLS_Inline | 2.5 | 2.5 | 2.5 | 4 | BranchMin_2.5BranchMax_4 | 2.5 | 3 | 8 | HeaderMin_3HeaderMax_8 | 8
425 | 45 | 25709-2P-10HP VLSC | VLSC_25709_2P_10HP | 294.5625 | 294.5625 | 1178.2501 | 4 | 0 | 4 | C | VLS_Inline | 2.5 | 2.5 | 2.5 | 4 | BranchMin_2.5BranchMax_4 | 3 | 3 | 8 | HeaderMin_3HeaderMax_8 | 3 | INVALID
425 | 45 | 25709-2P-10HP VLSC | VLSC_25709_2P_10HP | 294.5625 | 294.5625 | 1178.2501 | 4 | 0 | 4 | C | VLS_Inline | 2.5 | 2.5 | 2.5 | 4 | BranchMin_2.5BranchMax_4 | 3 | 3 | 8 | HeaderMin_3HeaderMax_8 | 4
425 | 45 | 25709-2P-10HP VLSC | VLSC_25709_2P_10HP | 294.5625 | 294.5625 | 1178.2501 | 4 | 0 | 4 | C | VLS_Inline | 2.5 | 2.5 | 2.5 | 4 | BranchMin_2.5BranchMax_4 | 3 | 3 | 8 | HeaderMin_3HeaderMax_8 | 5
425 | 45 | 25709-2P-10HP VLSC | VLSC_25709_2P_10HP | 294.5625 | 294.5625 | 1178.2501 | 4 | 0 | 4 | C | VLS_Inline | 2.5 | 2.5 | 2.5 | 4 | BranchMin_2.5BranchMax_4 | 3 | 3 | 8 | HeaderMin_3HeaderMax_8 | 6
425 | 45 | 25709-2P-10HP VLSC | VLSC_25709_2P_10HP | 294.5625 | 294.5625 | 1178.2501 | 4 | 0 | 4 | C | VLS_Inline | 2.5 | 2.5 | 2.5 | 4 | BranchMin_2.5BranchMax_4 | 3 | 3 | 8 | HeaderMin_3HeaderMax_8 | 8
425 | 45 | 25709-2P-10HP VLSC | VLSC_25709_2P_10HP | 294.5625 | 294.5625 | 1178.2501 | 4 | 0 | 4 | C | VLS_Inline | 2.5 | 2.5 | 2.5 | 4 | BranchMin_2.5BranchMax_4 | 4 | 3 | 8 | HeaderMin_3HeaderMax_8 | 3 | INVALID
425 | 45 | 25709-2P-10HP VLSC | VLSC_25709_2P_10HP | 294.5625 | 294.5625 | 1178.2501 | 4 | 0 | 4 | C | VLS_Inline | 2.5 | 2.5 | 2.5 | 4 | BranchMin_2.5BranchMax_4 | 4 | 3 | 8 | HeaderMin_3HeaderMax_8 | 4 | INVALID
425 | 45 | 25709-2P-10HP VLSC | VLSC_25709_2P_10HP | 294.5625 | 294.5625 | 1178.2501 | 4 | 0 | 4 | C | VLS_Inline | 2.5 | 2.5 | 2.5 | 4 | BranchMin_2.5BranchMax_4 | 4 | 3 | 8 | HeaderMin_3HeaderMax_8 | 5
425 | 45 | 25709-2P-10HP VLSC | VLSC_25709_2P_10HP | 294.5625 | 294.5625 | 1178.2501 | 4 | 0 | 4 | C | VLS_Inline | 2.5 | 2.5 | 2.5 | 4 | BranchMin_2.5BranchMax_4 | 4 | 3 | 8 | HeaderMin_3HeaderMax_8 | 6
425 | 45 | 25709-2P-10HP VLSC | VLSC_25709_2P_10HP | 294.5625 | 294.5625 | 1178.2501 | 4 | 0 | 4 | C | VLS_Inline | 2.5 | 2.5 | 2.5 | 4 | BranchMin_2.5BranchMax_4 | 4 | 3 | 8 | HeaderMin_3HeaderMax_8 | 8
426 | 46 | 25709-2P-15HP VLSC | VLSC_25709_2P_15HP | 355.8818 | 355.8818 | 1423.5271 | 4 | 0 | 4 | C | VLS_Inline | 2.5 | 2.5 | 2.5 | 4 | BranchMin_2.5BranchMax_4 | 2.5 | 3 | 8 | HeaderMin_3HeaderMax_8 | 3
426 | 46 | 25709-2P-15HP VLSC | VLSC_25709_2P_15HP | 355.8818 | 355.8818 | 1423.5271 | 4 | 0 | 4 | C | VLS_Inline | 2.5 | 2.5 | 2.5 | 4 | BranchMin_2.5BranchMax_4 | 2.5 | 3 | 8 | HeaderMin_3HeaderMax_8 | 4
426 | 46 | 25709-2P-15HP VLSC | VLSC_25709_2P_15HP | 355.8818 | 355.8818 | 1423.5271 | 4 | 0 | 4 | C | VLS_Inline | 2.5 | 2.5 | 2.5 | 4 | BranchMin_2.5BranchMax_4 | 2.5 | 3 | 8 | HeaderMin_3HeaderMax_8 | 5
426 | 46 | 25709-2P-15HP VLSC | VLSC_25709_2P_15HP | 355.8818 | 355.8818 | 1423.5271 | 4 | 0 | 4 | C | VLS_Inline | 2.5 | 2.5 | 2.5 | 4 | BranchMin_2.5BranchMax_4 | 2.5 | 3 | 8 | HeaderMin_3HeaderMax_8 | 6
426 | 46 | 25709-2P-15HP VLSC | VLSC_25709_2P_15HP | 355.8818 | 355.8818 | 1423.5271 | 4 | 0 | 4 | C | VLS_Inline | 2.5 | 2.5 | 2.5 | 4 | BranchMin_2.5BranchMax_4 | 2.5 | 3 | 8 | HeaderMin_3HeaderMax_8 | 8
426 | 46 | 25709-2P-15HP VLSC | VLSC_25709_2P_15HP | 355.8818 | 355.8818 | 1423.5271 | 4 | 0 | 4 | C | VLS_Inline | 2.5 | 2.5 | 2.5 | 4 | BranchMin_2.5BranchMax_4 | 3 | 3 | 8 | HeaderMin_3HeaderMax_8 | 3 | INVALID
426 | 46 | 25709-2P-15HP VLSC | VLSC_25709_2P_15HP | 355.8818 | 355.8818 | 1423.5271 | 4 | 0 | 4 | C | VLS_Inline | 2.5 | 2.5 | 2.5 | 4 | BranchMin_2.5BranchMax_4 | 3 | 3 | 8 | HeaderMin_3HeaderMax_8 | 4
426 | 46 | 25709-2P-15HP VLSC | VLSC_25709_2P_15HP | 355.8818 | 355.8818 | 1423.5271 | 4 | 0 | 4 | C | VLS_Inline | 2.5 | 2.5 | 2.5 | 4 | BranchMin_2.5BranchMax_4 | 3 | 3 | 8 | HeaderMin_3HeaderMax_8 | 5
426 | 46 | 25709-2P-15HP VLSC | VLSC_25709_2P_15HP | 355.8818 | 355.8818 | 1423.5271 | 4 | 0 | 4 | C | VLS_Inline | 2.5 | 2.5 | 2.5 | 4 | BranchMin_2.5BranchMax_4 | 3 | 3 | 8 | HeaderMin_3HeaderMax_8 | 6
426 | 46 | 25709-2P-15HP VLSC | VLSC_25709_2P_15HP | 355.8818 | 355.8818 | 1423.5271 | 4 | 0 | 4 | C | VLS_Inline | 2.5 | 2.5 | 2.5 | 4 | BranchMin_2.5BranchMax_4 | 3 | 3 | 8 | HeaderMin_3HeaderMax_8 | 8
426 | 46 | 25709-2P-15HP VLSC | VLSC_25709_2P_15HP | 355.8818 | 355.8818 | 1423.5271 | 4 | 0 | 4 | C | VLS_Inline | 2.5 | 2.5 | 2.5 | 4 | BranchMin_2.5BranchMax_4 | 4 | 3 | 8 | HeaderMin_3HeaderMax_8 | 3 | INVALID
426 | 46 | 25709-2P-15HP VLSC | VLSC_25709_2P_15HP | 355.8818 | 355.8818 | 1423.5271 | 4 | 0 | 4 | C | VLS_Inline | 2.5 | 2.5 | 2.5 | 4 | BranchMin_2.5BranchMax_4 | 4 | 3 | 8 | HeaderMin_3HeaderMax_8 | 4 | INVALID
426 | 46 | 25709-2P-15HP VLSC | VLSC_25709_2P_15HP | 355.8818 | 355.8818 | 1423.5271 | 4 | 0 | 4 | C | VLS_Inline | 2.5 | 2.5 | 2.5 | 4 | BranchMin_2.5BranchMax_4 | 4 | 3 | 8 | HeaderMin_3HeaderMax_8 | 5
426 | 46 | 25709-2P-15HP VLSC | VLSC_25709_2P_15HP | 355.8818 | 355.8818 | 1423.5271 | 4 | 0 | 4 | C | VLS_Inline | 2.5 | 2.5 | 2.5 | 4 | BranchMin_2.5BranchMax_4 | 4 | 3 | 8 | HeaderMin_3HeaderMax_8 | 6
426 | 46 | 25709-2P-15HP VLSC | VLSC_25709_2P_15HP | 355.8818 | 355.8818 | 1423.5271 | 4 | 0 | 4 | C | VLS_Inline | 2.5 | 2.5 | 2.5 | 4 | BranchMin_2.5BranchMax_4 | 4 | 3 | 8 | HeaderMin_3HeaderMax_8 | 8
427 | 47 | 25709-2P-20HP VLSC | VLSC_25709_2P_20HP | 415.2757 | 415.2757 | 1661.103 | 4 | 0 | 4 | C | VLS_Inline | 2.5 | 2.5 | 2.5 | 5 | BranchMin_2.5BranchMax_5 | 2.5 | 3 | 10 | HeaderMin_3HeaderMax_10 | 3
427 | 47 | 25709-2P-20HP VLSC | VLSC_25709_2P_20HP | 415.2757 | 415.2757 | 1661.103 | 4 | 0 | 4 | C | VLS_Inline | 2.5 | 2.5 | 2.5 | 5 | BranchMin_2.5BranchMax_5 | 2.5 | 3 | 10 | HeaderMin_3HeaderMax_10 | 4
427 | 47 | 25709-2P-20HP VLSC | VLSC_25709_2P_20HP | 415.2757 | 415.2757 | 1661.103 | 4 | 0 | 4 | C | VLS_Inline | 2.5 | 2.5 | 2.5 | 5 | BranchMin_2.5BranchMax_5 | 2.5 | 3 | 10 | HeaderMin_3HeaderMax_10 | 5
427 | 47 | 25709-2P-20HP VLSC | VLSC_25709_2P_20HP | 415.2757 | 415.2757 | 1661.103 | 4 | 0 | 4 | C | VLS_Inline | 2.5 | 2.5 | 2.5 | 5 | BranchMin_2.5BranchMax_5 | 2.5 | 3 | 10 | HeaderMin_3HeaderMax_10 | 6
427 | 47 | 25709-2P-20HP VLSC | VLSC_25709_2P_20HP | 415.2757 | 415.2757 | 1661.103 | 4 | 0 | 4 | C | VLS_Inline | 2.5 | 2.5 | 2.5 | 5 | BranchMin_2.5BranchMax_5 | 2.5 | 3 | 10 | HeaderMin_3HeaderMax_10 | 8
427 | 47 | 25709-2P-20HP VLSC | VLSC_25709_2P_20HP | 415.2757 | 415.2757 | 1661.103 | 4 | 0 | 4 | C | VLS_Inline | 2.5 | 2.5 | 2.5 | 5 | BranchMin_2.5BranchMax_5 | 2.5 | 3 | 10 | HeaderMin_3HeaderMax_10 | 10
427 | 47 | 25709-2P-20HP VLSC | VLSC_25709_2P_20HP | 415.2757 | 415.2757 | 1661.103 | 4 | 0 | 4 | C | VLS_Inline | 2.5 | 2.5 | 2.5 | 5 | BranchMin_2.5BranchMax_5 | 3 | 3 | 10 | HeaderMin_3HeaderMax_10 | 3 | INVALID
427 | 47 | 25709-2P-20HP VLSC | VLSC_25709_2P_20HP | 415.2757 | 415.2757 | 1661.103 | 4 | 0 | 4 | C | VLS_Inline | 2.5 | 2.5 | 2.5 | 5 | BranchMin_2.5BranchMax_5 | 3 | 3 | 10 | HeaderMin_3HeaderMax_10 | 4
427 | 47 | 25709-2P-20HP VLSC | VLSC_25709_2P_20HP | 415.2757 | 415.2757 | 1661.103 | 4 | 0 | 4 | C | VLS_Inline | 2.5 | 2.5 | 2.5 | 5 | BranchMin_2.5BranchMax_5 | 3 | 3 | 10 | HeaderMin_3HeaderMax_10 | 5
427 | 47 | 25709-2P-20HP VLSC | VLSC_25709_2P_20HP | 415.2757 | 415.2757 | 1661.103 | 4 | 0 | 4 | C | VLS_Inline | 2.5 | 2.5 | 2.5 | 5 | BranchMin_2.5BranchMax_5 | 3 | 3 | 10 | HeaderMin_3HeaderMax_10 | 6
427 | 47 | 25709-2P-20HP VLSC | VLSC_25709_2P_20HP | 415.2757 | 415.2757 | 1661.103 | 4 | 0 | 4 | C | VLS_Inline | 2.5 | 2.5 | 2.5 | 5 | BranchMin_2.5BranchMax_5 | 3 | 3 | 10 | HeaderMin_3HeaderMax_10 | 8
427 | 47 | 25709-2P-20HP VLSC | VLSC_25709_2P_20HP | 415.2757 | 415.2757 | 1661.103 | 4 | 0 | 4 | C | VLS_Inline | 2.5 | 2.5 | 2.5 | 5 | BranchMin_2.5BranchMax_5 | 3 | 3 | 10 | HeaderMin_3HeaderMax_10 | 10
427 | 47 | 25709-2P-20HP VLSC | VLSC_25709_2P_20HP | 415.2757 | 415.2757 | 1661.103 | 4 | 0 | 4 | C | VLS_Inline | 2.5 | 2.5 | 2.5 | 5 | BranchMin_2.5BranchMax_5 | 4 | 3 | 10 | HeaderMin_3HeaderMax_10 | 3 | INVALID
427 | 47 | 25709-2P-20HP VLSC | VLSC_25709_2P_20HP | 415.2757 | 415.2757 | 1661.103 | 4 | 0 | 4 | C | VLS_Inline | 2.5 | 2.5 | 2.5 | 5 | BranchMin_2.5BranchMax_5 | 4 | 3 | 10 | HeaderMin_3HeaderMax_10 | 4 | INVALID
427 | 47 | 25709-2P-20HP VLSC | VLSC_25709_2P_20HP | 415.2757 | 415.2757 | 1661.103 | 4 | 0 | 4 | C | VLS_Inline | 2.5 | 2.5 | 2.5 | 5 | BranchMin_2.5BranchMax_5 | 4 | 3 | 10 | HeaderMin_3HeaderMax_10 | 5
427 | 47 | 25709-2P-20HP VLSC | VLSC_25709_2P_20HP | 415.2757 | 415.2757 | 1661.103 | 4 | 0 | 4 | C | VLS_Inline | 2.5 | 2.5 | 2.5 | 5 | BranchMin_2.5BranchMax_5 | 4 | 3 | 10 | HeaderMin_3HeaderMax_10 | 6
427 | 47 | 25709-2P-20HP VLSC | VLSC_25709_2P_20HP | 415.2757 | 415.2757 | 1661.103 | 4 | 0 | 4 | C | VLS_Inline | 2.5 | 2.5 | 2.5 | 5 | BranchMin_2.5BranchMax_5 | 4 | 3 | 10 | HeaderMin_3HeaderMax_10 | 8
427 | 47 | 25709-2P-20HP VLSC | VLSC_25709_2P_20HP | 415.2757 | 415.2757 | 1661.103 | 4 | 0 | 4 | C | VLS_Inline | 2.5 | 2.5 | 2.5 | 5 | BranchMin_2.5BranchMax_5 | 4 | 3 | 10 | HeaderMin_3HeaderMax_10 | 10
427 | 47 | 25709-2P-20HP VLSC | VLSC_25709_2P_20HP | 415.2757 | 415.2757 | 1661.103 | 4 | 0 | 4 | C | VLS_Inline | 2.5 | 2.5 | 2.5 | 5 | BranchMin_2.5BranchMax_5 | 5 | 3 | 10 | HeaderMin_3HeaderMax_10 | 3 | INVALID
427 | 47 | 25709-2P-20HP VLSC | VLSC_25709_2P_20HP | 415.2757 | 415.2757 | 1661.103 | 4 | 0 | 4 | C | VLS_Inline | 2.5 | 2.5 | 2.5 | 5 | BranchMin_2.5BranchMax_5 | 5 | 3 | 10 | HeaderMin_3HeaderMax_10 | 4 | INVALID
427 | 47 | 25709-2P-20HP VLSC | VLSC_25709_2P_20HP | 415.2757 | 415.2757 | 1661.103 | 4 | 0 | 4 | C | VLS_Inline | 2.5 | 2.5 | 2.5 | 5 | BranchMin_2.5BranchMax_5 | 5 | 3 | 10 | HeaderMin_3HeaderMax_10 | 5 | INVALID
427 | 47 | 25709-2P-20HP VLSC | VLSC_25709_2P_20HP | 415.2757 | 415.2757 | 1661.103 | 4 | 0 | 4 | C | VLS_Inline | 2.5 | 2.5 | 2.5 | 5 | BranchMin_2.5BranchMax_5 | 5 | 3 | 10 | HeaderMin_3HeaderMax_10 | 6
427 | 47 | 25709-2P-20HP VLSC | VLSC_25709_2P_20HP | 415.2757 | 415.2757 | 1661.103 | 4 | 0 | 4 | C | VLS_Inline | 2.5 | 2.5 | 2.5 | 5 | BranchMin_2.5BranchMax_5 | 5 | 3 | 10 | HeaderMin_3HeaderMax_10 | 8
427 | 47 | 25709-2P-20HP VLSC | VLSC_25709_2P_20HP | 415.2757 | 415.2757 | 1661.103 | 4 | 0 | 4 | C | VLS_Inline | 2.5 | 2.5 | 2.5 | 5 | BranchMin_2.5BranchMax_5 | 5 | 3 | 10 | HeaderMin_3HeaderMax_10 | 10
428 | 48 | 25709-2P-25HP VLSC | VLSC_25709_2P_25HP | 449.14 | 449.14 | 1796.5602 | 4 | 0 | 4 | C | VLS_Inline | 2.5 | 2.5 | 2.5 | 5 | BranchMin_2.5BranchMax_5 | 2.5 | 3 | 10 | HeaderMin_3HeaderMax_10 | 3
428 | 48 | 25709-2P-25HP VLSC | VLSC_25709_2P_25HP | 449.14 | 449.14 | 1796.5602 | 4 | 0 | 4 | C | VLS_Inline | 2.5 | 2.5 | 2.5 | 5 | BranchMin_2.5BranchMax_5 | 2.5 | 3 | 10 | HeaderMin_3HeaderMax_10 | 4
428 | 48 | 25709-2P-25HP VLSC | VLSC_25709_2P_25HP | 449.14 | 449.14 | 1796.5602 | 4 | 0 | 4 | C | VLS_Inline | 2.5 | 2.5 | 2.5 | 5 | BranchMin_2.5BranchMax_5 | 2.5 | 3 | 10 | HeaderMin_3HeaderMax_10 | 5
428 | 48 | 25709-2P-25HP VLSC | VLSC_25709_2P_25HP | 449.14 | 449.14 | 1796.5602 | 4 | 0 | 4 | C | VLS_Inline | 2.5 | 2.5 | 2.5 | 5 | BranchMin_2.5BranchMax_5 | 2.5 | 3 | 10 | HeaderMin_3HeaderMax_10 | 6
428 | 48 | 25709-2P-25HP VLSC | VLSC_25709_2P_25HP | 449.14 | 449.14 | 1796.5602 | 4 | 0 | 4 | C | VLS_Inline | 2.5 | 2.5 | 2.5 | 5 | BranchMin_2.5BranchMax_5 | 2.5 | 3 | 10 | HeaderMin_3HeaderMax_10 | 8
428 | 48 | 25709-2P-25HP VLSC | VLSC_25709_2P_25HP | 449.14 | 449.14 | 1796.5602 | 4 | 0 | 4 | C | VLS_Inline | 2.5 | 2.5 | 2.5 | 5 | BranchMin_2.5BranchMax_5 | 2.5 | 3 | 10 | HeaderMin_3HeaderMax_10 | 10
428 | 48 | 25709-2P-25HP VLSC | VLSC_25709_2P_25HP | 449.14 | 449.14 | 1796.5602 | 4 | 0 | 4 | C | VLS_Inline | 2.5 | 2.5 | 2.5 | 5 | BranchMin_2.5BranchMax_5 | 3 | 3 | 10 | HeaderMin_3HeaderMax_10 | 3 | INVALID
428 | 48 | 25709-2P-25HP VLSC | VLSC_25709_2P_25HP | 449.14 | 449.14 | 1796.5602 | 4 | 0 | 4 | C | VLS_Inline | 2.5 | 2.5 | 2.5 | 5 | BranchMin_2.5BranchMax_5 | 3 | 3 | 10 | HeaderMin_3HeaderMax_10 | 4
428 | 48 | 25709-2P-25HP VLSC | VLSC_25709_2P_25HP | 449.14 | 449.14 | 1796.5602 | 4 | 0 | 4 | C | VLS_Inline | 2.5 | 2.5 | 2.5 | 5 | BranchMin_2.5BranchMax_5 | 3 | 3 | 10 | HeaderMin_3HeaderMax_10 | 5
428 | 48 | 25709-2P-25HP VLSC | VLSC_25709_2P_25HP | 449.14 | 449.14 | 1796.5602 | 4 | 0 | 4 | C | VLS_Inline | 2.5 | 2.5 | 2.5 | 5 | BranchMin_2.5BranchMax_5 | 3 | 3 | 10 | HeaderMin_3HeaderMax_10 | 6
428 | 48 | 25709-2P-25HP VLSC | VLSC_25709_2P_25HP | 449.14 | 449.14 | 1796.5602 | 4 | 0 | 4 | C | VLS_Inline | 2.5 | 2.5 | 2.5 | 5 | BranchMin_2.5BranchMax_5 | 3 | 3 | 10 | HeaderMin_3HeaderMax_10 | 8
428 | 48 | 25709-2P-25HP VLSC | VLSC_25709_2P_25HP | 449.14 | 449.14 | 1796.5602 | 4 | 0 | 4 | C | VLS_Inline | 2.5 | 2.5 | 2.5 | 5 | BranchMin_2.5BranchMax_5 | 3 | 3 | 10 | HeaderMin_3HeaderMax_10 | 10
428 | 48 | 25709-2P-25HP VLSC | VLSC_25709_2P_25HP | 449.14 | 449.14 | 1796.5602 | 4 | 0 | 4 | C | VLS_Inline | 2.5 | 2.5 | 2.5 | 5 | BranchMin_2.5BranchMax_5 | 4 | 3 | 10 | HeaderMin_3HeaderMax_10 | 3 | INVALID
428 | 48 | 25709-2P-25HP VLSC | VLSC_25709_2P_25HP | 449.14 | 449.14 | 1796.5602 | 4 | 0 | 4 | C | VLS_Inline | 2.5 | 2.5 | 2.5 | 5 | BranchMin_2.5BranchMax_5 | 4 | 3 | 10 | HeaderMin_3HeaderMax_10 | 4 | INVALID
428 | 48 | 25709-2P-25HP VLSC | VLSC_25709_2P_25HP | 449.14 | 449.14 | 1796.5602 | 4 | 0 | 4 | C | VLS_Inline | 2.5 | 2.5 | 2.5 | 5 | BranchMin_2.5BranchMax_5 | 4 | 3 | 10 | HeaderMin_3HeaderMax_10 | 5
428 | 48 | 25709-2P-25HP VLSC | VLSC_25709_2P_25HP | 449.14 | 449.14 | 1796.5602 | 4 | 0 | 4 | C | VLS_Inline | 2.5 | 2.5 | 2.5 | 5 | BranchMin_2.5BranchMax_5 | 4 | 3 | 10 | HeaderMin_3HeaderMax_10 | 6
428 | 48 | 25709-2P-25HP VLSC | VLSC_25709_2P_25HP | 449.14 | 449.14 | 1796.5602 | 4 | 0 | 4 | C | VLS_Inline | 2.5 | 2.5 | 2.5 | 5 | BranchMin_2.5BranchMax_5 | 4 | 3 | 10 | HeaderMin_3HeaderMax_10 | 8
428 | 48 | 25709-2P-25HP VLSC | VLSC_25709_2P_25HP | 449.14 | 449.14 | 1796.5602 | 4 | 0 | 4 | C | VLS_Inline | 2.5 | 2.5 | 2.5 | 5 | BranchMin_2.5BranchMax_5 | 4 | 3 | 10 | HeaderMin_3HeaderMax_10 | 10
428 | 48 | 25709-2P-25HP VLSC | VLSC_25709_2P_25HP | 449.14 | 449.14 | 1796.5602 | 4 | 0 | 4 | C | VLS_Inline | 2.5 | 2.5 | 2.5 | 5 | BranchMin_2.5BranchMax_5 | 5 | 3 | 10 | HeaderMin_3HeaderMax_10 | 3 | INVALID
428 | 48 | 25709-2P-25HP VLSC | VLSC_25709_2P_25HP | 449.14 | 449.14 | 1796.5602 | 4 | 0 | 4 | C | VLS_Inline | 2.5 | 2.5 | 2.5 | 5 | BranchMin_2.5BranchMax_5 | 5 | 3 | 10 | HeaderMin_3HeaderMax_10 | 4 | INVALID
428 | 48 | 25709-2P-25HP VLSC | VLSC_25709_2P_25HP | 449.14 | 449.14 | 1796.5602 | 4 | 0 | 4 | C | VLS_Inline | 2.5 | 2.5 | 2.5 | 5 | BranchMin_2.5BranchMax_5 | 5 | 3 | 10 | HeaderMin_3HeaderMax_10 | 5 | INVALID
428 | 48 | 25709-2P-25HP VLSC | VLSC_25709_2P_25HP | 449.14 | 449.14 | 1796.5602 | 4 | 0 | 4 | C | VLS_Inline | 2.5 | 2.5 | 2.5 | 5 | BranchMin_2.5BranchMax_5 | 5 | 3 | 10 | HeaderMin_3HeaderMax_10 | 6
428 | 48 | 25709-2P-25HP VLSC | VLSC_25709_2P_25HP | 449.14 | 449.14 | 1796.5602 | 4 | 0 | 4 | C | VLS_Inline | 2.5 | 2.5 | 2.5 | 5 | BranchMin_2.5BranchMax_5 | 5 | 3 | 10 | HeaderMin_3HeaderMax_10 | 8
428 | 48 | 25709-2P-25HP VLSC | VLSC_25709_2P_25HP | 449.14 | 449.14 | 1796.5602 | 4 | 0 | 4 | C | VLS_Inline | 2.5 | 2.5 | 2.5 | 5 | BranchMin_2.5BranchMax_5 | 5 | 3 | 10 | HeaderMin_3HeaderMax_10 | 10
429 | 49 | 25709-4P-3HP VLSC | VLSC_25709_4P_3HP | 222.9265 | 222.9265 | 891.7062 | 4 | 0 | 4 | C | VLS_Inline | 2.5 | 2.5 | 2.5 | 4 | BranchMin_2.5BranchMax_4 | 2.5 | 3 | 6 | HeaderMin_3HeaderMax_6 | 3
429 | 49 | 25709-4P-3HP VLSC | VLSC_25709_4P_3HP | 222.9265 | 222.9265 | 891.7062 | 4 | 0 | 4 | C | VLS_Inline | 2.5 | 2.5 | 2.5 | 4 | BranchMin_2.5BranchMax_4 | 2.5 | 3 | 6 | HeaderMin_3HeaderMax_6 | 4
429 | 49 | 25709-4P-3HP VLSC | VLSC_25709_4P_3HP | 222.9265 | 222.9265 | 891.7062 | 4 | 0 | 4 | C | VLS_Inline | 2.5 | 2.5 | 2.5 | 4 | BranchMin_2.5BranchMax_4 | 2.5 | 3 | 6 | HeaderMin_3HeaderMax_6 | 5
429 | 49 | 25709-4P-3HP VLSC | VLSC_25709_4P_3HP | 222.9265 | 222.9265 | 891.7062 | 4 | 0 | 4 | C | VLS_Inline | 2.5 | 2.5 | 2.5 | 4 | BranchMin_2.5BranchMax_4 | 2.5 | 3 | 6 | HeaderMin_3HeaderMax_6 | 6
429 | 49 | 25709-4P-3HP VLSC | VLSC_25709_4P_3HP | 222.9265 | 222.9265 | 891.7062 | 4 | 0 | 4 | C | VLS_Inline | 2.5 | 2.5 | 2.5 | 4 | BranchMin_2.5BranchMax_4 | 3 | 3 | 6 | HeaderMin_3HeaderMax_6 | 3 | INVALID
429 | 49 | 25709-4P-3HP VLSC | VLSC_25709_4P_3HP | 222.9265 | 222.9265 | 891.7062 | 4 | 0 | 4 | C | VLS_Inline | 2.5 | 2.5 | 2.5 | 4 | BranchMin_2.5BranchMax_4 | 3 | 3 | 6 | HeaderMin_3HeaderMax_6 | 4
429 | 49 | 25709-4P-3HP VLSC | VLSC_25709_4P_3HP | 222.9265 | 222.9265 | 891.7062 | 4 | 0 | 4 | C | VLS_Inline | 2.5 | 2.5 | 2.5 | 4 | BranchMin_2.5BranchMax_4 | 3 | 3 | 6 | HeaderMin_3HeaderMax_6 | 5
429 | 49 | 25709-4P-3HP VLSC | VLSC_25709_4P_3HP | 222.9265 | 222.9265 | 891.7062 | 4 | 0 | 4 | C | VLS_Inline | 2.5 | 2.5 | 2.5 | 4 | BranchMin_2.5BranchMax_4 | 3 | 3 | 6 | HeaderMin_3HeaderMax_6 | 6
429 | 49 | 25709-4P-3HP VLSC | VLSC_25709_4P_3HP | 222.9265 | 222.9265 | 891.7062 | 4 | 0 | 4 | C | VLS_Inline | 2.5 | 2.5 | 2.5 | 4 | BranchMin_2.5BranchMax_4 | 4 | 3 | 6 | HeaderMin_3HeaderMax_6 | 3 | INVALID
429 | 49 | 25709-4P-3HP VLSC | VLSC_25709_4P_3HP | 222.9265 | 222.9265 | 891.7062 | 4 | 0 | 4 | C | VLS_Inline | 2.5 | 2.5 | 2.5 | 4 | BranchMin_2.5BranchMax_4 | 4 | 3 | 6 | HeaderMin_3HeaderMax_6 | 4 | INVALID
429 | 49 | 25709-4P-3HP VLSC | VLSC_25709_4P_3HP | 222.9265 | 222.9265 | 891.7062 | 4 | 0 | 4 | C | VLS_Inline | 2.5 | 2.5 | 2.5 | 4 | BranchMin_2.5BranchMax_4 | 4 | 3 | 6 | HeaderMin_3HeaderMax_6 | 5
429 | 49 | 25709-4P-3HP VLSC | VLSC_25709_4P_3HP | 222.9265 | 222.9265 | 891.7062 | 4 | 0 | 4 | C | VLS_Inline | 2.5 | 2.5 | 2.5 | 4 | BranchMin_2.5BranchMax_4 | 4 | 3 | 6 | HeaderMin_3HeaderMax_6 | 6
430 | 50 | 25953-2P-20HP VLSC | VLSC_25953_2P_20HP | 339.6329 | 339.6329 | 1358.5317 | 4 | 0 | 4 | C | VLS_Inline | 2.5 | 2.5 | 2.5 | 4 | BranchMin_2.5BranchMax_4 | 2.5 | 3 | 8 | HeaderMin_3HeaderMax_8 | 3
430 | 50 | 25953-2P-20HP VLSC | VLSC_25953_2P_20HP | 339.6329 | 339.6329 | 1358.5317 | 4 | 0 | 4 | C | VLS_Inline | 2.5 | 2.5 | 2.5 | 4 | BranchMin_2.5BranchMax_4 | 2.5 | 3 | 8 | HeaderMin_3HeaderMax_8 | 4
430 | 50 | 25953-2P-20HP VLSC | VLSC_25953_2P_20HP | 339.6329 | 339.6329 | 1358.5317 | 4 | 0 | 4 | C | VLS_Inline | 2.5 | 2.5 | 2.5 | 4 | BranchMin_2.5BranchMax_4 | 2.5 | 3 | 8 | HeaderMin_3HeaderMax_8 | 5
430 | 50 | 25953-2P-20HP VLSC | VLSC_25953_2P_20HP | 339.6329 | 339.6329 | 1358.5317 | 4 | 0 | 4 | C | VLS_Inline | 2.5 | 2.5 | 2.5 | 4 | BranchMin_2.5BranchMax_4 | 2.5 | 3 | 8 | HeaderMin_3HeaderMax_8 | 6
430 | 50 | 25953-2P-20HP VLSC | VLSC_25953_2P_20HP | 339.6329 | 339.6329 | 1358.5317 | 4 | 0 | 4 | C | VLS_Inline | 2.5 | 2.5 | 2.5 | 4 | BranchMin_2.5BranchMax_4 | 2.5 | 3 | 8 | HeaderMin_3HeaderMax_8 | 8
430 | 50 | 25953-2P-20HP VLSC | VLSC_25953_2P_20HP | 339.6329 | 339.6329 | 1358.5317 | 4 | 0 | 4 | C | VLS_Inline | 2.5 | 2.5 | 2.5 | 4 | BranchMin_2.5BranchMax_4 | 3 | 3 | 8 | HeaderMin_3HeaderMax_8 | 3 | INVALID
430 | 50 | 25953-2P-20HP VLSC | VLSC_25953_2P_20HP | 339.6329 | 339.6329 | 1358.5317 | 4 | 0 | 4 | C | VLS_Inline | 2.5 | 2.5 | 2.5 | 4 | BranchMin_2.5BranchMax_4 | 3 | 3 | 8 | HeaderMin_3HeaderMax_8 | 4
430 | 50 | 25953-2P-20HP VLSC | VLSC_25953_2P_20HP | 339.6329 | 339.6329 | 1358.5317 | 4 | 0 | 4 | C | VLS_Inline | 2.5 | 2.5 | 2.5 | 4 | BranchMin_2.5BranchMax_4 | 3 | 3 | 8 | HeaderMin_3HeaderMax_8 | 5
430 | 50 | 25953-2P-20HP VLSC | VLSC_25953_2P_20HP | 339.6329 | 339.6329 | 1358.5317 | 4 | 0 | 4 | C | VLS_Inline | 2.5 | 2.5 | 2.5 | 4 | BranchMin_2.5BranchMax_4 | 3 | 3 | 8 | HeaderMin_3HeaderMax_8 | 6
430 | 50 | 25953-2P-20HP VLSC | VLSC_25953_2P_20HP | 339.6329 | 339.6329 | 1358.5317 | 4 | 0 | 4 | C | VLS_Inline | 2.5 | 2.5 | 2.5 | 4 | BranchMin_2.5BranchMax_4 | 3 | 3 | 8 | HeaderMin_3HeaderMax_8 | 8
430 | 50 | 25953-2P-20HP VLSC | VLSC_25953_2P_20HP | 339.6329 | 339.6329 | 1358.5317 | 4 | 0 | 4 | C | VLS_Inline | 2.5 | 2.5 | 2.5 | 4 | BranchMin_2.5BranchMax_4 | 4 | 3 | 8 | HeaderMin_3HeaderMax_8 | 3 | INVALID
430 | 50 | 25953-2P-20HP VLSC | VLSC_25953_2P_20HP | 339.6329 | 339.6329 | 1358.5317 | 4 | 0 | 4 | C | VLS_Inline | 2.5 | 2.5 | 2.5 | 4 | BranchMin_2.5BranchMax_4 | 4 | 3 | 8 | HeaderMin_3HeaderMax_8 | 4 | INVALID
430 | 50 | 25953-2P-20HP VLSC | VLSC_25953_2P_20HP | 339.6329 | 339.6329 | 1358.5317 | 4 | 0 | 4 | C | VLS_Inline | 2.5 | 2.5 | 2.5 | 4 | BranchMin_2.5BranchMax_4 | 4 | 3 | 8 | HeaderMin_3HeaderMax_8 | 5
430 | 50 | 25953-2P-20HP VLSC | VLSC_25953_2P_20HP | 339.6329 | 339.6329 | 1358.5317 | 4 | 0 | 4 | C | VLS_Inline | 2.5 | 2.5 | 2.5 | 4 | BranchMin_2.5BranchMax_4 | 4 | 3 | 8 | HeaderMin_3HeaderMax_8 | 6
430 | 50 | 25953-2P-20HP VLSC | VLSC_25953_2P_20HP | 339.6329 | 339.6329 | 1358.5317 | 4 | 0 | 4 | C | VLS_Inline | 2.5 | 2.5 | 2.5 | 4 | BranchMin_2.5BranchMax_4 | 4 | 3 | 8 | HeaderMin_3HeaderMax_8 | 8
431 | 51 | 25953-2P-25HP VLSC | VLSC_25953_2P_25HP | 384.0902 | 384.0902 | 1536.3608 | 4 | 0 | 4 | C | VLS_Inline | 2.5 | 2.5 | 2.5 | 4 | BranchMin_2.5BranchMax_4 | 2.5 | 3 | 8 | HeaderMin_3HeaderMax_8 | 3
431 | 51 | 25953-2P-25HP VLSC | VLSC_25953_2P_25HP | 384.0902 | 384.0902 | 1536.3608 | 4 | 0 | 4 | C | VLS_Inline | 2.5 | 2.5 | 2.5 | 4 | BranchMin_2.5BranchMax_4 | 2.5 | 3 | 8 | HeaderMin_3HeaderMax_8 | 4
431 | 51 | 25953-2P-25HP VLSC | VLSC_25953_2P_25HP | 384.0902 | 384.0902 | 1536.3608 | 4 | 0 | 4 | C | VLS_Inline | 2.5 | 2.5 | 2.5 | 4 | BranchMin_2.5BranchMax_4 | 2.5 | 3 | 8 | HeaderMin_3HeaderMax_8 | 5
431 | 51 | 25953-2P-25HP VLSC | VLSC_25953_2P_25HP | 384.0902 | 384.0902 | 1536.3608 | 4 | 0 | 4 | C | VLS_Inline | 2.5 | 2.5 | 2.5 | 4 | BranchMin_2.5BranchMax_4 | 2.5 | 3 | 8 | HeaderMin_3HeaderMax_8 | 6
431 | 51 | 25953-2P-25HP VLSC | VLSC_25953_2P_25HP | 384.0902 | 384.0902 | 1536.3608 | 4 | 0 | 4 | C | VLS_Inline | 2.5 | 2.5 | 2.5 | 4 | BranchMin_2.5BranchMax_4 | 2.5 | 3 | 8 | HeaderMin_3HeaderMax_8 | 8
431 | 51 | 25953-2P-25HP VLSC | VLSC_25953_2P_25HP | 384.0902 | 384.0902 | 1536.3608 | 4 | 0 | 4 | C | VLS_Inline | 2.5 | 2.5 | 2.5 | 4 | BranchMin_2.5BranchMax_4 | 3 | 3 | 8 | HeaderMin_3HeaderMax_8 | 3 | INVALID
431 | 51 | 25953-2P-25HP VLSC | VLSC_25953_2P_25HP | 384.0902 | 384.0902 | 1536.3608 | 4 | 0 | 4 | C | VLS_Inline | 2.5 | 2.5 | 2.5 | 4 | BranchMin_2.5BranchMax_4 | 3 | 3 | 8 | HeaderMin_3HeaderMax_8 | 4
431 | 51 | 25953-2P-25HP VLSC | VLSC_25953_2P_25HP | 384.0902 | 384.0902 | 1536.3608 | 4 | 0 | 4 | C | VLS_Inline | 2.5 | 2.5 | 2.5 | 4 | BranchMin_2.5BranchMax_4 | 3 | 3 | 8 | HeaderMin_3HeaderMax_8 | 5
431 | 51 | 25953-2P-25HP VLSC | VLSC_25953_2P_25HP | 384.0902 | 384.0902 | 1536.3608 | 4 | 0 | 4 | C | VLS_Inline | 2.5 | 2.5 | 2.5 | 4 | BranchMin_2.5BranchMax_4 | 3 | 3 | 8 | HeaderMin_3HeaderMax_8 | 6
431 | 51 | 25953-2P-25HP VLSC | VLSC_25953_2P_25HP | 384.0902 | 384.0902 | 1536.3608 | 4 | 0 | 4 | C | VLS_Inline | 2.5 | 2.5 | 2.5 | 4 | BranchMin_2.5BranchMax_4 | 3 | 3 | 8 | HeaderMin_3HeaderMax_8 | 8
431 | 51 | 25953-2P-25HP VLSC | VLSC_25953_2P_25HP | 384.0902 | 384.0902 | 1536.3608 | 4 | 0 | 4 | C | VLS_Inline | 2.5 | 2.5 | 2.5 | 4 | BranchMin_2.5BranchMax_4 | 4 | 3 | 8 | HeaderMin_3HeaderMax_8 | 3 | INVALID
431 | 51 | 25953-2P-25HP VLSC | VLSC_25953_2P_25HP | 384.0902 | 384.0902 | 1536.3608 | 4 | 0 | 4 | C | VLS_Inline | 2.5 | 2.5 | 2.5 | 4 | BranchMin_2.5BranchMax_4 | 4 | 3 | 8 | HeaderMin_3HeaderMax_8 | 4 | INVALID
431 | 51 | 25953-2P-25HP VLSC | VLSC_25953_2P_25HP | 384.0902 | 384.0902 | 1536.3608 | 4 | 0 | 4 | C | VLS_Inline | 2.5 | 2.5 | 2.5 | 4 | BranchMin_2.5BranchMax_4 | 4 | 3 | 8 | HeaderMin_3HeaderMax_8 | 5
431 | 51 | 25953-2P-25HP VLSC | VLSC_25953_2P_25HP | 384.0902 | 384.0902 | 1536.3608 | 4 | 0 | 4 | C | VLS_Inline | 2.5 | 2.5 | 2.5 | 4 | BranchMin_2.5BranchMax_4 | 4 | 3 | 8 | HeaderMin_3HeaderMax_8 | 6
431 | 51 | 25953-2P-25HP VLSC | VLSC_25953_2P_25HP | 384.0902 | 384.0902 | 1536.3608 | 4 | 0 | 4 | C | VLS_Inline | 2.5 | 2.5 | 2.5 | 4 | BranchMin_2.5BranchMax_4 | 4 | 3 | 8 | HeaderMin_3HeaderMax_8 | 8
432 | 52 | 25953-2P-30HP VLSC | VLSC_25953_2P_30HP | 424.5536 | 424.5536 | 1698.2144 | 4 | 0 | 4 | C | VLS_Inline | 2.5 | 2.5 | 2.5 | 5 | BranchMin_2.5BranchMax_5 | 2.5 | 3 | 10 | HeaderMin_3HeaderMax_10 | 3
432 | 52 | 25953-2P-30HP VLSC | VLSC_25953_2P_30HP | 424.5536 | 424.5536 | 1698.2144 | 4 | 0 | 4 | C | VLS_Inline | 2.5 | 2.5 | 2.5 | 5 | BranchMin_2.5BranchMax_5 | 2.5 | 3 | 10 | HeaderMin_3HeaderMax_10 | 4
432 | 52 | 25953-2P-30HP VLSC | VLSC_25953_2P_30HP | 424.5536 | 424.5536 | 1698.2144 | 4 | 0 | 4 | C | VLS_Inline | 2.5 | 2.5 | 2.5 | 5 | BranchMin_2.5BranchMax_5 | 2.5 | 3 | 10 | HeaderMin_3HeaderMax_10 | 5
432 | 52 | 25953-2P-30HP VLSC | VLSC_25953_2P_30HP | 424.5536 | 424.5536 | 1698.2144 | 4 | 0 | 4 | C | VLS_Inline | 2.5 | 2.5 | 2.5 | 5 | BranchMin_2.5BranchMax_5 | 2.5 | 3 | 10 | HeaderMin_3HeaderMax_10 | 6
432 | 52 | 25953-2P-30HP VLSC | VLSC_25953_2P_30HP | 424.5536 | 424.5536 | 1698.2144 | 4 | 0 | 4 | C | VLS_Inline | 2.5 | 2.5 | 2.5 | 5 | BranchMin_2.5BranchMax_5 | 2.5 | 3 | 10 | HeaderMin_3HeaderMax_10 | 8
432 | 52 | 25953-2P-30HP VLSC | VLSC_25953_2P_30HP | 424.5536 | 424.5536 | 1698.2144 | 4 | 0 | 4 | C | VLS_Inline | 2.5 | 2.5 | 2.5 | 5 | BranchMin_2.5BranchMax_5 | 2.5 | 3 | 10 | HeaderMin_3HeaderMax_10 | 10
432 | 52 | 25953-2P-30HP VLSC | VLSC_25953_2P_30HP | 424.5536 | 424.5536 | 1698.2144 | 4 | 0 | 4 | C | VLS_Inline | 2.5 | 2.5 | 2.5 | 5 | BranchMin_2.5BranchMax_5 | 3 | 3 | 10 | HeaderMin_3HeaderMax_10 | 3 | INVALID
432 | 52 | 25953-2P-30HP VLSC | VLSC_25953_2P_30HP | 424.5536 | 424.5536 | 1698.2144 | 4 | 0 | 4 | C | VLS_Inline | 2.5 | 2.5 | 2.5 | 5 | BranchMin_2.5BranchMax_5 | 3 | 3 | 10 | HeaderMin_3HeaderMax_10 | 4
432 | 52 | 25953-2P-30HP VLSC | VLSC_25953_2P_30HP | 424.5536 | 424.5536 | 1698.2144 | 4 | 0 | 4 | C | VLS_Inline | 2.5 | 2.5 | 2.5 | 5 | BranchMin_2.5BranchMax_5 | 3 | 3 | 10 | HeaderMin_3HeaderMax_10 | 5
432 | 52 | 25953-2P-30HP VLSC | VLSC_25953_2P_30HP | 424.5536 | 424.5536 | 1698.2144 | 4 | 0 | 4 | C | VLS_Inline | 2.5 | 2.5 | 2.5 | 5 | BranchMin_2.5BranchMax_5 | 3 | 3 | 10 | HeaderMin_3HeaderMax_10 | 6
432 | 52 | 25953-2P-30HP VLSC | VLSC_25953_2P_30HP | 424.5536 | 424.5536 | 1698.2144 | 4 | 0 | 4 | C | VLS_Inline | 2.5 | 2.5 | 2.5 | 5 | BranchMin_2.5BranchMax_5 | 3 | 3 | 10 | HeaderMin_3HeaderMax_10 | 8
432 | 52 | 25953-2P-30HP VLSC | VLSC_25953_2P_30HP | 424.5536 | 424.5536 | 1698.2144 | 4 | 0 | 4 | C | VLS_Inline | 2.5 | 2.5 | 2.5 | 5 | BranchMin_2.5BranchMax_5 | 3 | 3 | 10 | HeaderMin_3HeaderMax_10 | 10
432 | 52 | 25953-2P-30HP VLSC | VLSC_25953_2P_30HP | 424.5536 | 424.5536 | 1698.2144 | 4 | 0 | 4 | C | VLS_Inline | 2.5 | 2.5 | 2.5 | 5 | BranchMin_2.5BranchMax_5 | 4 | 3 | 10 | HeaderMin_3HeaderMax_10 | 3 | INVALID
432 | 52 | 25953-2P-30HP VLSC | VLSC_25953_2P_30HP | 424.5536 | 424.5536 | 1698.2144 | 4 | 0 | 4 | C | VLS_Inline | 2.5 | 2.5 | 2.5 | 5 | BranchMin_2.5BranchMax_5 | 4 | 3 | 10 | HeaderMin_3HeaderMax_10 | 4 | INVALID
432 | 52 | 25953-2P-30HP VLSC | VLSC_25953_2P_30HP | 424.5536 | 424.5536 | 1698.2144 | 4 | 0 | 4 | C | VLS_Inline | 2.5 | 2.5 | 2.5 | 5 | BranchMin_2.5BranchMax_5 | 4 | 3 | 10 | HeaderMin_3HeaderMax_10 | 5
432 | 52 | 25953-2P-30HP VLSC | VLSC_25953_2P_30HP | 424.5536 | 424.5536 | 1698.2144 | 4 | 0 | 4 | C | VLS_Inline | 2.5 | 2.5 | 2.5 | 5 | BranchMin_2.5BranchMax_5 | 4 | 3 | 10 | HeaderMin_3HeaderMax_10 | 6
432 | 52 | 25953-2P-30HP VLSC | VLSC_25953_2P_30HP | 424.5536 | 424.5536 | 1698.2144 | 4 | 0 | 4 | C | VLS_Inline | 2.5 | 2.5 | 2.5 | 5 | BranchMin_2.5BranchMax_5 | 4 | 3 | 10 | HeaderMin_3HeaderMax_10 | 8
432 | 52 | 25953-2P-30HP VLSC | VLSC_25953_2P_30HP | 424.5536 | 424.5536 | 1698.2144 | 4 | 0 | 4 | C | VLS_Inline | 2.5 | 2.5 | 2.5 | 5 | BranchMin_2.5BranchMax_5 | 4 | 3 | 10 | HeaderMin_3HeaderMax_10 | 10
432 | 52 | 25953-2P-30HP VLSC | VLSC_25953_2P_30HP | 424.5536 | 424.5536 | 1698.2144 | 4 | 0 | 4 | C | VLS_Inline | 2.5 | 2.5 | 2.5 | 5 | BranchMin_2.5BranchMax_5 | 5 | 3 | 10 | HeaderMin_3HeaderMax_10 | 3 | INVALID
432 | 52 | 25953-2P-30HP VLSC | VLSC_25953_2P_30HP | 424.5536 | 424.5536 | 1698.2144 | 4 | 0 | 4 | C | VLS_Inline | 2.5 | 2.5 | 2.5 | 5 | BranchMin_2.5BranchMax_5 | 5 | 3 | 10 | HeaderMin_3HeaderMax_10 | 4 | INVALID
432 | 52 | 25953-2P-30HP VLSC | VLSC_25953_2P_30HP | 424.5536 | 424.5536 | 1698.2144 | 4 | 0 | 4 | C | VLS_Inline | 2.5 | 2.5 | 2.5 | 5 | BranchMin_2.5BranchMax_5 | 5 | 3 | 10 | HeaderMin_3HeaderMax_10 | 5 | INVALID
432 | 52 | 25953-2P-30HP VLSC | VLSC_25953_2P_30HP | 424.5536 | 424.5536 | 1698.2144 | 4 | 0 | 4 | C | VLS_Inline | 2.5 | 2.5 | 2.5 | 5 | BranchMin_2.5BranchMax_5 | 5 | 3 | 10 | HeaderMin_3HeaderMax_10 | 6
432 | 52 | 25953-2P-30HP VLSC | VLSC_25953_2P_30HP | 424.5536 | 424.5536 | 1698.2144 | 4 | 0 | 4 | C | VLS_Inline | 2.5 | 2.5 | 2.5 | 5 | BranchMin_2.5BranchMax_5 | 5 | 3 | 10 | HeaderMin_3HeaderMax_10 | 8
432 | 52 | 25953-2P-30HP VLSC | VLSC_25953_2P_30HP | 424.5536 | 424.5536 | 1698.2144 | 4 | 0 | 4 | C | VLS_Inline | 2.5 | 2.5 | 2.5 | 5 | BranchMin_2.5BranchMax_5 | 5 | 3 | 10 | HeaderMin_3HeaderMax_10 | 10
433 | 53 | 25953-2P-40HP VLSC | VLSC_25953_2P_40HP | 491.3603 | 491.3603 | 1965.4411 | 4 | 0 | 4 | C | VLS_Inline | 2.5 | 2.5 | 2.5 | 5 | BranchMin_2.5BranchMax_5 | 2.5 | 3 | 10 | HeaderMin_3HeaderMax_10 | 3
433 | 53 | 25953-2P-40HP VLSC | VLSC_25953_2P_40HP | 491.3603 | 491.3603 | 1965.4411 | 4 | 0 | 4 | C | VLS_Inline | 2.5 | 2.5 | 2.5 | 5 | BranchMin_2.5BranchMax_5 | 2.5 | 3 | 10 | HeaderMin_3HeaderMax_10 | 4
433 | 53 | 25953-2P-40HP VLSC | VLSC_25953_2P_40HP | 491.3603 | 491.3603 | 1965.4411 | 4 | 0 | 4 | C | VLS_Inline | 2.5 | 2.5 | 2.5 | 5 | BranchMin_2.5BranchMax_5 | 2.5 | 3 | 10 | HeaderMin_3HeaderMax_10 | 5
433 | 53 | 25953-2P-40HP VLSC | VLSC_25953_2P_40HP | 491.3603 | 491.3603 | 1965.4411 | 4 | 0 | 4 | C | VLS_Inline | 2.5 | 2.5 | 2.5 | 5 | BranchMin_2.5BranchMax_5 | 2.5 | 3 | 10 | HeaderMin_3HeaderMax_10 | 6
433 | 53 | 25953-2P-40HP VLSC | VLSC_25953_2P_40HP | 491.3603 | 491.3603 | 1965.4411 | 4 | 0 | 4 | C | VLS_Inline | 2.5 | 2.5 | 2.5 | 5 | BranchMin_2.5BranchMax_5 | 2.5 | 3 | 10 | HeaderMin_3HeaderMax_10 | 8
433 | 53 | 25953-2P-40HP VLSC | VLSC_25953_2P_40HP | 491.3603 | 491.3603 | 1965.4411 | 4 | 0 | 4 | C | VLS_Inline | 2.5 | 2.5 | 2.5 | 5 | BranchMin_2.5BranchMax_5 | 2.5 | 3 | 10 | HeaderMin_3HeaderMax_10 | 10
433 | 53 | 25953-2P-40HP VLSC | VLSC_25953_2P_40HP | 491.3603 | 491.3603 | 1965.4411 | 4 | 0 | 4 | C | VLS_Inline | 2.5 | 2.5 | 2.5 | 5 | BranchMin_2.5BranchMax_5 | 3 | 3 | 10 | HeaderMin_3HeaderMax_10 | 3 | INVALID
433 | 53 | 25953-2P-40HP VLSC | VLSC_25953_2P_40HP | 491.3603 | 491.3603 | 1965.4411 | 4 | 0 | 4 | C | VLS_Inline | 2.5 | 2.5 | 2.5 | 5 | BranchMin_2.5BranchMax_5 | 3 | 3 | 10 | HeaderMin_3HeaderMax_10 | 4
433 | 53 | 25953-2P-40HP VLSC | VLSC_25953_2P_40HP | 491.3603 | 491.3603 | 1965.4411 | 4 | 0 | 4 | C | VLS_Inline | 2.5 | 2.5 | 2.5 | 5 | BranchMin_2.5BranchMax_5 | 3 | 3 | 10 | HeaderMin_3HeaderMax_10 | 5
433 | 53 | 25953-2P-40HP VLSC | VLSC_25953_2P_40HP | 491.3603 | 491.3603 | 1965.4411 | 4 | 0 | 4 | C | VLS_Inline | 2.5 | 2.5 | 2.5 | 5 | BranchMin_2.5BranchMax_5 | 3 | 3 | 10 | HeaderMin_3HeaderMax_10 | 6
433 | 53 | 25953-2P-40HP VLSC | VLSC_25953_2P_40HP | 491.3603 | 491.3603 | 1965.4411 | 4 | 0 | 4 | C | VLS_Inline | 2.5 | 2.5 | 2.5 | 5 | BranchMin_2.5BranchMax_5 | 3 | 3 | 10 | HeaderMin_3HeaderMax_10 | 8
433 | 53 | 25953-2P-40HP VLSC | VLSC_25953_2P_40HP | 491.3603 | 491.3603 | 1965.4411 | 4 | 0 | 4 | C | VLS_Inline | 2.5 | 2.5 | 2.5 | 5 | BranchMin_2.5BranchMax_5 | 3 | 3 | 10 | HeaderMin_3HeaderMax_10 | 10
433 | 53 | 25953-2P-40HP VLSC | VLSC_25953_2P_40HP | 491.3603 | 491.3603 | 1965.4411 | 4 | 0 | 4 | C | VLS_Inline | 2.5 | 2.5 | 2.5 | 5 | BranchMin_2.5BranchMax_5 | 4 | 3 | 10 | HeaderMin_3HeaderMax_10 | 3 | INVALID
433 | 53 | 25953-2P-40HP VLSC | VLSC_25953_2P_40HP | 491.3603 | 491.3603 | 1965.4411 | 4 | 0 | 4 | C | VLS_Inline | 2.5 | 2.5 | 2.5 | 5 | BranchMin_2.5BranchMax_5 | 4 | 3 | 10 | HeaderMin_3HeaderMax_10 | 4 | INVALID
433 | 53 | 25953-2P-40HP VLSC | VLSC_25953_2P_40HP | 491.3603 | 491.3603 | 1965.4411 | 4 | 0 | 4 | C | VLS_Inline | 2.5 | 2.5 | 2.5 | 5 | BranchMin_2.5BranchMax_5 | 4 | 3 | 10 | HeaderMin_3HeaderMax_10 | 5
433 | 53 | 25953-2P-40HP VLSC | VLSC_25953_2P_40HP | 491.3603 | 491.3603 | 1965.4411 | 4 | 0 | 4 | C | VLS_Inline | 2.5 | 2.5 | 2.5 | 5 | BranchMin_2.5BranchMax_5 | 4 | 3 | 10 | HeaderMin_3HeaderMax_10 | 6
433 | 53 | 25953-2P-40HP VLSC | VLSC_25953_2P_40HP | 491.3603 | 491.3603 | 1965.4411 | 4 | 0 | 4 | C | VLS_Inline | 2.5 | 2.5 | 2.5 | 5 | BranchMin_2.5BranchMax_5 | 4 | 3 | 10 | HeaderMin_3HeaderMax_10 | 8
433 | 53 | 25953-2P-40HP VLSC | VLSC_25953_2P_40HP | 491.3603 | 491.3603 | 1965.4411 | 4 | 0 | 4 | C | VLS_Inline | 2.5 | 2.5 | 2.5 | 5 | BranchMin_2.5BranchMax_5 | 4 | 3 | 10 | HeaderMin_3HeaderMax_10 | 10
433 | 53 | 25953-2P-40HP VLSC | VLSC_25953_2P_40HP | 491.3603 | 491.3603 | 1965.4411 | 4 | 0 | 4 | C | VLS_Inline | 2.5 | 2.5 | 2.5 | 5 | BranchMin_2.5BranchMax_5 | 5 | 3 | 10 | HeaderMin_3HeaderMax_10 | 3 | INVALID
433 | 53 | 25953-2P-40HP VLSC | VLSC_25953_2P_40HP | 491.3603 | 491.3603 | 1965.4411 | 4 | 0 | 4 | C | VLS_Inline | 2.5 | 2.5 | 2.5 | 5 | BranchMin_2.5BranchMax_5 | 5 | 3 | 10 | HeaderMin_3HeaderMax_10 | 4 | INVALID
433 | 53 | 25953-2P-40HP VLSC | VLSC_25953_2P_40HP | 491.3603 | 491.3603 | 1965.4411 | 4 | 0 | 4 | C | VLS_Inline | 2.5 | 2.5 | 2.5 | 5 | BranchMin_2.5BranchMax_5 | 5 | 3 | 10 | HeaderMin_3HeaderMax_10 | 5 | INVALID
433 | 53 | 25953-2P-40HP VLSC | VLSC_25953_2P_40HP | 491.3603 | 491.3603 | 1965.4411 | 4 | 0 | 4 | C | VLS_Inline | 2.5 | 2.5 | 2.5 | 5 | BranchMin_2.5BranchMax_5 | 5 | 3 | 10 | HeaderMin_3HeaderMax_10 | 6
433 | 53 | 25953-2P-40HP VLSC | VLSC_25953_2P_40HP | 491.3603 | 491.3603 | 1965.4411 | 4 | 0 | 4 | C | VLS_Inline | 2.5 | 2.5 | 2.5 | 5 | BranchMin_2.5BranchMax_5 | 5 | 3 | 10 | HeaderMin_3HeaderMax_10 | 8
433 | 53 | 25953-2P-40HP VLSC | VLSC_25953_2P_40HP | 491.3603 | 491.3603 | 1965.4411 | 4 | 0 | 4 | C | VLS_Inline | 2.5 | 2.5 | 2.5 | 5 | BranchMin_2.5BranchMax_5 | 5 | 3 | 10 | HeaderMin_3HeaderMax_10 | 10
434 | 54 | 25953-2P-50HP VLSC | VLSC_25953_2P_50HP | 551.7418 | 551.7418 | 2206.9672 | 4 | 0 | 4 | C | VLS_Inline | 2.5 | 2.5 | 2.5 | 5 | BranchMin_2.5BranchMax_5 | 2.5 | 3 | 10 | HeaderMin_3HeaderMax_10 | 3
434 | 54 | 25953-2P-50HP VLSC | VLSC_25953_2P_50HP | 551.7418 | 551.7418 | 2206.9672 | 4 | 0 | 4 | C | VLS_Inline | 2.5 | 2.5 | 2.5 | 5 | BranchMin_2.5BranchMax_5 | 2.5 | 3 | 10 | HeaderMin_3HeaderMax_10 | 4
434 | 54 | 25953-2P-50HP VLSC | VLSC_25953_2P_50HP | 551.7418 | 551.7418 | 2206.9672 | 4 | 0 | 4 | C | VLS_Inline | 2.5 | 2.5 | 2.5 | 5 | BranchMin_2.5BranchMax_5 | 2.5 | 3 | 10 | HeaderMin_3HeaderMax_10 | 5
434 | 54 | 25953-2P-50HP VLSC | VLSC_25953_2P_50HP | 551.7418 | 551.7418 | 2206.9672 | 4 | 0 | 4 | C | VLS_Inline | 2.5 | 2.5 | 2.5 | 5 | BranchMin_2.5BranchMax_5 | 2.5 | 3 | 10 | HeaderMin_3HeaderMax_10 | 6
434 | 54 | 25953-2P-50HP VLSC | VLSC_25953_2P_50HP | 551.7418 | 551.7418 | 2206.9672 | 4 | 0 | 4 | C | VLS_Inline | 2.5 | 2.5 | 2.5 | 5 | BranchMin_2.5BranchMax_5 | 2.5 | 3 | 10 | HeaderMin_3HeaderMax_10 | 8
434 | 54 | 25953-2P-50HP VLSC | VLSC_25953_2P_50HP | 551.7418 | 551.7418 | 2206.9672 | 4 | 0 | 4 | C | VLS_Inline | 2.5 | 2.5 | 2.5 | 5 | BranchMin_2.5BranchMax_5 | 2.5 | 3 | 10 | HeaderMin_3HeaderMax_10 | 10
434 | 54 | 25953-2P-50HP VLSC | VLSC_25953_2P_50HP | 551.7418 | 551.7418 | 2206.9672 | 4 | 0 | 4 | C | VLS_Inline | 2.5 | 2.5 | 2.5 | 5 | BranchMin_2.5BranchMax_5 | 3 | 3 | 10 | HeaderMin_3HeaderMax_10 | 3 | INVALID
434 | 54 | 25953-2P-50HP VLSC | VLSC_25953_2P_50HP | 551.7418 | 551.7418 | 2206.9672 | 4 | 0 | 4 | C | VLS_Inline | 2.5 | 2.5 | 2.5 | 5 | BranchMin_2.5BranchMax_5 | 3 | 3 | 10 | HeaderMin_3HeaderMax_10 | 4
434 | 54 | 25953-2P-50HP VLSC | VLSC_25953_2P_50HP | 551.7418 | 551.7418 | 2206.9672 | 4 | 0 | 4 | C | VLS_Inline | 2.5 | 2.5 | 2.5 | 5 | BranchMin_2.5BranchMax_5 | 3 | 3 | 10 | HeaderMin_3HeaderMax_10 | 5
434 | 54 | 25953-2P-50HP VLSC | VLSC_25953_2P_50HP | 551.7418 | 551.7418 | 2206.9672 | 4 | 0 | 4 | C | VLS_Inline | 2.5 | 2.5 | 2.5 | 5 | BranchMin_2.5BranchMax_5 | 3 | 3 | 10 | HeaderMin_3HeaderMax_10 | 6
434 | 54 | 25953-2P-50HP VLSC | VLSC_25953_2P_50HP | 551.7418 | 551.7418 | 2206.9672 | 4 | 0 | 4 | C | VLS_Inline | 2.5 | 2.5 | 2.5 | 5 | BranchMin_2.5BranchMax_5 | 3 | 3 | 10 | HeaderMin_3HeaderMax_10 | 8
434 | 54 | 25953-2P-50HP VLSC | VLSC_25953_2P_50HP | 551.7418 | 551.7418 | 2206.9672 | 4 | 0 | 4 | C | VLS_Inline | 2.5 | 2.5 | 2.5 | 5 | BranchMin_2.5BranchMax_5 | 3 | 3 | 10 | HeaderMin_3HeaderMax_10 | 10
434 | 54 | 25953-2P-50HP VLSC | VLSC_25953_2P_50HP | 551.7418 | 551.7418 | 2206.9672 | 4 | 0 | 4 | C | VLS_Inline | 2.5 | 2.5 | 2.5 | 5 | BranchMin_2.5BranchMax_5 | 4 | 3 | 10 | HeaderMin_3HeaderMax_10 | 3 | INVALID
434 | 54 | 25953-2P-50HP VLSC | VLSC_25953_2P_50HP | 551.7418 | 551.7418 | 2206.9672 | 4 | 0 | 4 | C | VLS_Inline | 2.5 | 2.5 | 2.5 | 5 | BranchMin_2.5BranchMax_5 | 4 | 3 | 10 | HeaderMin_3HeaderMax_10 | 4 | INVALID
434 | 54 | 25953-2P-50HP VLSC | VLSC_25953_2P_50HP | 551.7418 | 551.7418 | 2206.9672 | 4 | 0 | 4 | C | VLS_Inline | 2.5 | 2.5 | 2.5 | 5 | BranchMin_2.5BranchMax_5 | 4 | 3 | 10 | HeaderMin_3HeaderMax_10 | 5
434 | 54 | 25953-2P-50HP VLSC | VLSC_25953_2P_50HP | 551.7418 | 551.7418 | 2206.9672 | 4 | 0 | 4 | C | VLS_Inline | 2.5 | 2.5 | 2.5 | 5 | BranchMin_2.5BranchMax_5 | 4 | 3 | 10 | HeaderMin_3HeaderMax_10 | 6
434 | 54 | 25953-2P-50HP VLSC | VLSC_25953_2P_50HP | 551.7418 | 551.7418 | 2206.9672 | 4 | 0 | 4 | C | VLS_Inline | 2.5 | 2.5 | 2.5 | 5 | BranchMin_2.5BranchMax_5 | 4 | 3 | 10 | HeaderMin_3HeaderMax_10 | 8
434 | 54 | 25953-2P-50HP VLSC | VLSC_25953_2P_50HP | 551.7418 | 551.7418 | 2206.9672 | 4 | 0 | 4 | C | VLS_Inline | 2.5 | 2.5 | 2.5 | 5 | BranchMin_2.5BranchMax_5 | 4 | 3 | 10 | HeaderMin_3HeaderMax_10 | 10
434 | 54 | 25953-2P-50HP VLSC | VLSC_25953_2P_50HP | 551.7418 | 551.7418 | 2206.9672 | 4 | 0 | 4 | C | VLS_Inline | 2.5 | 2.5 | 2.5 | 5 | BranchMin_2.5BranchMax_5 | 5 | 3 | 10 | HeaderMin_3HeaderMax_10 | 3 | INVALID
434 | 54 | 25953-2P-50HP VLSC | VLSC_25953_2P_50HP | 551.7418 | 551.7418 | 2206.9672 | 4 | 0 | 4 | C | VLS_Inline | 2.5 | 2.5 | 2.5 | 5 | BranchMin_2.5BranchMax_5 | 5 | 3 | 10 | HeaderMin_3HeaderMax_10 | 4 | INVALID
434 | 54 | 25953-2P-50HP VLSC | VLSC_25953_2P_50HP | 551.7418 | 551.7418 | 2206.9672 | 4 | 0 | 4 | C | VLS_Inline | 2.5 | 2.5 | 2.5 | 5 | BranchMin_2.5BranchMax_5 | 5 | 3 | 10 | HeaderMin_3HeaderMax_10 | 5 | INVALID
434 | 54 | 25953-2P-50HP VLSC | VLSC_25953_2P_50HP | 551.7418 | 551.7418 | 2206.9672 | 4 | 0 | 4 | C | VLS_Inline | 2.5 | 2.5 | 2.5 | 5 | BranchMin_2.5BranchMax_5 | 5 | 3 | 10 | HeaderMin_3HeaderMax_10 | 6
434 | 54 | 25953-2P-50HP VLSC | VLSC_25953_2P_50HP | 551.7418 | 551.7418 | 2206.9672 | 4 | 0 | 4 | C | VLS_Inline | 2.5 | 2.5 | 2.5 | 5 | BranchMin_2.5BranchMax_5 | 5 | 3 | 10 | HeaderMin_3HeaderMax_10 | 8
434 | 54 | 25953-2P-50HP VLSC | VLSC_25953_2P_50HP | 551.7418 | 551.7418 | 2206.9672 | 4 | 0 | 4 | C | VLS_Inline | 2.5 | 2.5 | 2.5 | 5 | BranchMin_2.5BranchMax_5 | 5 | 3 | 10 | HeaderMin_3HeaderMax_10 | 10
435 | 55 | 25953-2P-60HP VLSC | VLSC_25953_2P_60HP | 573.0512 | 573.0512 | 2292.2049 | 4 | 0 | 4 | C | VLS_Inline | 2.5 | 2.5 | 2.5 | 5 | BranchMin_2.5BranchMax_5 | 2.5 | 3 | 10 | HeaderMin_3HeaderMax_10 | 3
435 | 55 | 25953-2P-60HP VLSC | VLSC_25953_2P_60HP | 573.0512 | 573.0512 | 2292.2049 | 4 | 0 | 4 | C | VLS_Inline | 2.5 | 2.5 | 2.5 | 5 | BranchMin_2.5BranchMax_5 | 2.5 | 3 | 10 | HeaderMin_3HeaderMax_10 | 4
435 | 55 | 25953-2P-60HP VLSC | VLSC_25953_2P_60HP | 573.0512 | 573.0512 | 2292.2049 | 4 | 0 | 4 | C | VLS_Inline | 2.5 | 2.5 | 2.5 | 5 | BranchMin_2.5BranchMax_5 | 2.5 | 3 | 10 | HeaderMin_3HeaderMax_10 | 5
435 | 55 | 25953-2P-60HP VLSC | VLSC_25953_2P_60HP | 573.0512 | 573.0512 | 2292.2049 | 4 | 0 | 4 | C | VLS_Inline | 2.5 | 2.5 | 2.5 | 5 | BranchMin_2.5BranchMax_5 | 2.5 | 3 | 10 | HeaderMin_3HeaderMax_10 | 6
435 | 55 | 25953-2P-60HP VLSC | VLSC_25953_2P_60HP | 573.0512 | 573.0512 | 2292.2049 | 4 | 0 | 4 | C | VLS_Inline | 2.5 | 2.5 | 2.5 | 5 | BranchMin_2.5BranchMax_5 | 2.5 | 3 | 10 | HeaderMin_3HeaderMax_10 | 8
435 | 55 | 25953-2P-60HP VLSC | VLSC_25953_2P_60HP | 573.0512 | 573.0512 | 2292.2049 | 4 | 0 | 4 | C | VLS_Inline | 2.5 | 2.5 | 2.5 | 5 | BranchMin_2.5BranchMax_5 | 2.5 | 3 | 10 | HeaderMin_3HeaderMax_10 | 10
435 | 55 | 25953-2P-60HP VLSC | VLSC_25953_2P_60HP | 573.0512 | 573.0512 | 2292.2049 | 4 | 0 | 4 | C | VLS_Inline | 2.5 | 2.5 | 2.5 | 5 | BranchMin_2.5BranchMax_5 | 3 | 3 | 10 | HeaderMin_3HeaderMax_10 | 3 | INVALID
435 | 55 | 25953-2P-60HP VLSC | VLSC_25953_2P_60HP | 573.0512 | 573.0512 | 2292.2049 | 4 | 0 | 4 | C | VLS_Inline | 2.5 | 2.5 | 2.5 | 5 | BranchMin_2.5BranchMax_5 | 3 | 3 | 10 | HeaderMin_3HeaderMax_10 | 4
435 | 55 | 25953-2P-60HP VLSC | VLSC_25953_2P_60HP | 573.0512 | 573.0512 | 2292.2049 | 4 | 0 | 4 | C | VLS_Inline | 2.5 | 2.5 | 2.5 | 5 | BranchMin_2.5BranchMax_5 | 3 | 3 | 10 | HeaderMin_3HeaderMax_10 | 5
435 | 55 | 25953-2P-60HP VLSC | VLSC_25953_2P_60HP | 573.0512 | 573.0512 | 2292.2049 | 4 | 0 | 4 | C | VLS_Inline | 2.5 | 2.5 | 2.5 | 5 | BranchMin_2.5BranchMax_5 | 3 | 3 | 10 | HeaderMin_3HeaderMax_10 | 6
435 | 55 | 25953-2P-60HP VLSC | VLSC_25953_2P_60HP | 573.0512 | 573.0512 | 2292.2049 | 4 | 0 | 4 | C | VLS_Inline | 2.5 | 2.5 | 2.5 | 5 | BranchMin_2.5BranchMax_5 | 3 | 3 | 10 | HeaderMin_3HeaderMax_10 | 8
435 | 55 | 25953-2P-60HP VLSC | VLSC_25953_2P_60HP | 573.0512 | 573.0512 | 2292.2049 | 4 | 0 | 4 | C | VLS_Inline | 2.5 | 2.5 | 2.5 | 5 | BranchMin_2.5BranchMax_5 | 3 | 3 | 10 | HeaderMin_3HeaderMax_10 | 10
435 | 55 | 25953-2P-60HP VLSC | VLSC_25953_2P_60HP | 573.0512 | 573.0512 | 2292.2049 | 4 | 0 | 4 | C | VLS_Inline | 2.5 | 2.5 | 2.5 | 5 | BranchMin_2.5BranchMax_5 | 4 | 3 | 10 | HeaderMin_3HeaderMax_10 | 3 | INVALID
435 | 55 | 25953-2P-60HP VLSC | VLSC_25953_2P_60HP | 573.0512 | 573.0512 | 2292.2049 | 4 | 0 | 4 | C | VLS_Inline | 2.5 | 2.5 | 2.5 | 5 | BranchMin_2.5BranchMax_5 | 4 | 3 | 10 | HeaderMin_3HeaderMax_10 | 4 | INVALID
435 | 55 | 25953-2P-60HP VLSC | VLSC_25953_2P_60HP | 573.0512 | 573.0512 | 2292.2049 | 4 | 0 | 4 | C | VLS_Inline | 2.5 | 2.5 | 2.5 | 5 | BranchMin_2.5BranchMax_5 | 4 | 3 | 10 | HeaderMin_3HeaderMax_10 | 5
435 | 55 | 25953-2P-60HP VLSC | VLSC_25953_2P_60HP | 573.0512 | 573.0512 | 2292.2049 | 4 | 0 | 4 | C | VLS_Inline | 2.5 | 2.5 | 2.5 | 5 | BranchMin_2.5BranchMax_5 | 4 | 3 | 10 | HeaderMin_3HeaderMax_10 | 6
435 | 55 | 25953-2P-60HP VLSC | VLSC_25953_2P_60HP | 573.0512 | 573.0512 | 2292.2049 | 4 | 0 | 4 | C | VLS_Inline | 2.5 | 2.5 | 2.5 | 5 | BranchMin_2.5BranchMax_5 | 4 | 3 | 10 | HeaderMin_3HeaderMax_10 | 8
435 | 55 | 25953-2P-60HP VLSC | VLSC_25953_2P_60HP | 573.0512 | 573.0512 | 2292.2049 | 4 | 0 | 4 | C | VLS_Inline | 2.5 | 2.5 | 2.5 | 5 | BranchMin_2.5BranchMax_5 | 4 | 3 | 10 | HeaderMin_3HeaderMax_10 | 10
435 | 55 | 25953-2P-60HP VLSC | VLSC_25953_2P_60HP | 573.0512 | 573.0512 | 2292.2049 | 4 | 0 | 4 | C | VLS_Inline | 2.5 | 2.5 | 2.5 | 5 | BranchMin_2.5BranchMax_5 | 5 | 3 | 10 | HeaderMin_3HeaderMax_10 | 3 | INVALID
435 | 55 | 25953-2P-60HP VLSC | VLSC_25953_2P_60HP | 573.0512 | 573.0512 | 2292.2049 | 4 | 0 | 4 | C | VLS_Inline | 2.5 | 2.5 | 2.5 | 5 | BranchMin_2.5BranchMax_5 | 5 | 3 | 10 | HeaderMin_3HeaderMax_10 | 4 | INVALID
435 | 55 | 25953-2P-60HP VLSC | VLSC_25953_2P_60HP | 573.0512 | 573.0512 | 2292.2049 | 4 | 0 | 4 | C | VLS_Inline | 2.5 | 2.5 | 2.5 | 5 | BranchMin_2.5BranchMax_5 | 5 | 3 | 10 | HeaderMin_3HeaderMax_10 | 5 | INVALID
435 | 55 | 25953-2P-60HP VLSC | VLSC_25953_2P_60HP | 573.0512 | 573.0512 | 2292.2049 | 4 | 0 | 4 | C | VLS_Inline | 2.5 | 2.5 | 2.5 | 5 | BranchMin_2.5BranchMax_5 | 5 | 3 | 10 | HeaderMin_3HeaderMax_10 | 6
435 | 55 | 25953-2P-60HP VLSC | VLSC_25953_2P_60HP | 573.0512 | 573.0512 | 2292.2049 | 4 | 0 | 4 | C | VLS_Inline | 2.5 | 2.5 | 2.5 | 5 | BranchMin_2.5BranchMax_5 | 5 | 3 | 10 | HeaderMin_3HeaderMax_10 | 8
435 | 55 | 25953-2P-60HP VLSC | VLSC_25953_2P_60HP | 573.0512 | 573.0512 | 2292.2049 | 4 | 0 | 4 | C | VLS_Inline | 2.5 | 2.5 | 2.5 | 5 | BranchMin_2.5BranchMax_5 | 5 | 3 | 10 | HeaderMin_3HeaderMax_10 | 10
436 | 56 | 25953-4P-3HP VLSC | VLSC_25953_4P_3HP | 179.981 | 179.981 | 719.9241 | 4 | 0 | 4 | C | VLS_Inline | 2.5 | 2.5 | 2.5 | 3 | BranchMin_2.5BranchMax_3 | 2.5 | 3 | 6 | HeaderMin_3HeaderMax_6 | 3
436 | 56 | 25953-4P-3HP VLSC | VLSC_25953_4P_3HP | 179.981 | 179.981 | 719.9241 | 4 | 0 | 4 | C | VLS_Inline | 2.5 | 2.5 | 2.5 | 3 | BranchMin_2.5BranchMax_3 | 2.5 | 3 | 6 | HeaderMin_3HeaderMax_6 | 4
436 | 56 | 25953-4P-3HP VLSC | VLSC_25953_4P_3HP | 179.981 | 179.981 | 719.9241 | 4 | 0 | 4 | C | VLS_Inline | 2.5 | 2.5 | 2.5 | 3 | BranchMin_2.5BranchMax_3 | 2.5 | 3 | 6 | HeaderMin_3HeaderMax_6 | 5
436 | 56 | 25953-4P-3HP VLSC | VLSC_25953_4P_3HP | 179.981 | 179.981 | 719.9241 | 4 | 0 | 4 | C | VLS_Inline | 2.5 | 2.5 | 2.5 | 3 | BranchMin_2.5BranchMax_3 | 2.5 | 3 | 6 | HeaderMin_3HeaderMax_6 | 6
436 | 56 | 25953-4P-3HP VLSC | VLSC_25953_4P_3HP | 179.981 | 179.981 | 719.9241 | 4 | 0 | 4 | C | VLS_Inline | 2.5 | 2.5 | 2.5 | 3 | BranchMin_2.5BranchMax_3 | 3 | 3 | 6 | HeaderMin_3HeaderMax_6 | 3 | INVALID
436 | 56 | 25953-4P-3HP VLSC | VLSC_25953_4P_3HP | 179.981 | 179.981 | 719.9241 | 4 | 0 | 4 | C | VLS_Inline | 2.5 | 2.5 | 2.5 | 3 | BranchMin_2.5BranchMax_3 | 3 | 3 | 6 | HeaderMin_3HeaderMax_6 | 4
436 | 56 | 25953-4P-3HP VLSC | VLSC_25953_4P_3HP | 179.981 | 179.981 | 719.9241 | 4 | 0 | 4 | C | VLS_Inline | 2.5 | 2.5 | 2.5 | 3 | BranchMin_2.5BranchMax_3 | 3 | 3 | 6 | HeaderMin_3HeaderMax_6 | 5
436 | 56 | 25953-4P-3HP VLSC | VLSC_25953_4P_3HP | 179.981 | 179.981 | 719.9241 | 4 | 0 | 4 | C | VLS_Inline | 2.5 | 2.5 | 2.5 | 3 | BranchMin_2.5BranchMax_3 | 3 | 3 | 6 | HeaderMin_3HeaderMax_6 | 6
437 | 57 | 25953-4P-5HP VLSC | VLSC_25953_4P_5HP | 237.9031 | 237.9031 | 951.6126 | 4 | 0 | 4 | C | VLS_Inline | 2.5 | 2.5 | 2.5 | 4 | BranchMin_2.5BranchMax_4 | 2.5 | 3 | 8 | HeaderMin_3HeaderMax_8 | 3
437 | 57 | 25953-4P-5HP VLSC | VLSC_25953_4P_5HP | 237.9031 | 237.9031 | 951.6126 | 4 | 0 | 4 | C | VLS_Inline | 2.5 | 2.5 | 2.5 | 4 | BranchMin_2.5BranchMax_4 | 2.5 | 3 | 8 | HeaderMin_3HeaderMax_8 | 4
437 | 57 | 25953-4P-5HP VLSC | VLSC_25953_4P_5HP | 237.9031 | 237.9031 | 951.6126 | 4 | 0 | 4 | C | VLS_Inline | 2.5 | 2.5 | 2.5 | 4 | BranchMin_2.5BranchMax_4 | 2.5 | 3 | 8 | HeaderMin_3HeaderMax_8 | 5
437 | 57 | 25953-4P-5HP VLSC | VLSC_25953_4P_5HP | 237.9031 | 237.9031 | 951.6126 | 4 | 0 | 4 | C | VLS_Inline | 2.5 | 2.5 | 2.5 | 4 | BranchMin_2.5BranchMax_4 | 2.5 | 3 | 8 | HeaderMin_3HeaderMax_8 | 6
437 | 57 | 25953-4P-5HP VLSC | VLSC_25953_4P_5HP | 237.9031 | 237.9031 | 951.6126 | 4 | 0 | 4 | C | VLS_Inline | 2.5 | 2.5 | 2.5 | 4 | BranchMin_2.5BranchMax_4 | 2.5 | 3 | 8 | HeaderMin_3HeaderMax_8 | 8
437 | 57 | 25953-4P-5HP VLSC | VLSC_25953_4P_5HP | 237.9031 | 237.9031 | 951.6126 | 4 | 0 | 4 | C | VLS_Inline | 2.5 | 2.5 | 2.5 | 4 | BranchMin_2.5BranchMax_4 | 3 | 3 | 8 | HeaderMin_3HeaderMax_8 | 3 | INVALID
437 | 57 | 25953-4P-5HP VLSC | VLSC_25953_4P_5HP | 237.9031 | 237.9031 | 951.6126 | 4 | 0 | 4 | C | VLS_Inline | 2.5 | 2.5 | 2.5 | 4 | BranchMin_2.5BranchMax_4 | 3 | 3 | 8 | HeaderMin_3HeaderMax_8 | 4
437 | 57 | 25953-4P-5HP VLSC | VLSC_25953_4P_5HP | 237.9031 | 237.9031 | 951.6126 | 4 | 0 | 4 | C | VLS_Inline | 2.5 | 2.5 | 2.5 | 4 | BranchMin_2.5BranchMax_4 | 3 | 3 | 8 | HeaderMin_3HeaderMax_8 | 5
437 | 57 | 25953-4P-5HP VLSC | VLSC_25953_4P_5HP | 237.9031 | 237.9031 | 951.6126 | 4 | 0 | 4 | C | VLS_Inline | 2.5 | 2.5 | 2.5 | 4 | BranchMin_2.5BranchMax_4 | 3 | 3 | 8 | HeaderMin_3HeaderMax_8 | 6
437 | 57 | 25953-4P-5HP VLSC | VLSC_25953_4P_5HP | 237.9031 | 237.9031 | 951.6126 | 4 | 0 | 4 | C | VLS_Inline | 2.5 | 2.5 | 2.5 | 4 | BranchMin_2.5BranchMax_4 | 3 | 3 | 8 | HeaderMin_3HeaderMax_8 | 8
437 | 57 | 25953-4P-5HP VLSC | VLSC_25953_4P_5HP | 237.9031 | 237.9031 | 951.6126 | 4 | 0 | 4 | C | VLS_Inline | 2.5 | 2.5 | 2.5 | 4 | BranchMin_2.5BranchMax_4 | 4 | 3 | 8 | HeaderMin_3HeaderMax_8 | 3 | INVALID
437 | 57 | 25953-4P-5HP VLSC | VLSC_25953_4P_5HP | 237.9031 | 237.9031 | 951.6126 | 4 | 0 | 4 | C | VLS_Inline | 2.5 | 2.5 | 2.5 | 4 | BranchMin_2.5BranchMax_4 | 4 | 3 | 8 | HeaderMin_3HeaderMax_8 | 4 | INVALID
437 | 57 | 25953-4P-5HP VLSC | VLSC_25953_4P_5HP | 237.9031 | 237.9031 | 951.6126 | 4 | 0 | 4 | C | VLS_Inline | 2.5 | 2.5 | 2.5 | 4 | BranchMin_2.5BranchMax_4 | 4 | 3 | 8 | HeaderMin_3HeaderMax_8 | 5
437 | 57 | 25953-4P-5HP VLSC | VLSC_25953_4P_5HP | 237.9031 | 237.9031 | 951.6126 | 4 | 0 | 4 | C | VLS_Inline | 2.5 | 2.5 | 2.5 | 4 | BranchMin_2.5BranchMax_4 | 4 | 3 | 8 | HeaderMin_3HeaderMax_8 | 6
437 | 57 | 25953-4P-5HP VLSC | VLSC_25953_4P_5HP | 237.9031 | 237.9031 | 951.6126 | 4 | 0 | 4 | C | VLS_Inline | 2.5 | 2.5 | 2.5 | 4 | BranchMin_2.5BranchMax_4 | 4 | 3 | 8 | HeaderMin_3HeaderMax_8 | 8
438 | 58 | 25953-4P-7.5HP VLSC | VLSC_25953_4P_7.5HP | 284.3868 | 284.3868 | 1137.547 | 4 | 0 | 4 | C | VLS_Inline | 2.5 | 2.5 | 2.5 | 4 | BranchMin_2.5BranchMax_4 | 2.5 | 3 | 8 | HeaderMin_3HeaderMax_8 | 3
438 | 58 | 25953-4P-7.5HP VLSC | VLSC_25953_4P_7.5HP | 284.3868 | 284.3868 | 1137.547 | 4 | 0 | 4 | C | VLS_Inline | 2.5 | 2.5 | 2.5 | 4 | BranchMin_2.5BranchMax_4 | 2.5 | 3 | 8 | HeaderMin_3HeaderMax_8 | 4
438 | 58 | 25953-4P-7.5HP VLSC | VLSC_25953_4P_7.5HP | 284.3868 | 284.3868 | 1137.547 | 4 | 0 | 4 | C | VLS_Inline | 2.5 | 2.5 | 2.5 | 4 | BranchMin_2.5BranchMax_4 | 2.5 | 3 | 8 | HeaderMin_3HeaderMax_8 | 5
438 | 58 | 25953-4P-7.5HP VLSC | VLSC_25953_4P_7.5HP | 284.3868 | 284.3868 | 1137.547 | 4 | 0 | 4 | C | VLS_Inline | 2.5 | 2.5 | 2.5 | 4 | BranchMin_2.5BranchMax_4 | 2.5 | 3 | 8 | HeaderMin_3HeaderMax_8 | 6
438 | 58 | 25953-4P-7.5HP VLSC | VLSC_25953_4P_7.5HP | 284.3868 | 284.3868 | 1137.547 | 4 | 0 | 4 | C | VLS_Inline | 2.5 | 2.5 | 2.5 | 4 | BranchMin_2.5BranchMax_4 | 2.5 | 3 | 8 | HeaderMin_3HeaderMax_8 | 8
438 | 58 | 25953-4P-7.5HP VLSC | VLSC_25953_4P_7.5HP | 284.3868 | 284.3868 | 1137.547 | 4 | 0 | 4 | C | VLS_Inline | 2.5 | 2.5 | 2.5 | 4 | BranchMin_2.5BranchMax_4 | 3 | 3 | 8 | HeaderMin_3HeaderMax_8 | 3 | INVALID
438 | 58 | 25953-4P-7.5HP VLSC | VLSC_25953_4P_7.5HP | 284.3868 | 284.3868 | 1137.547 | 4 | 0 | 4 | C | VLS_Inline | 2.5 | 2.5 | 2.5 | 4 | BranchMin_2.5BranchMax_4 | 3 | 3 | 8 | HeaderMin_3HeaderMax_8 | 4
438 | 58 | 25953-4P-7.5HP VLSC | VLSC_25953_4P_7.5HP | 284.3868 | 284.3868 | 1137.547 | 4 | 0 | 4 | C | VLS_Inline | 2.5 | 2.5 | 2.5 | 4 | BranchMin_2.5BranchMax_4 | 3 | 3 | 8 | HeaderMin_3HeaderMax_8 | 5
438 | 58 | 25953-4P-7.5HP VLSC | VLSC_25953_4P_7.5HP | 284.3868 | 284.3868 | 1137.547 | 4 | 0 | 4 | C | VLS_Inline | 2.5 | 2.5 | 2.5 | 4 | BranchMin_2.5BranchMax_4 | 3 | 3 | 8 | HeaderMin_3HeaderMax_8 | 6
438 | 58 | 25953-4P-7.5HP VLSC | VLSC_25953_4P_7.5HP | 284.3868 | 284.3868 | 1137.547 | 4 | 0 | 4 | C | VLS_Inline | 2.5 | 2.5 | 2.5 | 4 | BranchMin_2.5BranchMax_4 | 3 | 3 | 8 | HeaderMin_3HeaderMax_8 | 8
438 | 58 | 25953-4P-7.5HP VLSC | VLSC_25953_4P_7.5HP | 284.3868 | 284.3868 | 1137.547 | 4 | 0 | 4 | C | VLS_Inline | 2.5 | 2.5 | 2.5 | 4 | BranchMin_2.5BranchMax_4 | 4 | 3 | 8 | HeaderMin_3HeaderMax_8 | 3 | INVALID
438 | 58 | 25953-4P-7.5HP VLSC | VLSC_25953_4P_7.5HP | 284.3868 | 284.3868 | 1137.547 | 4 | 0 | 4 | C | VLS_Inline | 2.5 | 2.5 | 2.5 | 4 | BranchMin_2.5BranchMax_4 | 4 | 3 | 8 | HeaderMin_3HeaderMax_8 | 4 | INVALID
438 | 58 | 25953-4P-7.5HP VLSC | VLSC_25953_4P_7.5HP | 284.3868 | 284.3868 | 1137.547 | 4 | 0 | 4 | C | VLS_Inline | 2.5 | 2.5 | 2.5 | 4 | BranchMin_2.5BranchMax_4 | 4 | 3 | 8 | HeaderMin_3HeaderMax_8 | 5
438 | 58 | 25953-4P-7.5HP VLSC | VLSC_25953_4P_7.5HP | 284.3868 | 284.3868 | 1137.547 | 4 | 0 | 4 | C | VLS_Inline | 2.5 | 2.5 | 2.5 | 4 | BranchMin_2.5BranchMax_4 | 4 | 3 | 8 | HeaderMin_3HeaderMax_8 | 6
438 | 58 | 25953-4P-7.5HP VLSC | VLSC_25953_4P_7.5HP | 284.3868 | 284.3868 | 1137.547 | 4 | 0 | 4 | C | VLS_Inline | 2.5 | 2.5 | 2.5 | 4 | BranchMin_2.5BranchMax_4 | 4 | 3 | 8 | HeaderMin_3HeaderMax_8 | 8
439 | 59 | 25121-4P-7.5HP VLSC | VLSC_25121_4P_7.5HP | 260.585 | 260.585 | 1042.34 | 4 | 0 | 4 | C | VLS_Inline | 2.5 | 2.5 | 2.5 | 4 | BranchMin_2.5BranchMax_4 | 2.5 | 3 | 8 | HeaderMin_3HeaderMax_8 | 3
439 | 59 | 25121-4P-7.5HP VLSC | VLSC_25121_4P_7.5HP | 260.585 | 260.585 | 1042.34 | 4 | 0 | 4 | C | VLS_Inline | 2.5 | 2.5 | 2.5 | 4 | BranchMin_2.5BranchMax_4 | 2.5 | 3 | 8 | HeaderMin_3HeaderMax_8 | 4
439 | 59 | 25121-4P-7.5HP VLSC | VLSC_25121_4P_7.5HP | 260.585 | 260.585 | 1042.34 | 4 | 0 | 4 | C | VLS_Inline | 2.5 | 2.5 | 2.5 | 4 | BranchMin_2.5BranchMax_4 | 2.5 | 3 | 8 | HeaderMin_3HeaderMax_8 | 5
439 | 59 | 25121-4P-7.5HP VLSC | VLSC_25121_4P_7.5HP | 260.585 | 260.585 | 1042.34 | 4 | 0 | 4 | C | VLS_Inline | 2.5 | 2.5 | 2.5 | 4 | BranchMin_2.5BranchMax_4 | 2.5 | 3 | 8 | HeaderMin_3HeaderMax_8 | 6
439 | 59 | 25121-4P-7.5HP VLSC | VLSC_25121_4P_7.5HP | 260.585 | 260.585 | 1042.34 | 4 | 0 | 4 | C | VLS_Inline | 2.5 | 2.5 | 2.5 | 4 | BranchMin_2.5BranchMax_4 | 2.5 | 3 | 8 | HeaderMin_3HeaderMax_8 | 8
439 | 59 | 25121-4P-7.5HP VLSC | VLSC_25121_4P_7.5HP | 260.585 | 260.585 | 1042.34 | 4 | 0 | 4 | C | VLS_Inline | 2.5 | 2.5 | 2.5 | 4 | BranchMin_2.5BranchMax_4 | 3 | 3 | 8 | HeaderMin_3HeaderMax_8 | 3 | INVALID
439 | 59 | 25121-4P-7.5HP VLSC | VLSC_25121_4P_7.5HP | 260.585 | 260.585 | 1042.34 | 4 | 0 | 4 | C | VLS_Inline | 2.5 | 2.5 | 2.5 | 4 | BranchMin_2.5BranchMax_4 | 3 | 3 | 8 | HeaderMin_3HeaderMax_8 | 4
439 | 59 | 25121-4P-7.5HP VLSC | VLSC_25121_4P_7.5HP | 260.585 | 260.585 | 1042.34 | 4 | 0 | 4 | C | VLS_Inline | 2.5 | 2.5 | 2.5 | 4 | BranchMin_2.5BranchMax_4 | 3 | 3 | 8 | HeaderMin_3HeaderMax_8 | 5
439 | 59 | 25121-4P-7.5HP VLSC | VLSC_25121_4P_7.5HP | 260.585 | 260.585 | 1042.34 | 4 | 0 | 4 | C | VLS_Inline | 2.5 | 2.5 | 2.5 | 4 | BranchMin_2.5BranchMax_4 | 3 | 3 | 8 | HeaderMin_3HeaderMax_8 | 6
439 | 59 | 25121-4P-7.5HP VLSC | VLSC_25121_4P_7.5HP | 260.585 | 260.585 | 1042.34 | 4 | 0 | 4 | C | VLS_Inline | 2.5 | 2.5 | 2.5 | 4 | BranchMin_2.5BranchMax_4 | 3 | 3 | 8 | HeaderMin_3HeaderMax_8 | 8
439 | 59 | 25121-4P-7.5HP VLSC | VLSC_25121_4P_7.5HP | 260.585 | 260.585 | 1042.34 | 4 | 0 | 4 | C | VLS_Inline | 2.5 | 2.5 | 2.5 | 4 | BranchMin_2.5BranchMax_4 | 4 | 3 | 8 | HeaderMin_3HeaderMax_8 | 3 | INVALID
439 | 59 | 25121-4P-7.5HP VLSC | VLSC_25121_4P_7.5HP | 260.585 | 260.585 | 1042.34 | 4 | 0 | 4 | C | VLS_Inline | 2.5 | 2.5 | 2.5 | 4 | BranchMin_2.5BranchMax_4 | 4 | 3 | 8 | HeaderMin_3HeaderMax_8 | 4 | INVALID
439 | 59 | 25121-4P-7.5HP VLSC | VLSC_25121_4P_7.5HP | 260.585 | 260.585 | 1042.34 | 4 | 0 | 4 | C | VLS_Inline | 2.5 | 2.5 | 2.5 | 4 | BranchMin_2.5BranchMax_4 | 4 | 3 | 8 | HeaderMin_3HeaderMax_8 | 5
439 | 59 | 25121-4P-7.5HP VLSC | VLSC_25121_4P_7.5HP | 260.585 | 260.585 | 1042.34 | 4 | 0 | 4 | C | VLS_Inline | 2.5 | 2.5 | 2.5 | 4 | BranchMin_2.5BranchMax_4 | 4 | 3 | 8 | HeaderMin_3HeaderMax_8 | 6
439 | 59 | 25121-4P-7.5HP VLSC | VLSC_25121_4P_7.5HP | 260.585 | 260.585 | 1042.34 | 4 | 0 | 4 | C | VLS_Inline | 2.5 | 2.5 | 2.5 | 4 | BranchMin_2.5BranchMax_4 | 4 | 3 | 8 | HeaderMin_3HeaderMax_8 | 8
440 | 60 | 25121-4P-10HP VLSC | VLSC_25121_4P_10HP | 273.2839 | 273.2839 | 1093.1357 | 4 | 0 | 4 | C | VLS_Inline | 2.5 | 2.5 | 2.5 | 4 | BranchMin_2.5BranchMax_4 | 2.5 | 3 | 8 | HeaderMin_3HeaderMax_8 | 3
440 | 60 | 25121-4P-10HP VLSC | VLSC_25121_4P_10HP | 273.2839 | 273.2839 | 1093.1357 | 4 | 0 | 4 | C | VLS_Inline | 2.5 | 2.5 | 2.5 | 4 | BranchMin_2.5BranchMax_4 | 2.5 | 3 | 8 | HeaderMin_3HeaderMax_8 | 4
440 | 60 | 25121-4P-10HP VLSC | VLSC_25121_4P_10HP | 273.2839 | 273.2839 | 1093.1357 | 4 | 0 | 4 | C | VLS_Inline | 2.5 | 2.5 | 2.5 | 4 | BranchMin_2.5BranchMax_4 | 2.5 | 3 | 8 | HeaderMin_3HeaderMax_8 | 5
440 | 60 | 25121-4P-10HP VLSC | VLSC_25121_4P_10HP | 273.2839 | 273.2839 | 1093.1357 | 4 | 0 | 4 | C | VLS_Inline | 2.5 | 2.5 | 2.5 | 4 | BranchMin_2.5BranchMax_4 | 2.5 | 3 | 8 | HeaderMin_3HeaderMax_8 | 6
440 | 60 | 25121-4P-10HP VLSC | VLSC_25121_4P_10HP | 273.2839 | 273.2839 | 1093.1357 | 4 | 0 | 4 | C | VLS_Inline | 2.5 | 2.5 | 2.5 | 4 | BranchMin_2.5BranchMax_4 | 2.5 | 3 | 8 | HeaderMin_3HeaderMax_8 | 8
440 | 60 | 25121-4P-10HP VLSC | VLSC_25121_4P_10HP | 273.2839 | 273.2839 | 1093.1357 | 4 | 0 | 4 | C | VLS_Inline | 2.5 | 2.5 | 2.5 | 4 | BranchMin_2.5BranchMax_4 | 3 | 3 | 8 | HeaderMin_3HeaderMax_8 | 3 | INVALID
440 | 60 | 25121-4P-10HP VLSC | VLSC_25121_4P_10HP | 273.2839 | 273.2839 | 1093.1357 | 4 | 0 | 4 | C | VLS_Inline | 2.5 | 2.5 | 2.5 | 4 | BranchMin_2.5BranchMax_4 | 3 | 3 | 8 | HeaderMin_3HeaderMax_8 | 4
440 | 60 | 25121-4P-10HP VLSC | VLSC_25121_4P_10HP | 273.2839 | 273.2839 | 1093.1357 | 4 | 0 | 4 | C | VLS_Inline | 2.5 | 2.5 | 2.5 | 4 | BranchMin_2.5BranchMax_4 | 3 | 3 | 8 | HeaderMin_3HeaderMax_8 | 5
440 | 60 | 25121-4P-10HP VLSC | VLSC_25121_4P_10HP | 273.2839 | 273.2839 | 1093.1357 | 4 | 0 | 4 | C | VLS_Inline | 2.5 | 2.5 | 2.5 | 4 | BranchMin_2.5BranchMax_4 | 3 | 3 | 8 | HeaderMin_3HeaderMax_8 | 6
440 | 60 | 25121-4P-10HP VLSC | VLSC_25121_4P_10HP | 273.2839 | 273.2839 | 1093.1357 | 4 | 0 | 4 | C | VLS_Inline | 2.5 | 2.5 | 2.5 | 4 | BranchMin_2.5BranchMax_4 | 3 | 3 | 8 | HeaderMin_3HeaderMax_8 | 8
440 | 60 | 25121-4P-10HP VLSC | VLSC_25121_4P_10HP | 273.2839 | 273.2839 | 1093.1357 | 4 | 0 | 4 | C | VLS_Inline | 2.5 | 2.5 | 2.5 | 4 | BranchMin_2.5BranchMax_4 | 4 | 3 | 8 | HeaderMin_3HeaderMax_8 | 3 | INVALID
440 | 60 | 25121-4P-10HP VLSC | VLSC_25121_4P_10HP | 273.2839 | 273.2839 | 1093.1357 | 4 | 0 | 4 | C | VLS_Inline | 2.5 | 2.5 | 2.5 | 4 | BranchMin_2.5BranchMax_4 | 4 | 3 | 8 | HeaderMin_3HeaderMax_8 | 4 | INVALID
440 | 60 | 25121-4P-10HP VLSC | VLSC_25121_4P_10HP | 273.2839 | 273.2839 | 1093.1357 | 4 | 0 | 4 | C | VLS_Inline | 2.5 | 2.5 | 2.5 | 4 | BranchMin_2.5BranchMax_4 | 4 | 3 | 8 | HeaderMin_3HeaderMax_8 | 5
440 | 60 | 25121-4P-10HP VLSC | VLSC_25121_4P_10HP | 273.2839 | 273.2839 | 1093.1357 | 4 | 0 | 4 | C | VLS_Inline | 2.5 | 2.5 | 2.5 | 4 | BranchMin_2.5BranchMax_4 | 4 | 3 | 8 | HeaderMin_3HeaderMax_8 | 6
440 | 60 | 25121-4P-10HP VLSC | VLSC_25121_4P_10HP | 273.2839 | 273.2839 | 1093.1357 | 4 | 0 | 4 | C | VLS_Inline | 2.5 | 2.5 | 2.5 | 4 | BranchMin_2.5BranchMax_4 | 4 | 3 | 8 | HeaderMin_3HeaderMax_8 | 8
441 | 61 | 25121-4P-15HP VLSC | VLSC_25121_4P_15HP | 330.9972 | 330.9972 | 1323.9889 | 4 | 0 | 4 | C | VLS_Inline | 2.5 | 2.5 | 2.5 | 4 | BranchMin_2.5BranchMax_4 | 2.5 | 3 | 8 | HeaderMin_3HeaderMax_8 | 3
441 | 61 | 25121-4P-15HP VLSC | VLSC_25121_4P_15HP | 330.9972 | 330.9972 | 1323.9889 | 4 | 0 | 4 | C | VLS_Inline | 2.5 | 2.5 | 2.5 | 4 | BranchMin_2.5BranchMax_4 | 2.5 | 3 | 8 | HeaderMin_3HeaderMax_8 | 4
441 | 61 | 25121-4P-15HP VLSC | VLSC_25121_4P_15HP | 330.9972 | 330.9972 | 1323.9889 | 4 | 0 | 4 | C | VLS_Inline | 2.5 | 2.5 | 2.5 | 4 | BranchMin_2.5BranchMax_4 | 2.5 | 3 | 8 | HeaderMin_3HeaderMax_8 | 5
441 | 61 | 25121-4P-15HP VLSC | VLSC_25121_4P_15HP | 330.9972 | 330.9972 | 1323.9889 | 4 | 0 | 4 | C | VLS_Inline | 2.5 | 2.5 | 2.5 | 4 | BranchMin_2.5BranchMax_4 | 2.5 | 3 | 8 | HeaderMin_3HeaderMax_8 | 6
441 | 61 | 25121-4P-15HP VLSC | VLSC_25121_4P_15HP | 330.9972 | 330.9972 | 1323.9889 | 4 | 0 | 4 | C | VLS_Inline | 2.5 | 2.5 | 2.5 | 4 | BranchMin_2.5BranchMax_4 | 2.5 | 3 | 8 | HeaderMin_3HeaderMax_8 | 8
441 | 61 | 25121-4P-15HP VLSC | VLSC_25121_4P_15HP | 330.9972 | 330.9972 | 1323.9889 | 4 | 0 | 4 | C | VLS_Inline | 2.5 | 2.5 | 2.5 | 4 | BranchMin_2.5BranchMax_4 | 3 | 3 | 8 | HeaderMin_3HeaderMax_8 | 3 | INVALID
441 | 61 | 25121-4P-15HP VLSC | VLSC_25121_4P_15HP | 330.9972 | 330.9972 | 1323.9889 | 4 | 0 | 4 | C | VLS_Inline | 2.5 | 2.5 | 2.5 | 4 | BranchMin_2.5BranchMax_4 | 3 | 3 | 8 | HeaderMin_3HeaderMax_8 | 4
441 | 61 | 25121-4P-15HP VLSC | VLSC_25121_4P_15HP | 330.9972 | 330.9972 | 1323.9889 | 4 | 0 | 4 | C | VLS_Inline | 2.5 | 2.5 | 2.5 | 4 | BranchMin_2.5BranchMax_4 | 3 | 3 | 8 | HeaderMin_3HeaderMax_8 | 5
441 | 61 | 25121-4P-15HP VLSC | VLSC_25121_4P_15HP | 330.9972 | 330.9972 | 1323.9889 | 4 | 0 | 4 | C | VLS_Inline | 2.5 | 2.5 | 2.5 | 4 | BranchMin_2.5BranchMax_4 | 3 | 3 | 8 | HeaderMin_3HeaderMax_8 | 6
441 | 61 | 25121-4P-15HP VLSC | VLSC_25121_4P_15HP | 330.9972 | 330.9972 | 1323.9889 | 4 | 0 | 4 | C | VLS_Inline | 2.5 | 2.5 | 2.5 | 4 | BranchMin_2.5BranchMax_4 | 3 | 3 | 8 | HeaderMin_3HeaderMax_8 | 8
441 | 61 | 25121-4P-15HP VLSC | VLSC_25121_4P_15HP | 330.9972 | 330.9972 | 1323.9889 | 4 | 0 | 4 | C | VLS_Inline | 2.5 | 2.5 | 2.5 | 4 | BranchMin_2.5BranchMax_4 | 4 | 3 | 8 | HeaderMin_3HeaderMax_8 | 3 | INVALID
441 | 61 | 25121-4P-15HP VLSC | VLSC_25121_4P_15HP | 330.9972 | 330.9972 | 1323.9889 | 4 | 0 | 4 | C | VLS_Inline | 2.5 | 2.5 | 2.5 | 4 | BranchMin_2.5BranchMax_4 | 4 | 3 | 8 | HeaderMin_3HeaderMax_8 | 4 | INVALID
441 | 61 | 25121-4P-15HP VLSC | VLSC_25121_4P_15HP | 330.9972 | 330.9972 | 1323.9889 | 4 | 0 | 4 | C | VLS_Inline | 2.5 | 2.5 | 2.5 | 4 | BranchMin_2.5BranchMax_4 | 4 | 3 | 8 | HeaderMin_3HeaderMax_8 | 5
441 | 61 | 25121-4P-15HP VLSC | VLSC_25121_4P_15HP | 330.9972 | 330.9972 | 1323.9889 | 4 | 0 | 4 | C | VLS_Inline | 2.5 | 2.5 | 2.5 | 4 | BranchMin_2.5BranchMax_4 | 4 | 3 | 8 | HeaderMin_3HeaderMax_8 | 6
441 | 61 | 25121-4P-15HP VLSC | VLSC_25121_4P_15HP | 330.9972 | 330.9972 | 1323.9889 | 4 | 0 | 4 | C | VLS_Inline | 2.5 | 2.5 | 2.5 | 4 | BranchMin_2.5BranchMax_4 | 4 | 3 | 8 | HeaderMin_3HeaderMax_8 | 8
442 | 62 | 30707-2P-15HP VLSC | VLSC_30707_2P_15HP | 524.7552 | 524.7552 | 2099.021 | 4 | 0 | 4 | C | VLS_Inline | 3 | 3 | 3 | 5 | BranchMin_3BranchMax_5 | 3 | 4 | 10 | HeaderMin_4HeaderMax_10 | 4
442 | 62 | 30707-2P-15HP VLSC | VLSC_30707_2P_15HP | 524.7552 | 524.7552 | 2099.021 | 4 | 0 | 4 | C | VLS_Inline | 3 | 3 | 3 | 5 | BranchMin_3BranchMax_5 | 3 | 4 | 10 | HeaderMin_4HeaderMax_10 | 5
442 | 62 | 30707-2P-15HP VLSC | VLSC_30707_2P_15HP | 524.7552 | 524.7552 | 2099.021 | 4 | 0 | 4 | C | VLS_Inline | 3 | 3 | 3 | 5 | BranchMin_3BranchMax_5 | 3 | 4 | 10 | HeaderMin_4HeaderMax_10 | 6
442 | 62 | 30707-2P-15HP VLSC | VLSC_30707_2P_15HP | 524.7552 | 524.7552 | 2099.021 | 4 | 0 | 4 | C | VLS_Inline | 3 | 3 | 3 | 5 | BranchMin_3BranchMax_5 | 3 | 4 | 10 | HeaderMin_4HeaderMax_10 | 8
442 | 62 | 30707-2P-15HP VLSC | VLSC_30707_2P_15HP | 524.7552 | 524.7552 | 2099.021 | 4 | 0 | 4 | C | VLS_Inline | 3 | 3 | 3 | 5 | BranchMin_3BranchMax_5 | 3 | 4 | 10 | HeaderMin_4HeaderMax_10 | 10
442 | 62 | 30707-2P-15HP VLSC | VLSC_30707_2P_15HP | 524.7552 | 524.7552 | 2099.021 | 4 | 0 | 4 | C | VLS_Inline | 3 | 3 | 3 | 5 | BranchMin_3BranchMax_5 | 4 | 4 | 10 | HeaderMin_4HeaderMax_10 | 4 | INVALID
442 | 62 | 30707-2P-15HP VLSC | VLSC_30707_2P_15HP | 524.7552 | 524.7552 | 2099.021 | 4 | 0 | 4 | C | VLS_Inline | 3 | 3 | 3 | 5 | BranchMin_3BranchMax_5 | 4 | 4 | 10 | HeaderMin_4HeaderMax_10 | 5
442 | 62 | 30707-2P-15HP VLSC | VLSC_30707_2P_15HP | 524.7552 | 524.7552 | 2099.021 | 4 | 0 | 4 | C | VLS_Inline | 3 | 3 | 3 | 5 | BranchMin_3BranchMax_5 | 4 | 4 | 10 | HeaderMin_4HeaderMax_10 | 6
442 | 62 | 30707-2P-15HP VLSC | VLSC_30707_2P_15HP | 524.7552 | 524.7552 | 2099.021 | 4 | 0 | 4 | C | VLS_Inline | 3 | 3 | 3 | 5 | BranchMin_3BranchMax_5 | 4 | 4 | 10 | HeaderMin_4HeaderMax_10 | 8
442 | 62 | 30707-2P-15HP VLSC | VLSC_30707_2P_15HP | 524.7552 | 524.7552 | 2099.021 | 4 | 0 | 4 | C | VLS_Inline | 3 | 3 | 3 | 5 | BranchMin_3BranchMax_5 | 4 | 4 | 10 | HeaderMin_4HeaderMax_10 | 10
442 | 62 | 30707-2P-15HP VLSC | VLSC_30707_2P_15HP | 524.7552 | 524.7552 | 2099.021 | 4 | 0 | 4 | C | VLS_Inline | 3 | 3 | 3 | 5 | BranchMin_3BranchMax_5 | 5 | 4 | 10 | HeaderMin_4HeaderMax_10 | 4 | INVALID
442 | 62 | 30707-2P-15HP VLSC | VLSC_30707_2P_15HP | 524.7552 | 524.7552 | 2099.021 | 4 | 0 | 4 | C | VLS_Inline | 3 | 3 | 3 | 5 | BranchMin_3BranchMax_5 | 5 | 4 | 10 | HeaderMin_4HeaderMax_10 | 5 | INVALID
442 | 62 | 30707-2P-15HP VLSC | VLSC_30707_2P_15HP | 524.7552 | 524.7552 | 2099.021 | 4 | 0 | 4 | C | VLS_Inline | 3 | 3 | 3 | 5 | BranchMin_3BranchMax_5 | 5 | 4 | 10 | HeaderMin_4HeaderMax_10 | 6
442 | 62 | 30707-2P-15HP VLSC | VLSC_30707_2P_15HP | 524.7552 | 524.7552 | 2099.021 | 4 | 0 | 4 | C | VLS_Inline | 3 | 3 | 3 | 5 | BranchMin_3BranchMax_5 | 5 | 4 | 10 | HeaderMin_4HeaderMax_10 | 8
442 | 62 | 30707-2P-15HP VLSC | VLSC_30707_2P_15HP | 524.7552 | 524.7552 | 2099.021 | 4 | 0 | 4 | C | VLS_Inline | 3 | 3 | 3 | 5 | BranchMin_3BranchMax_5 | 5 | 4 | 10 | HeaderMin_4HeaderMax_10 | 10
443 | 63 | 30707-2P-20HP VLSC | VLSC_30707_2P_20HP | 534.9404 | 534.9404 | 2139.7617 | 4 | 0 | 4 | C | VLS_Inline | 3 | 3 | 3 | 5 | BranchMin_3BranchMax_5 | 3 | 4 | 10 | HeaderMin_4HeaderMax_10 | 4
443 | 63 | 30707-2P-20HP VLSC | VLSC_30707_2P_20HP | 534.9404 | 534.9404 | 2139.7617 | 4 | 0 | 4 | C | VLS_Inline | 3 | 3 | 3 | 5 | BranchMin_3BranchMax_5 | 3 | 4 | 10 | HeaderMin_4HeaderMax_10 | 5
443 | 63 | 30707-2P-20HP VLSC | VLSC_30707_2P_20HP | 534.9404 | 534.9404 | 2139.7617 | 4 | 0 | 4 | C | VLS_Inline | 3 | 3 | 3 | 5 | BranchMin_3BranchMax_5 | 3 | 4 | 10 | HeaderMin_4HeaderMax_10 | 6
443 | 63 | 30707-2P-20HP VLSC | VLSC_30707_2P_20HP | 534.9404 | 534.9404 | 2139.7617 | 4 | 0 | 4 | C | VLS_Inline | 3 | 3 | 3 | 5 | BranchMin_3BranchMax_5 | 3 | 4 | 10 | HeaderMin_4HeaderMax_10 | 8
443 | 63 | 30707-2P-20HP VLSC | VLSC_30707_2P_20HP | 534.9404 | 534.9404 | 2139.7617 | 4 | 0 | 4 | C | VLS_Inline | 3 | 3 | 3 | 5 | BranchMin_3BranchMax_5 | 3 | 4 | 10 | HeaderMin_4HeaderMax_10 | 10
443 | 63 | 30707-2P-20HP VLSC | VLSC_30707_2P_20HP | 534.9404 | 534.9404 | 2139.7617 | 4 | 0 | 4 | C | VLS_Inline | 3 | 3 | 3 | 5 | BranchMin_3BranchMax_5 | 4 | 4 | 10 | HeaderMin_4HeaderMax_10 | 4 | INVALID
443 | 63 | 30707-2P-20HP VLSC | VLSC_30707_2P_20HP | 534.9404 | 534.9404 | 2139.7617 | 4 | 0 | 4 | C | VLS_Inline | 3 | 3 | 3 | 5 | BranchMin_3BranchMax_5 | 4 | 4 | 10 | HeaderMin_4HeaderMax_10 | 5
443 | 63 | 30707-2P-20HP VLSC | VLSC_30707_2P_20HP | 534.9404 | 534.9404 | 2139.7617 | 4 | 0 | 4 | C | VLS_Inline | 3 | 3 | 3 | 5 | BranchMin_3BranchMax_5 | 4 | 4 | 10 | HeaderMin_4HeaderMax_10 | 6
443 | 63 | 30707-2P-20HP VLSC | VLSC_30707_2P_20HP | 534.9404 | 534.9404 | 2139.7617 | 4 | 0 | 4 | C | VLS_Inline | 3 | 3 | 3 | 5 | BranchMin_3BranchMax_5 | 4 | 4 | 10 | HeaderMin_4HeaderMax_10 | 8
443 | 63 | 30707-2P-20HP VLSC | VLSC_30707_2P_20HP | 534.9404 | 534.9404 | 2139.7617 | 4 | 0 | 4 | C | VLS_Inline | 3 | 3 | 3 | 5 | BranchMin_3BranchMax_5 | 4 | 4 | 10 | HeaderMin_4HeaderMax_10 | 10
443 | 63 | 30707-2P-20HP VLSC | VLSC_30707_2P_20HP | 534.9404 | 534.9404 | 2139.7617 | 4 | 0 | 4 | C | VLS_Inline | 3 | 3 | 3 | 5 | BranchMin_3BranchMax_5 | 5 | 4 | 10 | HeaderMin_4HeaderMax_10 | 4 | INVALID
443 | 63 | 30707-2P-20HP VLSC | VLSC_30707_2P_20HP | 534.9404 | 534.9404 | 2139.7617 | 4 | 0 | 4 | C | VLS_Inline | 3 | 3 | 3 | 5 | BranchMin_3BranchMax_5 | 5 | 4 | 10 | HeaderMin_4HeaderMax_10 | 5 | INVALID
443 | 63 | 30707-2P-20HP VLSC | VLSC_30707_2P_20HP | 534.9404 | 534.9404 | 2139.7617 | 4 | 0 | 4 | C | VLS_Inline | 3 | 3 | 3 | 5 | BranchMin_3BranchMax_5 | 5 | 4 | 10 | HeaderMin_4HeaderMax_10 | 6
443 | 63 | 30707-2P-20HP VLSC | VLSC_30707_2P_20HP | 534.9404 | 534.9404 | 2139.7617 | 4 | 0 | 4 | C | VLS_Inline | 3 | 3 | 3 | 5 | BranchMin_3BranchMax_5 | 5 | 4 | 10 | HeaderMin_4HeaderMax_10 | 8
443 | 63 | 30707-2P-20HP VLSC | VLSC_30707_2P_20HP | 534.9404 | 534.9404 | 2139.7617 | 4 | 0 | 4 | C | VLS_Inline | 3 | 3 | 3 | 5 | BranchMin_3BranchMax_5 | 5 | 4 | 10 | HeaderMin_4HeaderMax_10 | 10
444 | 64 | 30707-2P-25HP VLSC | VLSC_30707_2P_25HP | 573.9449 | 573.9449 | 2295.7795 | 4 | 0 | 4 | C | VLS_Inline | 3 | 3 | 3 | 5 | BranchMin_3BranchMax_5 | 3 | 4 | 10 | HeaderMin_4HeaderMax_10 | 4
444 | 64 | 30707-2P-25HP VLSC | VLSC_30707_2P_25HP | 573.9449 | 573.9449 | 2295.7795 | 4 | 0 | 4 | C | VLS_Inline | 3 | 3 | 3 | 5 | BranchMin_3BranchMax_5 | 3 | 4 | 10 | HeaderMin_4HeaderMax_10 | 5
444 | 64 | 30707-2P-25HP VLSC | VLSC_30707_2P_25HP | 573.9449 | 573.9449 | 2295.7795 | 4 | 0 | 4 | C | VLS_Inline | 3 | 3 | 3 | 5 | BranchMin_3BranchMax_5 | 3 | 4 | 10 | HeaderMin_4HeaderMax_10 | 6
444 | 64 | 30707-2P-25HP VLSC | VLSC_30707_2P_25HP | 573.9449 | 573.9449 | 2295.7795 | 4 | 0 | 4 | C | VLS_Inline | 3 | 3 | 3 | 5 | BranchMin_3BranchMax_5 | 3 | 4 | 10 | HeaderMin_4HeaderMax_10 | 8
444 | 64 | 30707-2P-25HP VLSC | VLSC_30707_2P_25HP | 573.9449 | 573.9449 | 2295.7795 | 4 | 0 | 4 | C | VLS_Inline | 3 | 3 | 3 | 5 | BranchMin_3BranchMax_5 | 3 | 4 | 10 | HeaderMin_4HeaderMax_10 | 10
444 | 64 | 30707-2P-25HP VLSC | VLSC_30707_2P_25HP | 573.9449 | 573.9449 | 2295.7795 | 4 | 0 | 4 | C | VLS_Inline | 3 | 3 | 3 | 5 | BranchMin_3BranchMax_5 | 4 | 4 | 10 | HeaderMin_4HeaderMax_10 | 4 | INVALID
444 | 64 | 30707-2P-25HP VLSC | VLSC_30707_2P_25HP | 573.9449 | 573.9449 | 2295.7795 | 4 | 0 | 4 | C | VLS_Inline | 3 | 3 | 3 | 5 | BranchMin_3BranchMax_5 | 4 | 4 | 10 | HeaderMin_4HeaderMax_10 | 5
444 | 64 | 30707-2P-25HP VLSC | VLSC_30707_2P_25HP | 573.9449 | 573.9449 | 2295.7795 | 4 | 0 | 4 | C | VLS_Inline | 3 | 3 | 3 | 5 | BranchMin_3BranchMax_5 | 4 | 4 | 10 | HeaderMin_4HeaderMax_10 | 6
444 | 64 | 30707-2P-25HP VLSC | VLSC_30707_2P_25HP | 573.9449 | 573.9449 | 2295.7795 | 4 | 0 | 4 | C | VLS_Inline | 3 | 3 | 3 | 5 | BranchMin_3BranchMax_5 | 4 | 4 | 10 | HeaderMin_4HeaderMax_10 | 8
444 | 64 | 30707-2P-25HP VLSC | VLSC_30707_2P_25HP | 573.9449 | 573.9449 | 2295.7795 | 4 | 0 | 4 | C | VLS_Inline | 3 | 3 | 3 | 5 | BranchMin_3BranchMax_5 | 4 | 4 | 10 | HeaderMin_4HeaderMax_10 | 10
444 | 64 | 30707-2P-25HP VLSC | VLSC_30707_2P_25HP | 573.9449 | 573.9449 | 2295.7795 | 4 | 0 | 4 | C | VLS_Inline | 3 | 3 | 3 | 5 | BranchMin_3BranchMax_5 | 5 | 4 | 10 | HeaderMin_4HeaderMax_10 | 4 | INVALID
444 | 64 | 30707-2P-25HP VLSC | VLSC_30707_2P_25HP | 573.9449 | 573.9449 | 2295.7795 | 4 | 0 | 4 | C | VLS_Inline | 3 | 3 | 3 | 5 | BranchMin_3BranchMax_5 | 5 | 4 | 10 | HeaderMin_4HeaderMax_10 | 5 | INVALID
444 | 64 | 30707-2P-25HP VLSC | VLSC_30707_2P_25HP | 573.9449 | 573.9449 | 2295.7795 | 4 | 0 | 4 | C | VLS_Inline | 3 | 3 | 3 | 5 | BranchMin_3BranchMax_5 | 5 | 4 | 10 | HeaderMin_4HeaderMax_10 | 6
444 | 64 | 30707-2P-25HP VLSC | VLSC_30707_2P_25HP | 573.9449 | 573.9449 | 2295.7795 | 4 | 0 | 4 | C | VLS_Inline | 3 | 3 | 3 | 5 | BranchMin_3BranchMax_5 | 5 | 4 | 10 | HeaderMin_4HeaderMax_10 | 8
444 | 64 | 30707-2P-25HP VLSC | VLSC_30707_2P_25HP | 573.9449 | 573.9449 | 2295.7795 | 4 | 0 | 4 | C | VLS_Inline | 3 | 3 | 3 | 5 | BranchMin_3BranchMax_5 | 5 | 4 | 10 | HeaderMin_4HeaderMax_10 | 10
445 | 65 | 30707-2P-30HP VLSC | VLSC_30707_2P_30HP | 599.7227 | 599.7227 | 2398.8907 | 4 | 0 | 4 | C | VLS_Inline | 3 | 3 | 3 | 5 | BranchMin_3BranchMax_5 | 3 | 4 | 10 | HeaderMin_4HeaderMax_10 | 4
445 | 65 | 30707-2P-30HP VLSC | VLSC_30707_2P_30HP | 599.7227 | 599.7227 | 2398.8907 | 4 | 0 | 4 | C | VLS_Inline | 3 | 3 | 3 | 5 | BranchMin_3BranchMax_5 | 3 | 4 | 10 | HeaderMin_4HeaderMax_10 | 5
445 | 65 | 30707-2P-30HP VLSC | VLSC_30707_2P_30HP | 599.7227 | 599.7227 | 2398.8907 | 4 | 0 | 4 | C | VLS_Inline | 3 | 3 | 3 | 5 | BranchMin_3BranchMax_5 | 3 | 4 | 10 | HeaderMin_4HeaderMax_10 | 6
445 | 65 | 30707-2P-30HP VLSC | VLSC_30707_2P_30HP | 599.7227 | 599.7227 | 2398.8907 | 4 | 0 | 4 | C | VLS_Inline | 3 | 3 | 3 | 5 | BranchMin_3BranchMax_5 | 3 | 4 | 10 | HeaderMin_4HeaderMax_10 | 8
445 | 65 | 30707-2P-30HP VLSC | VLSC_30707_2P_30HP | 599.7227 | 599.7227 | 2398.8907 | 4 | 0 | 4 | C | VLS_Inline | 3 | 3 | 3 | 5 | BranchMin_3BranchMax_5 | 3 | 4 | 10 | HeaderMin_4HeaderMax_10 | 10
445 | 65 | 30707-2P-30HP VLSC | VLSC_30707_2P_30HP | 599.7227 | 599.7227 | 2398.8907 | 4 | 0 | 4 | C | VLS_Inline | 3 | 3 | 3 | 5 | BranchMin_3BranchMax_5 | 4 | 4 | 10 | HeaderMin_4HeaderMax_10 | 4 | INVALID
445 | 65 | 30707-2P-30HP VLSC | VLSC_30707_2P_30HP | 599.7227 | 599.7227 | 2398.8907 | 4 | 0 | 4 | C | VLS_Inline | 3 | 3 | 3 | 5 | BranchMin_3BranchMax_5 | 4 | 4 | 10 | HeaderMin_4HeaderMax_10 | 5
445 | 65 | 30707-2P-30HP VLSC | VLSC_30707_2P_30HP | 599.7227 | 599.7227 | 2398.8907 | 4 | 0 | 4 | C | VLS_Inline | 3 | 3 | 3 | 5 | BranchMin_3BranchMax_5 | 4 | 4 | 10 | HeaderMin_4HeaderMax_10 | 6
445 | 65 | 30707-2P-30HP VLSC | VLSC_30707_2P_30HP | 599.7227 | 599.7227 | 2398.8907 | 4 | 0 | 4 | C | VLS_Inline | 3 | 3 | 3 | 5 | BranchMin_3BranchMax_5 | 4 | 4 | 10 | HeaderMin_4HeaderMax_10 | 8
445 | 65 | 30707-2P-30HP VLSC | VLSC_30707_2P_30HP | 599.7227 | 599.7227 | 2398.8907 | 4 | 0 | 4 | C | VLS_Inline | 3 | 3 | 3 | 5 | BranchMin_3BranchMax_5 | 4 | 4 | 10 | HeaderMin_4HeaderMax_10 | 10
445 | 65 | 30707-2P-30HP VLSC | VLSC_30707_2P_30HP | 599.7227 | 599.7227 | 2398.8907 | 4 | 0 | 4 | C | VLS_Inline | 3 | 3 | 3 | 5 | BranchMin_3BranchMax_5 | 5 | 4 | 10 | HeaderMin_4HeaderMax_10 | 4 | INVALID
445 | 65 | 30707-2P-30HP VLSC | VLSC_30707_2P_30HP | 599.7227 | 599.7227 | 2398.8907 | 4 | 0 | 4 | C | VLS_Inline | 3 | 3 | 3 | 5 | BranchMin_3BranchMax_5 | 5 | 4 | 10 | HeaderMin_4HeaderMax_10 | 5 | INVALID
445 | 65 | 30707-2P-30HP VLSC | VLSC_30707_2P_30HP | 599.7227 | 599.7227 | 2398.8907 | 4 | 0 | 4 | C | VLS_Inline | 3 | 3 | 3 | 5 | BranchMin_3BranchMax_5 | 5 | 4 | 10 | HeaderMin_4HeaderMax_10 | 6
445 | 65 | 30707-2P-30HP VLSC | VLSC_30707_2P_30HP | 599.7227 | 599.7227 | 2398.8907 | 4 | 0 | 4 | C | VLS_Inline | 3 | 3 | 3 | 5 | BranchMin_3BranchMax_5 | 5 | 4 | 10 | HeaderMin_4HeaderMax_10 | 8
445 | 65 | 30707-2P-30HP VLSC | VLSC_30707_2P_30HP | 599.7227 | 599.7227 | 2398.8907 | 4 | 0 | 4 | C | VLS_Inline | 3 | 3 | 3 | 5 | BranchMin_3BranchMax_5 | 5 | 4 | 10 | HeaderMin_4HeaderMax_10 | 10
446 | 66 | 30957-2P-30HP VLSC | VLSC_30957_2P_30HP | 512.3923 | 512.3923 | 2049.5692 | 4 | 0 | 4 | C | VLS_Inline | 3 | 3 | 3 | 5 | BranchMin_3BranchMax_5 | 3 | 4 | 10 | HeaderMin_4HeaderMax_10 | 4
446 | 66 | 30957-2P-30HP VLSC | VLSC_30957_2P_30HP | 512.3923 | 512.3923 | 2049.5692 | 4 | 0 | 4 | C | VLS_Inline | 3 | 3 | 3 | 5 | BranchMin_3BranchMax_5 | 3 | 4 | 10 | HeaderMin_4HeaderMax_10 | 5
446 | 66 | 30957-2P-30HP VLSC | VLSC_30957_2P_30HP | 512.3923 | 512.3923 | 2049.5692 | 4 | 0 | 4 | C | VLS_Inline | 3 | 3 | 3 | 5 | BranchMin_3BranchMax_5 | 3 | 4 | 10 | HeaderMin_4HeaderMax_10 | 6
446 | 66 | 30957-2P-30HP VLSC | VLSC_30957_2P_30HP | 512.3923 | 512.3923 | 2049.5692 | 4 | 0 | 4 | C | VLS_Inline | 3 | 3 | 3 | 5 | BranchMin_3BranchMax_5 | 3 | 4 | 10 | HeaderMin_4HeaderMax_10 | 8
446 | 66 | 30957-2P-30HP VLSC | VLSC_30957_2P_30HP | 512.3923 | 512.3923 | 2049.5692 | 4 | 0 | 4 | C | VLS_Inline | 3 | 3 | 3 | 5 | BranchMin_3BranchMax_5 | 3 | 4 | 10 | HeaderMin_4HeaderMax_10 | 10
446 | 66 | 30957-2P-30HP VLSC | VLSC_30957_2P_30HP | 512.3923 | 512.3923 | 2049.5692 | 4 | 0 | 4 | C | VLS_Inline | 3 | 3 | 3 | 5 | BranchMin_3BranchMax_5 | 4 | 4 | 10 | HeaderMin_4HeaderMax_10 | 4 | INVALID
446 | 66 | 30957-2P-30HP VLSC | VLSC_30957_2P_30HP | 512.3923 | 512.3923 | 2049.5692 | 4 | 0 | 4 | C | VLS_Inline | 3 | 3 | 3 | 5 | BranchMin_3BranchMax_5 | 4 | 4 | 10 | HeaderMin_4HeaderMax_10 | 5
446 | 66 | 30957-2P-30HP VLSC | VLSC_30957_2P_30HP | 512.3923 | 512.3923 | 2049.5692 | 4 | 0 | 4 | C | VLS_Inline | 3 | 3 | 3 | 5 | BranchMin_3BranchMax_5 | 4 | 4 | 10 | HeaderMin_4HeaderMax_10 | 6
446 | 66 | 30957-2P-30HP VLSC | VLSC_30957_2P_30HP | 512.3923 | 512.3923 | 2049.5692 | 4 | 0 | 4 | C | VLS_Inline | 3 | 3 | 3 | 5 | BranchMin_3BranchMax_5 | 4 | 4 | 10 | HeaderMin_4HeaderMax_10 | 8
446 | 66 | 30957-2P-30HP VLSC | VLSC_30957_2P_30HP | 512.3923 | 512.3923 | 2049.5692 | 4 | 0 | 4 | C | VLS_Inline | 3 | 3 | 3 | 5 | BranchMin_3BranchMax_5 | 4 | 4 | 10 | HeaderMin_4HeaderMax_10 | 10
446 | 66 | 30957-2P-30HP VLSC | VLSC_30957_2P_30HP | 512.3923 | 512.3923 | 2049.5692 | 4 | 0 | 4 | C | VLS_Inline | 3 | 3 | 3 | 5 | BranchMin_3BranchMax_5 | 5 | 4 | 10 | HeaderMin_4HeaderMax_10 | 4 | INVALID
446 | 66 | 30957-2P-30HP VLSC | VLSC_30957_2P_30HP | 512.3923 | 512.3923 | 2049.5692 | 4 | 0 | 4 | C | VLS_Inline | 3 | 3 | 3 | 5 | BranchMin_3BranchMax_5 | 5 | 4 | 10 | HeaderMin_4HeaderMax_10 | 5 | INVALID
446 | 66 | 30957-2P-30HP VLSC | VLSC_30957_2P_30HP | 512.3923 | 512.3923 | 2049.5692 | 4 | 0 | 4 | C | VLS_Inline | 3 | 3 | 3 | 5 | BranchMin_3BranchMax_5 | 5 | 4 | 10 | HeaderMin_4HeaderMax_10 | 6
446 | 66 | 30957-2P-30HP VLSC | VLSC_30957_2P_30HP | 512.3923 | 512.3923 | 2049.5692 | 4 | 0 | 4 | C | VLS_Inline | 3 | 3 | 3 | 5 | BranchMin_3BranchMax_5 | 5 | 4 | 10 | HeaderMin_4HeaderMax_10 | 8
446 | 66 | 30957-2P-30HP VLSC | VLSC_30957_2P_30HP | 512.3923 | 512.3923 | 2049.5692 | 4 | 0 | 4 | C | VLS_Inline | 3 | 3 | 3 | 5 | BranchMin_3BranchMax_5 | 5 | 4 | 10 | HeaderMin_4HeaderMax_10 | 10
447 | 67 | 30957-2P-40HP VLSC | VLSC_30957_2P_40HP | 573.8168 | 573.8168 | 2295.2671 | 4 | 0 | 4 | C | VLS_Inline | 3 | 3 | 3 | 5 | BranchMin_3BranchMax_5 | 3 | 4 | 10 | HeaderMin_4HeaderMax_10 | 4
447 | 67 | 30957-2P-40HP VLSC | VLSC_30957_2P_40HP | 573.8168 | 573.8168 | 2295.2671 | 4 | 0 | 4 | C | VLS_Inline | 3 | 3 | 3 | 5 | BranchMin_3BranchMax_5 | 3 | 4 | 10 | HeaderMin_4HeaderMax_10 | 5
447 | 67 | 30957-2P-40HP VLSC | VLSC_30957_2P_40HP | 573.8168 | 573.8168 | 2295.2671 | 4 | 0 | 4 | C | VLS_Inline | 3 | 3 | 3 | 5 | BranchMin_3BranchMax_5 | 3 | 4 | 10 | HeaderMin_4HeaderMax_10 | 6
447 | 67 | 30957-2P-40HP VLSC | VLSC_30957_2P_40HP | 573.8168 | 573.8168 | 2295.2671 | 4 | 0 | 4 | C | VLS_Inline | 3 | 3 | 3 | 5 | BranchMin_3BranchMax_5 | 3 | 4 | 10 | HeaderMin_4HeaderMax_10 | 8
447 | 67 | 30957-2P-40HP VLSC | VLSC_30957_2P_40HP | 573.8168 | 573.8168 | 2295.2671 | 4 | 0 | 4 | C | VLS_Inline | 3 | 3 | 3 | 5 | BranchMin_3BranchMax_5 | 3 | 4 | 10 | HeaderMin_4HeaderMax_10 | 10
447 | 67 | 30957-2P-40HP VLSC | VLSC_30957_2P_40HP | 573.8168 | 573.8168 | 2295.2671 | 4 | 0 | 4 | C | VLS_Inline | 3 | 3 | 3 | 5 | BranchMin_3BranchMax_5 | 4 | 4 | 10 | HeaderMin_4HeaderMax_10 | 4 | INVALID
447 | 67 | 30957-2P-40HP VLSC | VLSC_30957_2P_40HP | 573.8168 | 573.8168 | 2295.2671 | 4 | 0 | 4 | C | VLS_Inline | 3 | 3 | 3 | 5 | BranchMin_3BranchMax_5 | 4 | 4 | 10 | HeaderMin_4HeaderMax_10 | 5
447 | 67 | 30957-2P-40HP VLSC | VLSC_30957_2P_40HP | 573.8168 | 573.8168 | 2295.2671 | 4 | 0 | 4 | C | VLS_Inline | 3 | 3 | 3 | 5 | BranchMin_3BranchMax_5 | 4 | 4 | 10 | HeaderMin_4HeaderMax_10 | 6
447 | 67 | 30957-2P-40HP VLSC | VLSC_30957_2P_40HP | 573.8168 | 573.8168 | 2295.2671 | 4 | 0 | 4 | C | VLS_Inline | 3 | 3 | 3 | 5 | BranchMin_3BranchMax_5 | 4 | 4 | 10 | HeaderMin_4HeaderMax_10 | 8
447 | 67 | 30957-2P-40HP VLSC | VLSC_30957_2P_40HP | 573.8168 | 573.8168 | 2295.2671 | 4 | 0 | 4 | C | VLS_Inline | 3 | 3 | 3 | 5 | BranchMin_3BranchMax_5 | 4 | 4 | 10 | HeaderMin_4HeaderMax_10 | 10
447 | 67 | 30957-2P-40HP VLSC | VLSC_30957_2P_40HP | 573.8168 | 573.8168 | 2295.2671 | 4 | 0 | 4 | C | VLS_Inline | 3 | 3 | 3 | 5 | BranchMin_3BranchMax_5 | 5 | 4 | 10 | HeaderMin_4HeaderMax_10 | 4 | INVALID
447 | 67 | 30957-2P-40HP VLSC | VLSC_30957_2P_40HP | 573.8168 | 573.8168 | 2295.2671 | 4 | 0 | 4 | C | VLS_Inline | 3 | 3 | 3 | 5 | BranchMin_3BranchMax_5 | 5 | 4 | 10 | HeaderMin_4HeaderMax_10 | 5 | INVALID
447 | 67 | 30957-2P-40HP VLSC | VLSC_30957_2P_40HP | 573.8168 | 573.8168 | 2295.2671 | 4 | 0 | 4 | C | VLS_Inline | 3 | 3 | 3 | 5 | BranchMin_3BranchMax_5 | 5 | 4 | 10 | HeaderMin_4HeaderMax_10 | 6
447 | 67 | 30957-2P-40HP VLSC | VLSC_30957_2P_40HP | 573.8168 | 573.8168 | 2295.2671 | 4 | 0 | 4 | C | VLS_Inline | 3 | 3 | 3 | 5 | BranchMin_3BranchMax_5 | 5 | 4 | 10 | HeaderMin_4HeaderMax_10 | 8
447 | 67 | 30957-2P-40HP VLSC | VLSC_30957_2P_40HP | 573.8168 | 573.8168 | 2295.2671 | 4 | 0 | 4 | C | VLS_Inline | 3 | 3 | 3 | 5 | BranchMin_3BranchMax_5 | 5 | 4 | 10 | HeaderMin_4HeaderMax_10 | 10
448 | 68 | 30957-2P-50HP VLSC | VLSC_30957_2P_50HP | 630.1667 | 630.1667 | 2520.6667 | 4 | 0 | 4 | C | VLS_Inline | 3 | 3 | 3 | 5 | BranchMin_3BranchMax_5 | 3 | 4 | 12 | HeaderMin_4HeaderMax_12 | 4
448 | 68 | 30957-2P-50HP VLSC | VLSC_30957_2P_50HP | 630.1667 | 630.1667 | 2520.6667 | 4 | 0 | 4 | C | VLS_Inline | 3 | 3 | 3 | 5 | BranchMin_3BranchMax_5 | 3 | 4 | 12 | HeaderMin_4HeaderMax_12 | 5
448 | 68 | 30957-2P-50HP VLSC | VLSC_30957_2P_50HP | 630.1667 | 630.1667 | 2520.6667 | 4 | 0 | 4 | C | VLS_Inline | 3 | 3 | 3 | 5 | BranchMin_3BranchMax_5 | 3 | 4 | 12 | HeaderMin_4HeaderMax_12 | 6
448 | 68 | 30957-2P-50HP VLSC | VLSC_30957_2P_50HP | 630.1667 | 630.1667 | 2520.6667 | 4 | 0 | 4 | C | VLS_Inline | 3 | 3 | 3 | 5 | BranchMin_3BranchMax_5 | 3 | 4 | 12 | HeaderMin_4HeaderMax_12 | 8
448 | 68 | 30957-2P-50HP VLSC | VLSC_30957_2P_50HP | 630.1667 | 630.1667 | 2520.6667 | 4 | 0 | 4 | C | VLS_Inline | 3 | 3 | 3 | 5 | BranchMin_3BranchMax_5 | 3 | 4 | 12 | HeaderMin_4HeaderMax_12 | 10
448 | 68 | 30957-2P-50HP VLSC | VLSC_30957_2P_50HP | 630.1667 | 630.1667 | 2520.6667 | 4 | 0 | 4 | C | VLS_Inline | 3 | 3 | 3 | 5 | BranchMin_3BranchMax_5 | 3 | 4 | 12 | HeaderMin_4HeaderMax_12 | 12
448 | 68 | 30957-2P-50HP VLSC | VLSC_30957_2P_50HP | 630.1667 | 630.1667 | 2520.6667 | 4 | 0 | 4 | C | VLS_Inline | 3 | 3 | 3 | 5 | BranchMin_3BranchMax_5 | 4 | 4 | 12 | HeaderMin_4HeaderMax_12 | 4 | INVALID
448 | 68 | 30957-2P-50HP VLSC | VLSC_30957_2P_50HP | 630.1667 | 630.1667 | 2520.6667 | 4 | 0 | 4 | C | VLS_Inline | 3 | 3 | 3 | 5 | BranchMin_3BranchMax_5 | 4 | 4 | 12 | HeaderMin_4HeaderMax_12 | 5
448 | 68 | 30957-2P-50HP VLSC | VLSC_30957_2P_50HP | 630.1667 | 630.1667 | 2520.6667 | 4 | 0 | 4 | C | VLS_Inline | 3 | 3 | 3 | 5 | BranchMin_3BranchMax_5 | 4 | 4 | 12 | HeaderMin_4HeaderMax_12 | 6
448 | 68 | 30957-2P-50HP VLSC | VLSC_30957_2P_50HP | 630.1667 | 630.1667 | 2520.6667 | 4 | 0 | 4 | C | VLS_Inline | 3 | 3 | 3 | 5 | BranchMin_3BranchMax_5 | 4 | 4 | 12 | HeaderMin_4HeaderMax_12 | 8
448 | 68 | 30957-2P-50HP VLSC | VLSC_30957_2P_50HP | 630.1667 | 630.1667 | 2520.6667 | 4 | 0 | 4 | C | VLS_Inline | 3 | 3 | 3 | 5 | BranchMin_3BranchMax_5 | 4 | 4 | 12 | HeaderMin_4HeaderMax_12 | 10
448 | 68 | 30957-2P-50HP VLSC | VLSC_30957_2P_50HP | 630.1667 | 630.1667 | 2520.6667 | 4 | 0 | 4 | C | VLS_Inline | 3 | 3 | 3 | 5 | BranchMin_3BranchMax_5 | 4 | 4 | 12 | HeaderMin_4HeaderMax_12 | 12
448 | 68 | 30957-2P-50HP VLSC | VLSC_30957_2P_50HP | 630.1667 | 630.1667 | 2520.6667 | 4 | 0 | 4 | C | VLS_Inline | 3 | 3 | 3 | 5 | BranchMin_3BranchMax_5 | 5 | 4 | 12 | HeaderMin_4HeaderMax_12 | 4 | INVALID
448 | 68 | 30957-2P-50HP VLSC | VLSC_30957_2P_50HP | 630.1667 | 630.1667 | 2520.6667 | 4 | 0 | 4 | C | VLS_Inline | 3 | 3 | 3 | 5 | BranchMin_3BranchMax_5 | 5 | 4 | 12 | HeaderMin_4HeaderMax_12 | 5 | INVALID
448 | 68 | 30957-2P-50HP VLSC | VLSC_30957_2P_50HP | 630.1667 | 630.1667 | 2520.6667 | 4 | 0 | 4 | C | VLS_Inline | 3 | 3 | 3 | 5 | BranchMin_3BranchMax_5 | 5 | 4 | 12 | HeaderMin_4HeaderMax_12 | 6
448 | 68 | 30957-2P-50HP VLSC | VLSC_30957_2P_50HP | 630.1667 | 630.1667 | 2520.6667 | 4 | 0 | 4 | C | VLS_Inline | 3 | 3 | 3 | 5 | BranchMin_3BranchMax_5 | 5 | 4 | 12 | HeaderMin_4HeaderMax_12 | 8
448 | 68 | 30957-2P-50HP VLSC | VLSC_30957_2P_50HP | 630.1667 | 630.1667 | 2520.6667 | 4 | 0 | 4 | C | VLS_Inline | 3 | 3 | 3 | 5 | BranchMin_3BranchMax_5 | 5 | 4 | 12 | HeaderMin_4HeaderMax_12 | 10
448 | 68 | 30957-2P-50HP VLSC | VLSC_30957_2P_50HP | 630.1667 | 630.1667 | 2520.6667 | 4 | 0 | 4 | C | VLS_Inline | 3 | 3 | 3 | 5 | BranchMin_3BranchMax_5 | 5 | 4 | 12 | HeaderMin_4HeaderMax_12 | 12
449 | 69 | 30957-2P-60HP VLSC | VLSC_30957_2P_60HP | 681.695 | 681.695 | 2726.78 | 4 | 0 | 4 | C | VLS_Inline | 3 | 3 | 3 | 6 | BranchMin_3BranchMax_6 | 3 | 4 | 12 | HeaderMin_4HeaderMax_12 | 4
449 | 69 | 30957-2P-60HP VLSC | VLSC_30957_2P_60HP | 681.695 | 681.695 | 2726.78 | 4 | 0 | 4 | C | VLS_Inline | 3 | 3 | 3 | 6 | BranchMin_3BranchMax_6 | 3 | 4 | 12 | HeaderMin_4HeaderMax_12 | 5
449 | 69 | 30957-2P-60HP VLSC | VLSC_30957_2P_60HP | 681.695 | 681.695 | 2726.78 | 4 | 0 | 4 | C | VLS_Inline | 3 | 3 | 3 | 6 | BranchMin_3BranchMax_6 | 3 | 4 | 12 | HeaderMin_4HeaderMax_12 | 6
449 | 69 | 30957-2P-60HP VLSC | VLSC_30957_2P_60HP | 681.695 | 681.695 | 2726.78 | 4 | 0 | 4 | C | VLS_Inline | 3 | 3 | 3 | 6 | BranchMin_3BranchMax_6 | 3 | 4 | 12 | HeaderMin_4HeaderMax_12 | 8
449 | 69 | 30957-2P-60HP VLSC | VLSC_30957_2P_60HP | 681.695 | 681.695 | 2726.78 | 4 | 0 | 4 | C | VLS_Inline | 3 | 3 | 3 | 6 | BranchMin_3BranchMax_6 | 3 | 4 | 12 | HeaderMin_4HeaderMax_12 | 10
449 | 69 | 30957-2P-60HP VLSC | VLSC_30957_2P_60HP | 681.695 | 681.695 | 2726.78 | 4 | 0 | 4 | C | VLS_Inline | 3 | 3 | 3 | 6 | BranchMin_3BranchMax_6 | 3 | 4 | 12 | HeaderMin_4HeaderMax_12 | 12
449 | 69 | 30957-2P-60HP VLSC | VLSC_30957_2P_60HP | 681.695 | 681.695 | 2726.78 | 4 | 0 | 4 | C | VLS_Inline | 3 | 3 | 3 | 6 | BranchMin_3BranchMax_6 | 4 | 4 | 12 | HeaderMin_4HeaderMax_12 | 4 | INVALID
449 | 69 | 30957-2P-60HP VLSC | VLSC_30957_2P_60HP | 681.695 | 681.695 | 2726.78 | 4 | 0 | 4 | C | VLS_Inline | 3 | 3 | 3 | 6 | BranchMin_3BranchMax_6 | 4 | 4 | 12 | HeaderMin_4HeaderMax_12 | 5
449 | 69 | 30957-2P-60HP VLSC | VLSC_30957_2P_60HP | 681.695 | 681.695 | 2726.78 | 4 | 0 | 4 | C | VLS_Inline | 3 | 3 | 3 | 6 | BranchMin_3BranchMax_6 | 4 | 4 | 12 | HeaderMin_4HeaderMax_12 | 6
449 | 69 | 30957-2P-60HP VLSC | VLSC_30957_2P_60HP | 681.695 | 681.695 | 2726.78 | 4 | 0 | 4 | C | VLS_Inline | 3 | 3 | 3 | 6 | BranchMin_3BranchMax_6 | 4 | 4 | 12 | HeaderMin_4HeaderMax_12 | 8
449 | 69 | 30957-2P-60HP VLSC | VLSC_30957_2P_60HP | 681.695 | 681.695 | 2726.78 | 4 | 0 | 4 | C | VLS_Inline | 3 | 3 | 3 | 6 | BranchMin_3BranchMax_6 | 4 | 4 | 12 | HeaderMin_4HeaderMax_12 | 10
449 | 69 | 30957-2P-60HP VLSC | VLSC_30957_2P_60HP | 681.695 | 681.695 | 2726.78 | 4 | 0 | 4 | C | VLS_Inline | 3 | 3 | 3 | 6 | BranchMin_3BranchMax_6 | 4 | 4 | 12 | HeaderMin_4HeaderMax_12 | 12
449 | 69 | 30957-2P-60HP VLSC | VLSC_30957_2P_60HP | 681.695 | 681.695 | 2726.78 | 4 | 0 | 4 | C | VLS_Inline | 3 | 3 | 3 | 6 | BranchMin_3BranchMax_6 | 5 | 4 | 12 | HeaderMin_4HeaderMax_12 | 4 | INVALID
449 | 69 | 30957-2P-60HP VLSC | VLSC_30957_2P_60HP | 681.695 | 681.695 | 2726.78 | 4 | 0 | 4 | C | VLS_Inline | 3 | 3 | 3 | 6 | BranchMin_3BranchMax_6 | 5 | 4 | 12 | HeaderMin_4HeaderMax_12 | 5 | INVALID
449 | 69 | 30957-2P-60HP VLSC | VLSC_30957_2P_60HP | 681.695 | 681.695 | 2726.78 | 4 | 0 | 4 | C | VLS_Inline | 3 | 3 | 3 | 6 | BranchMin_3BranchMax_6 | 5 | 4 | 12 | HeaderMin_4HeaderMax_12 | 6
449 | 69 | 30957-2P-60HP VLSC | VLSC_30957_2P_60HP | 681.695 | 681.695 | 2726.78 | 4 | 0 | 4 | C | VLS_Inline | 3 | 3 | 3 | 6 | BranchMin_3BranchMax_6 | 5 | 4 | 12 | HeaderMin_4HeaderMax_12 | 8
449 | 69 | 30957-2P-60HP VLSC | VLSC_30957_2P_60HP | 681.695 | 681.695 | 2726.78 | 4 | 0 | 4 | C | VLS_Inline | 3 | 3 | 3 | 6 | BranchMin_3BranchMax_6 | 5 | 4 | 12 | HeaderMin_4HeaderMax_12 | 10
449 | 69 | 30957-2P-60HP VLSC | VLSC_30957_2P_60HP | 681.695 | 681.695 | 2726.78 | 4 | 0 | 4 | C | VLS_Inline | 3 | 3 | 3 | 6 | BranchMin_3BranchMax_6 | 5 | 4 | 12 | HeaderMin_4HeaderMax_12 | 12
449 | 69 | 30957-2P-60HP VLSC | VLSC_30957_2P_60HP | 681.695 | 681.695 | 2726.78 | 4 | 0 | 4 | C | VLS_Inline | 3 | 3 | 3 | 6 | BranchMin_3BranchMax_6 | 6 | 4 | 12 | HeaderMin_4HeaderMax_12 | 4 | INVALID
449 | 69 | 30957-2P-60HP VLSC | VLSC_30957_2P_60HP | 681.695 | 681.695 | 2726.78 | 4 | 0 | 4 | C | VLS_Inline | 3 | 3 | 3 | 6 | BranchMin_3BranchMax_6 | 6 | 4 | 12 | HeaderMin_4HeaderMax_12 | 5 | INVALID
449 | 69 | 30957-2P-60HP VLSC | VLSC_30957_2P_60HP | 681.695 | 681.695 | 2726.78 | 4 | 0 | 4 | C | VLS_Inline | 3 | 3 | 3 | 6 | BranchMin_3BranchMax_6 | 6 | 4 | 12 | HeaderMin_4HeaderMax_12 | 6 | INVALID
449 | 69 | 30957-2P-60HP VLSC | VLSC_30957_2P_60HP | 681.695 | 681.695 | 2726.78 | 4 | 0 | 4 | C | VLS_Inline | 3 | 3 | 3 | 6 | BranchMin_3BranchMax_6 | 6 | 4 | 12 | HeaderMin_4HeaderMax_12 | 8
449 | 69 | 30957-2P-60HP VLSC | VLSC_30957_2P_60HP | 681.695 | 681.695 | 2726.78 | 4 | 0 | 4 | C | VLS_Inline | 3 | 3 | 3 | 6 | BranchMin_3BranchMax_6 | 6 | 4 | 12 | HeaderMin_4HeaderMax_12 | 10
449 | 69 | 30957-2P-60HP VLSC | VLSC_30957_2P_60HP | 681.695 | 681.695 | 2726.78 | 4 | 0 | 4 | C | VLS_Inline | 3 | 3 | 3 | 6 | BranchMin_3BranchMax_6 | 6 | 4 | 12 | HeaderMin_4HeaderMax_12 | 12
450 | 70 | 30707-4P-3HP VLSC | VLSC_30707_4P_3HP | 242.0702 | 242.0702 | 968.2806 | 4 | 0 | 4 | C | VLS_Inline | 3 | 3 | 3 | 4 | BranchMin_3BranchMax_4 | 3 | 4 | 8 | HeaderMin_4HeaderMax_8 | 4
450 | 70 | 30707-4P-3HP VLSC | VLSC_30707_4P_3HP | 242.0702 | 242.0702 | 968.2806 | 4 | 0 | 4 | C | VLS_Inline | 3 | 3 | 3 | 4 | BranchMin_3BranchMax_4 | 3 | 4 | 8 | HeaderMin_4HeaderMax_8 | 5
450 | 70 | 30707-4P-3HP VLSC | VLSC_30707_4P_3HP | 242.0702 | 242.0702 | 968.2806 | 4 | 0 | 4 | C | VLS_Inline | 3 | 3 | 3 | 4 | BranchMin_3BranchMax_4 | 3 | 4 | 8 | HeaderMin_4HeaderMax_8 | 6
450 | 70 | 30707-4P-3HP VLSC | VLSC_30707_4P_3HP | 242.0702 | 242.0702 | 968.2806 | 4 | 0 | 4 | C | VLS_Inline | 3 | 3 | 3 | 4 | BranchMin_3BranchMax_4 | 3 | 4 | 8 | HeaderMin_4HeaderMax_8 | 8
450 | 70 | 30707-4P-3HP VLSC | VLSC_30707_4P_3HP | 242.0702 | 242.0702 | 968.2806 | 4 | 0 | 4 | C | VLS_Inline | 3 | 3 | 3 | 4 | BranchMin_3BranchMax_4 | 4 | 4 | 8 | HeaderMin_4HeaderMax_8 | 4 | INVALID
450 | 70 | 30707-4P-3HP VLSC | VLSC_30707_4P_3HP | 242.0702 | 242.0702 | 968.2806 | 4 | 0 | 4 | C | VLS_Inline | 3 | 3 | 3 | 4 | BranchMin_3BranchMax_4 | 4 | 4 | 8 | HeaderMin_4HeaderMax_8 | 5
450 | 70 | 30707-4P-3HP VLSC | VLSC_30707_4P_3HP | 242.0702 | 242.0702 | 968.2806 | 4 | 0 | 4 | C | VLS_Inline | 3 | 3 | 3 | 4 | BranchMin_3BranchMax_4 | 4 | 4 | 8 | HeaderMin_4HeaderMax_8 | 6
450 | 70 | 30707-4P-3HP VLSC | VLSC_30707_4P_3HP | 242.0702 | 242.0702 | 968.2806 | 4 | 0 | 4 | C | VLS_Inline | 3 | 3 | 3 | 4 | BranchMin_3BranchMax_4 | 4 | 4 | 8 | HeaderMin_4HeaderMax_8 | 8
451 | 71 | 30707-4P-5HP VLSC | VLSC_30707_4P_5HP | 291.6367 | 291.6367 | 1166.5466 | 4 | 0 | 4 | C | VLS_Inline | 3 | 3 | 3 | 4 | BranchMin_3BranchMax_4 | 3 | 4 | 8 | HeaderMin_4HeaderMax_8 | 4
451 | 71 | 30707-4P-5HP VLSC | VLSC_30707_4P_5HP | 291.6367 | 291.6367 | 1166.5466 | 4 | 0 | 4 | C | VLS_Inline | 3 | 3 | 3 | 4 | BranchMin_3BranchMax_4 | 3 | 4 | 8 | HeaderMin_4HeaderMax_8 | 5
451 | 71 | 30707-4P-5HP VLSC | VLSC_30707_4P_5HP | 291.6367 | 291.6367 | 1166.5466 | 4 | 0 | 4 | C | VLS_Inline | 3 | 3 | 3 | 4 | BranchMin_3BranchMax_4 | 3 | 4 | 8 | HeaderMin_4HeaderMax_8 | 6
451 | 71 | 30707-4P-5HP VLSC | VLSC_30707_4P_5HP | 291.6367 | 291.6367 | 1166.5466 | 4 | 0 | 4 | C | VLS_Inline | 3 | 3 | 3 | 4 | BranchMin_3BranchMax_4 | 3 | 4 | 8 | HeaderMin_4HeaderMax_8 | 8
451 | 71 | 30707-4P-5HP VLSC | VLSC_30707_4P_5HP | 291.6367 | 291.6367 | 1166.5466 | 4 | 0 | 4 | C | VLS_Inline | 3 | 3 | 3 | 4 | BranchMin_3BranchMax_4 | 4 | 4 | 8 | HeaderMin_4HeaderMax_8 | 4 | INVALID
451 | 71 | 30707-4P-5HP VLSC | VLSC_30707_4P_5HP | 291.6367 | 291.6367 | 1166.5466 | 4 | 0 | 4 | C | VLS_Inline | 3 | 3 | 3 | 4 | BranchMin_3BranchMax_4 | 4 | 4 | 8 | HeaderMin_4HeaderMax_8 | 5
451 | 71 | 30707-4P-5HP VLSC | VLSC_30707_4P_5HP | 291.6367 | 291.6367 | 1166.5466 | 4 | 0 | 4 | C | VLS_Inline | 3 | 3 | 3 | 4 | BranchMin_3BranchMax_4 | 4 | 4 | 8 | HeaderMin_4HeaderMax_8 | 6
451 | 71 | 30707-4P-5HP VLSC | VLSC_30707_4P_5HP | 291.6367 | 291.6367 | 1166.5466 | 4 | 0 | 4 | C | VLS_Inline | 3 | 3 | 3 | 4 | BranchMin_3BranchMax_4 | 4 | 4 | 8 | HeaderMin_4HeaderMax_8 | 8
452 | 72 | 30957-4P-5HP VLSC | VLSC_30957_4P_5HP | 290.4936 | 290.4936 | 1161.9746 | 4 | 0 | 4 | C | VLS_Inline | 3 | 3 | 3 | 4 | BranchMin_3BranchMax_4 | 3 | 4 | 8 | HeaderMin_4HeaderMax_8 | 4
452 | 72 | 30957-4P-5HP VLSC | VLSC_30957_4P_5HP | 290.4936 | 290.4936 | 1161.9746 | 4 | 0 | 4 | C | VLS_Inline | 3 | 3 | 3 | 4 | BranchMin_3BranchMax_4 | 3 | 4 | 8 | HeaderMin_4HeaderMax_8 | 5
452 | 72 | 30957-4P-5HP VLSC | VLSC_30957_4P_5HP | 290.4936 | 290.4936 | 1161.9746 | 4 | 0 | 4 | C | VLS_Inline | 3 | 3 | 3 | 4 | BranchMin_3BranchMax_4 | 3 | 4 | 8 | HeaderMin_4HeaderMax_8 | 6
452 | 72 | 30957-4P-5HP VLSC | VLSC_30957_4P_5HP | 290.4936 | 290.4936 | 1161.9746 | 4 | 0 | 4 | C | VLS_Inline | 3 | 3 | 3 | 4 | BranchMin_3BranchMax_4 | 3 | 4 | 8 | HeaderMin_4HeaderMax_8 | 8
452 | 72 | 30957-4P-5HP VLSC | VLSC_30957_4P_5HP | 290.4936 | 290.4936 | 1161.9746 | 4 | 0 | 4 | C | VLS_Inline | 3 | 3 | 3 | 4 | BranchMin_3BranchMax_4 | 4 | 4 | 8 | HeaderMin_4HeaderMax_8 | 4 | INVALID
452 | 72 | 30957-4P-5HP VLSC | VLSC_30957_4P_5HP | 290.4936 | 290.4936 | 1161.9746 | 4 | 0 | 4 | C | VLS_Inline | 3 | 3 | 3 | 4 | BranchMin_3BranchMax_4 | 4 | 4 | 8 | HeaderMin_4HeaderMax_8 | 5
452 | 72 | 30957-4P-5HP VLSC | VLSC_30957_4P_5HP | 290.4936 | 290.4936 | 1161.9746 | 4 | 0 | 4 | C | VLS_Inline | 3 | 3 | 3 | 4 | BranchMin_3BranchMax_4 | 4 | 4 | 8 | HeaderMin_4HeaderMax_8 | 6
452 | 72 | 30957-4P-5HP VLSC | VLSC_30957_4P_5HP | 290.4936 | 290.4936 | 1161.9746 | 4 | 0 | 4 | C | VLS_Inline | 3 | 3 | 3 | 4 | BranchMin_3BranchMax_4 | 4 | 4 | 8 | HeaderMin_4HeaderMax_8 | 8
453 | 73 | 30957-4P-7.5HP VLSC | VLSC_30957_4P_7.5HP | 350.6693 | 350.6693 | 1402.6774 | 4 | 0 | 4 | C | VLS_Inline | 3 | 3 | 3 | 4 | BranchMin_3BranchMax_4 | 3 | 4 | 8 | HeaderMin_4HeaderMax_8 | 4
453 | 73 | 30957-4P-7.5HP VLSC | VLSC_30957_4P_7.5HP | 350.6693 | 350.6693 | 1402.6774 | 4 | 0 | 4 | C | VLS_Inline | 3 | 3 | 3 | 4 | BranchMin_3BranchMax_4 | 3 | 4 | 8 | HeaderMin_4HeaderMax_8 | 5
453 | 73 | 30957-4P-7.5HP VLSC | VLSC_30957_4P_7.5HP | 350.6693 | 350.6693 | 1402.6774 | 4 | 0 | 4 | C | VLS_Inline | 3 | 3 | 3 | 4 | BranchMin_3BranchMax_4 | 3 | 4 | 8 | HeaderMin_4HeaderMax_8 | 6
453 | 73 | 30957-4P-7.5HP VLSC | VLSC_30957_4P_7.5HP | 350.6693 | 350.6693 | 1402.6774 | 4 | 0 | 4 | C | VLS_Inline | 3 | 3 | 3 | 4 | BranchMin_3BranchMax_4 | 3 | 4 | 8 | HeaderMin_4HeaderMax_8 | 8
453 | 73 | 30957-4P-7.5HP VLSC | VLSC_30957_4P_7.5HP | 350.6693 | 350.6693 | 1402.6774 | 4 | 0 | 4 | C | VLS_Inline | 3 | 3 | 3 | 4 | BranchMin_3BranchMax_4 | 4 | 4 | 8 | HeaderMin_4HeaderMax_8 | 4 | INVALID
453 | 73 | 30957-4P-7.5HP VLSC | VLSC_30957_4P_7.5HP | 350.6693 | 350.6693 | 1402.6774 | 4 | 0 | 4 | C | VLS_Inline | 3 | 3 | 3 | 4 | BranchMin_3BranchMax_4 | 4 | 4 | 8 | HeaderMin_4HeaderMax_8 | 5
453 | 73 | 30957-4P-7.5HP VLSC | VLSC_30957_4P_7.5HP | 350.6693 | 350.6693 | 1402.6774 | 4 | 0 | 4 | C | VLS_Inline | 3 | 3 | 3 | 4 | BranchMin_3BranchMax_4 | 4 | 4 | 8 | HeaderMin_4HeaderMax_8 | 6
453 | 73 | 30957-4P-7.5HP VLSC | VLSC_30957_4P_7.5HP | 350.6693 | 350.6693 | 1402.6774 | 4 | 0 | 4 | C | VLS_Inline | 3 | 3 | 3 | 4 | BranchMin_3BranchMax_4 | 4 | 4 | 8 | HeaderMin_4HeaderMax_8 | 8
454 | 74 | 30957-4P-10HP VLSC | VLSC_30957_4P_10HP | 375.4803 | 375.4803 | 1501.921 | 4 | 0 | 4 | C | VLS_Inline | 3 | 3 | 3 | 4 | BranchMin_3BranchMax_4 | 3 | 4 | 8 | HeaderMin_4HeaderMax_8 | 4
454 | 74 | 30957-4P-10HP VLSC | VLSC_30957_4P_10HP | 375.4803 | 375.4803 | 1501.921 | 4 | 0 | 4 | C | VLS_Inline | 3 | 3 | 3 | 4 | BranchMin_3BranchMax_4 | 3 | 4 | 8 | HeaderMin_4HeaderMax_8 | 5
454 | 74 | 30957-4P-10HP VLSC | VLSC_30957_4P_10HP | 375.4803 | 375.4803 | 1501.921 | 4 | 0 | 4 | C | VLS_Inline | 3 | 3 | 3 | 4 | BranchMin_3BranchMax_4 | 3 | 4 | 8 | HeaderMin_4HeaderMax_8 | 6
454 | 74 | 30957-4P-10HP VLSC | VLSC_30957_4P_10HP | 375.4803 | 375.4803 | 1501.921 | 4 | 0 | 4 | C | VLS_Inline | 3 | 3 | 3 | 4 | BranchMin_3BranchMax_4 | 3 | 4 | 8 | HeaderMin_4HeaderMax_8 | 8
454 | 74 | 30957-4P-10HP VLSC | VLSC_30957_4P_10HP | 375.4803 | 375.4803 | 1501.921 | 4 | 0 | 4 | C | VLS_Inline | 3 | 3 | 3 | 4 | BranchMin_3BranchMax_4 | 4 | 4 | 8 | HeaderMin_4HeaderMax_8 | 4 | INVALID
454 | 74 | 30957-4P-10HP VLSC | VLSC_30957_4P_10HP | 375.4803 | 375.4803 | 1501.921 | 4 | 0 | 4 | C | VLS_Inline | 3 | 3 | 3 | 4 | BranchMin_3BranchMax_4 | 4 | 4 | 8 | HeaderMin_4HeaderMax_8 | 5
454 | 74 | 30957-4P-10HP VLSC | VLSC_30957_4P_10HP | 375.4803 | 375.4803 | 1501.921 | 4 | 0 | 4 | C | VLS_Inline | 3 | 3 | 3 | 4 | BranchMin_3BranchMax_4 | 4 | 4 | 8 | HeaderMin_4HeaderMax_8 | 6
454 | 74 | 30957-4P-10HP VLSC | VLSC_30957_4P_10HP | 375.4803 | 375.4803 | 1501.921 | 4 | 0 | 4 | C | VLS_Inline | 3 | 3 | 3 | 4 | BranchMin_3BranchMax_4 | 4 | 4 | 8 | HeaderMin_4HeaderMax_8 | 8
455 | 75 | 30123-4P-7.5HP VLSC | RC2539-9.07 | 402.5638 | 402.5638 | 1610.2551 | 4 | 0 | 4 | C | VLS_Inline | 3 | 3 | 3 | 5 | BranchMin_3BranchMax_5 | 3 | 4 | 10 | HeaderMin_4HeaderMax_10 | 4
455 | 75 | 30123-4P-7.5HP VLSC | RC2539-9.07 | 402.5638 | 402.5638 | 1610.2551 | 4 | 0 | 4 | C | VLS_Inline | 3 | 3 | 3 | 5 | BranchMin_3BranchMax_5 | 3 | 4 | 10 | HeaderMin_4HeaderMax_10 | 5
455 | 75 | 30123-4P-7.5HP VLSC | RC2539-9.07 | 402.5638 | 402.5638 | 1610.2551 | 4 | 0 | 4 | C | VLS_Inline | 3 | 3 | 3 | 5 | BranchMin_3BranchMax_5 | 3 | 4 | 10 | HeaderMin_4HeaderMax_10 | 6
455 | 75 | 30123-4P-7.5HP VLSC | RC2539-9.07 | 402.5638 | 402.5638 | 1610.2551 | 4 | 0 | 4 | C | VLS_Inline | 3 | 3 | 3 | 5 | BranchMin_3BranchMax_5 | 3 | 4 | 10 | HeaderMin_4HeaderMax_10 | 8
455 | 75 | 30123-4P-7.5HP VLSC | RC2539-9.07 | 402.5638 | 402.5638 | 1610.2551 | 4 | 0 | 4 | C | VLS_Inline | 3 | 3 | 3 | 5 | BranchMin_3BranchMax_5 | 3 | 4 | 10 | HeaderMin_4HeaderMax_10 | 10
455 | 75 | 30123-4P-7.5HP VLSC | RC2539-9.07 | 402.5638 | 402.5638 | 1610.2551 | 4 | 0 | 4 | C | VLS_Inline | 3 | 3 | 3 | 5 | BranchMin_3BranchMax_5 | 4 | 4 | 10 | HeaderMin_4HeaderMax_10 | 4 | INVALID
455 | 75 | 30123-4P-7.5HP VLSC | RC2539-9.07 | 402.5638 | 402.5638 | 1610.2551 | 4 | 0 | 4 | C | VLS_Inline | 3 | 3 | 3 | 5 | BranchMin_3BranchMax_5 | 4 | 4 | 10 | HeaderMin_4HeaderMax_10 | 5
455 | 75 | 30123-4P-7.5HP VLSC | RC2539-9.07 | 402.5638 | 402.5638 | 1610.2551 | 4 | 0 | 4 | C | VLS_Inline | 3 | 3 | 3 | 5 | BranchMin_3BranchMax_5 | 4 | 4 | 10 | HeaderMin_4HeaderMax_10 | 6
455 | 75 | 30123-4P-7.5HP VLSC | RC2539-9.07 | 402.5638 | 402.5638 | 1610.2551 | 4 | 0 | 4 | C | VLS_Inline | 3 | 3 | 3 | 5 | BranchMin_3BranchMax_5 | 4 | 4 | 10 | HeaderMin_4HeaderMax_10 | 8
455 | 75 | 30123-4P-7.5HP VLSC | RC2539-9.07 | 402.5638 | 402.5638 | 1610.2551 | 4 | 0 | 4 | C | VLS_Inline | 3 | 3 | 3 | 5 | BranchMin_3BranchMax_5 | 4 | 4 | 10 | HeaderMin_4HeaderMax_10 | 10
455 | 75 | 30123-4P-7.5HP VLSC | RC2539-9.07 | 402.5638 | 402.5638 | 1610.2551 | 4 | 0 | 4 | C | VLS_Inline | 3 | 3 | 3 | 5 | BranchMin_3BranchMax_5 | 5 | 4 | 10 | HeaderMin_4HeaderMax_10 | 4 | INVALID
455 | 75 | 30123-4P-7.5HP VLSC | RC2539-9.07 | 402.5638 | 402.5638 | 1610.2551 | 4 | 0 | 4 | C | VLS_Inline | 3 | 3 | 3 | 5 | BranchMin_3BranchMax_5 | 5 | 4 | 10 | HeaderMin_4HeaderMax_10 | 5 | INVALID
455 | 75 | 30123-4P-7.5HP VLSC | RC2539-9.07 | 402.5638 | 402.5638 | 1610.2551 | 4 | 0 | 4 | C | VLS_Inline | 3 | 3 | 3 | 5 | BranchMin_3BranchMax_5 | 5 | 4 | 10 | HeaderMin_4HeaderMax_10 | 6
455 | 75 | 30123-4P-7.5HP VLSC | RC2539-9.07 | 402.5638 | 402.5638 | 1610.2551 | 4 | 0 | 4 | C | VLS_Inline | 3 | 3 | 3 | 5 | BranchMin_3BranchMax_5 | 5 | 4 | 10 | HeaderMin_4HeaderMax_10 | 8
455 | 75 | 30123-4P-7.5HP VLSC | RC2539-9.07 | 402.5638 | 402.5638 | 1610.2551 | 4 | 0 | 4 | C | VLS_Inline | 3 | 3 | 3 | 5 | BranchMin_3BranchMax_5 | 5 | 4 | 10 | HeaderMin_4HeaderMax_10 | 10
456 | 76 | 30123-4P-10HP VLSC | RC2539-9.91 | 427.3855 | 427.3855 | 1709.542 | 4 | 0 | 4 | C | VLS_Inline | 3 | 3 | 3 | 5 | BranchMin_3BranchMax_5 | 3 | 4 | 10 | HeaderMin_4HeaderMax_10 | 4
456 | 76 | 30123-4P-10HP VLSC | RC2539-9.91 | 427.3855 | 427.3855 | 1709.542 | 4 | 0 | 4 | C | VLS_Inline | 3 | 3 | 3 | 5 | BranchMin_3BranchMax_5 | 3 | 4 | 10 | HeaderMin_4HeaderMax_10 | 5
456 | 76 | 30123-4P-10HP VLSC | RC2539-9.91 | 427.3855 | 427.3855 | 1709.542 | 4 | 0 | 4 | C | VLS_Inline | 3 | 3 | 3 | 5 | BranchMin_3BranchMax_5 | 3 | 4 | 10 | HeaderMin_4HeaderMax_10 | 6
456 | 76 | 30123-4P-10HP VLSC | RC2539-9.91 | 427.3855 | 427.3855 | 1709.542 | 4 | 0 | 4 | C | VLS_Inline | 3 | 3 | 3 | 5 | BranchMin_3BranchMax_5 | 3 | 4 | 10 | HeaderMin_4HeaderMax_10 | 8
456 | 76 | 30123-4P-10HP VLSC | RC2539-9.91 | 427.3855 | 427.3855 | 1709.542 | 4 | 0 | 4 | C | VLS_Inline | 3 | 3 | 3 | 5 | BranchMin_3BranchMax_5 | 3 | 4 | 10 | HeaderMin_4HeaderMax_10 | 10
456 | 76 | 30123-4P-10HP VLSC | RC2539-9.91 | 427.3855 | 427.3855 | 1709.542 | 4 | 0 | 4 | C | VLS_Inline | 3 | 3 | 3 | 5 | BranchMin_3BranchMax_5 | 4 | 4 | 10 | HeaderMin_4HeaderMax_10 | 4 | INVALID
456 | 76 | 30123-4P-10HP VLSC | RC2539-9.91 | 427.3855 | 427.3855 | 1709.542 | 4 | 0 | 4 | C | VLS_Inline | 3 | 3 | 3 | 5 | BranchMin_3BranchMax_5 | 4 | 4 | 10 | HeaderMin_4HeaderMax_10 | 5
456 | 76 | 30123-4P-10HP VLSC | RC2539-9.91 | 427.3855 | 427.3855 | 1709.542 | 4 | 0 | 4 | C | VLS_Inline | 3 | 3 | 3 | 5 | BranchMin_3BranchMax_5 | 4 | 4 | 10 | HeaderMin_4HeaderMax_10 | 6
456 | 76 | 30123-4P-10HP VLSC | RC2539-9.91 | 427.3855 | 427.3855 | 1709.542 | 4 | 0 | 4 | C | VLS_Inline | 3 | 3 | 3 | 5 | BranchMin_3BranchMax_5 | 4 | 4 | 10 | HeaderMin_4HeaderMax_10 | 8
456 | 76 | 30123-4P-10HP VLSC | RC2539-9.91 | 427.3855 | 427.3855 | 1709.542 | 4 | 0 | 4 | C | VLS_Inline | 3 | 3 | 3 | 5 | BranchMin_3BranchMax_5 | 4 | 4 | 10 | HeaderMin_4HeaderMax_10 | 10
456 | 76 | 30123-4P-10HP VLSC | RC2539-9.91 | 427.3855 | 427.3855 | 1709.542 | 4 | 0 | 4 | C | VLS_Inline | 3 | 3 | 3 | 5 | BranchMin_3BranchMax_5 | 5 | 4 | 10 | HeaderMin_4HeaderMax_10 | 4 | INVALID
456 | 76 | 30123-4P-10HP VLSC | RC2539-9.91 | 427.3855 | 427.3855 | 1709.542 | 4 | 0 | 4 | C | VLS_Inline | 3 | 3 | 3 | 5 | BranchMin_3BranchMax_5 | 5 | 4 | 10 | HeaderMin_4HeaderMax_10 | 5 | INVALID
456 | 76 | 30123-4P-10HP VLSC | RC2539-9.91 | 427.3855 | 427.3855 | 1709.542 | 4 | 0 | 4 | C | VLS_Inline | 3 | 3 | 3 | 5 | BranchMin_3BranchMax_5 | 5 | 4 | 10 | HeaderMin_4HeaderMax_10 | 6
456 | 76 | 30123-4P-10HP VLSC | RC2539-9.91 | 427.3855 | 427.3855 | 1709.542 | 4 | 0 | 4 | C | VLS_Inline | 3 | 3 | 3 | 5 | BranchMin_3BranchMax_5 | 5 | 4 | 10 | HeaderMin_4HeaderMax_10 | 8
456 | 76 | 30123-4P-10HP VLSC | RC2539-9.91 | 427.3855 | 427.3855 | 1709.542 | 4 | 0 | 4 | C | VLS_Inline | 3 | 3 | 3 | 5 | BranchMin_3BranchMax_5 | 5 | 4 | 10 | HeaderMin_4HeaderMax_10 | 10
457 | 77 | 30123-4P-15HP VLSC | RC2539-11.12 | 430.0891 | 430.0891 | 1720.3565 | 4 | 0 | 4 | C | VLS_Inline | 3 | 3 | 3 | 5 | BranchMin_3BranchMax_5 | 3 | 4 | 10 | HeaderMin_4HeaderMax_10 | 4
457 | 77 | 30123-4P-15HP VLSC | RC2539-11.12 | 430.0891 | 430.0891 | 1720.3565 | 4 | 0 | 4 | C | VLS_Inline | 3 | 3 | 3 | 5 | BranchMin_3BranchMax_5 | 3 | 4 | 10 | HeaderMin_4HeaderMax_10 | 5
457 | 77 | 30123-4P-15HP VLSC | RC2539-11.12 | 430.0891 | 430.0891 | 1720.3565 | 4 | 0 | 4 | C | VLS_Inline | 3 | 3 | 3 | 5 | BranchMin_3BranchMax_5 | 3 | 4 | 10 | HeaderMin_4HeaderMax_10 | 6
457 | 77 | 30123-4P-15HP VLSC | RC2539-11.12 | 430.0891 | 430.0891 | 1720.3565 | 4 | 0 | 4 | C | VLS_Inline | 3 | 3 | 3 | 5 | BranchMin_3BranchMax_5 | 3 | 4 | 10 | HeaderMin_4HeaderMax_10 | 8
457 | 77 | 30123-4P-15HP VLSC | RC2539-11.12 | 430.0891 | 430.0891 | 1720.3565 | 4 | 0 | 4 | C | VLS_Inline | 3 | 3 | 3 | 5 | BranchMin_3BranchMax_5 | 3 | 4 | 10 | HeaderMin_4HeaderMax_10 | 10
457 | 77 | 30123-4P-15HP VLSC | RC2539-11.12 | 430.0891 | 430.0891 | 1720.3565 | 4 | 0 | 4 | C | VLS_Inline | 3 | 3 | 3 | 5 | BranchMin_3BranchMax_5 | 4 | 4 | 10 | HeaderMin_4HeaderMax_10 | 4 | INVALID
457 | 77 | 30123-4P-15HP VLSC | RC2539-11.12 | 430.0891 | 430.0891 | 1720.3565 | 4 | 0 | 4 | C | VLS_Inline | 3 | 3 | 3 | 5 | BranchMin_3BranchMax_5 | 4 | 4 | 10 | HeaderMin_4HeaderMax_10 | 5
457 | 77 | 30123-4P-15HP VLSC | RC2539-11.12 | 430.0891 | 430.0891 | 1720.3565 | 4 | 0 | 4 | C | VLS_Inline | 3 | 3 | 3 | 5 | BranchMin_3BranchMax_5 | 4 | 4 | 10 | HeaderMin_4HeaderMax_10 | 6
457 | 77 | 30123-4P-15HP VLSC | RC2539-11.12 | 430.0891 | 430.0891 | 1720.3565 | 4 | 0 | 4 | C | VLS_Inline | 3 | 3 | 3 | 5 | BranchMin_3BranchMax_5 | 4 | 4 | 10 | HeaderMin_4HeaderMax_10 | 8
457 | 77 | 30123-4P-15HP VLSC | RC2539-11.12 | 430.0891 | 430.0891 | 1720.3565 | 4 | 0 | 4 | C | VLS_Inline | 3 | 3 | 3 | 5 | BranchMin_3BranchMax_5 | 4 | 4 | 10 | HeaderMin_4HeaderMax_10 | 10
457 | 77 | 30123-4P-15HP VLSC | RC2539-11.12 | 430.0891 | 430.0891 | 1720.3565 | 4 | 0 | 4 | C | VLS_Inline | 3 | 3 | 3 | 5 | BranchMin_3BranchMax_5 | 5 | 4 | 10 | HeaderMin_4HeaderMax_10 | 4 | INVALID
457 | 77 | 30123-4P-15HP VLSC | RC2539-11.12 | 430.0891 | 430.0891 | 1720.3565 | 4 | 0 | 4 | C | VLS_Inline | 3 | 3 | 3 | 5 | BranchMin_3BranchMax_5 | 5 | 4 | 10 | HeaderMin_4HeaderMax_10 | 5 | INVALID
457 | 77 | 30123-4P-15HP VLSC | RC2539-11.12 | 430.0891 | 430.0891 | 1720.3565 | 4 | 0 | 4 | C | VLS_Inline | 3 | 3 | 3 | 5 | BranchMin_3BranchMax_5 | 5 | 4 | 10 | HeaderMin_4HeaderMax_10 | 6
457 | 77 | 30123-4P-15HP VLSC | RC2539-11.12 | 430.0891 | 430.0891 | 1720.3565 | 4 | 0 | 4 | C | VLS_Inline | 3 | 3 | 3 | 5 | BranchMin_3BranchMax_5 | 5 | 4 | 10 | HeaderMin_4HeaderMax_10 | 8
457 | 77 | 30123-4P-15HP VLSC | RC2539-11.12 | 430.0891 | 430.0891 | 1720.3565 | 4 | 0 | 4 | C | VLS_Inline | 3 | 3 | 3 | 5 | BranchMin_3BranchMax_5 | 5 | 4 | 10 | HeaderMin_4HeaderMax_10 | 10
458 | 78 | 30123-4P-20HP VLSC | RC2539-12.1 | 453.84 | 453.84 | 1815.36 | 4 | 0 | 4 | C | VLS_Inline | 3 | 3 | 3 | 5 | BranchMin_3BranchMax_5 | 3 | 4 | 10 | HeaderMin_4HeaderMax_10 | 4
458 | 78 | 30123-4P-20HP VLSC | RC2539-12.1 | 453.84 | 453.84 | 1815.36 | 4 | 0 | 4 | C | VLS_Inline | 3 | 3 | 3 | 5 | BranchMin_3BranchMax_5 | 3 | 4 | 10 | HeaderMin_4HeaderMax_10 | 5
458 | 78 | 30123-4P-20HP VLSC | RC2539-12.1 | 453.84 | 453.84 | 1815.36 | 4 | 0 | 4 | C | VLS_Inline | 3 | 3 | 3 | 5 | BranchMin_3BranchMax_5 | 3 | 4 | 10 | HeaderMin_4HeaderMax_10 | 6
458 | 78 | 30123-4P-20HP VLSC | RC2539-12.1 | 453.84 | 453.84 | 1815.36 | 4 | 0 | 4 | C | VLS_Inline | 3 | 3 | 3 | 5 | BranchMin_3BranchMax_5 | 3 | 4 | 10 | HeaderMin_4HeaderMax_10 | 8
458 | 78 | 30123-4P-20HP VLSC | RC2539-12.1 | 453.84 | 453.84 | 1815.36 | 4 | 0 | 4 | C | VLS_Inline | 3 | 3 | 3 | 5 | BranchMin_3BranchMax_5 | 3 | 4 | 10 | HeaderMin_4HeaderMax_10 | 10
458 | 78 | 30123-4P-20HP VLSC | RC2539-12.1 | 453.84 | 453.84 | 1815.36 | 4 | 0 | 4 | C | VLS_Inline | 3 | 3 | 3 | 5 | BranchMin_3BranchMax_5 | 4 | 4 | 10 | HeaderMin_4HeaderMax_10 | 4 | INVALID
458 | 78 | 30123-4P-20HP VLSC | RC2539-12.1 | 453.84 | 453.84 | 1815.36 | 4 | 0 | 4 | C | VLS_Inline | 3 | 3 | 3 | 5 | BranchMin_3BranchMax_5 | 4 | 4 | 10 | HeaderMin_4HeaderMax_10 | 5
458 | 78 | 30123-4P-20HP VLSC | RC2539-12.1 | 453.84 | 453.84 | 1815.36 | 4 | 0 | 4 | C | VLS_Inline | 3 | 3 | 3 | 5 | BranchMin_3BranchMax_5 | 4 | 4 | 10 | HeaderMin_4HeaderMax_10 | 6
458 | 78 | 30123-4P-20HP VLSC | RC2539-12.1 | 453.84 | 453.84 | 1815.36 | 4 | 0 | 4 | C | VLS_Inline | 3 | 3 | 3 | 5 | BranchMin_3BranchMax_5 | 4 | 4 | 10 | HeaderMin_4HeaderMax_10 | 8
458 | 78 | 30123-4P-20HP VLSC | RC2539-12.1 | 453.84 | 453.84 | 1815.36 | 4 | 0 | 4 | C | VLS_Inline | 3 | 3 | 3 | 5 | BranchMin_3BranchMax_5 | 4 | 4 | 10 | HeaderMin_4HeaderMax_10 | 10
458 | 78 | 30123-4P-20HP VLSC | RC2539-12.1 | 453.84 | 453.84 | 1815.36 | 4 | 0 | 4 | C | VLS_Inline | 3 | 3 | 3 | 5 | BranchMin_3BranchMax_5 | 5 | 4 | 10 | HeaderMin_4HeaderMax_10 | 4 | INVALID
458 | 78 | 30123-4P-20HP VLSC | RC2539-12.1 | 453.84 | 453.84 | 1815.36 | 4 | 0 | 4 | C | VLS_Inline | 3 | 3 | 3 | 5 | BranchMin_3BranchMax_5 | 5 | 4 | 10 | HeaderMin_4HeaderMax_10 | 5 | INVALID
458 | 78 | 30123-4P-20HP VLSC | RC2539-12.1 | 453.84 | 453.84 | 1815.36 | 4 | 0 | 4 | C | VLS_Inline | 3 | 3 | 3 | 5 | BranchMin_3BranchMax_5 | 5 | 4 | 10 | HeaderMin_4HeaderMax_10 | 6
458 | 78 | 30123-4P-20HP VLSC | RC2539-12.1 | 453.84 | 453.84 | 1815.36 | 4 | 0 | 4 | C | VLS_Inline | 3 | 3 | 3 | 5 | BranchMin_3BranchMax_5 | 5 | 4 | 10 | HeaderMin_4HeaderMax_10 | 8
458 | 78 | 30123-4P-20HP VLSC | RC2539-12.1 | 453.84 | 453.84 | 1815.36 | 4 | 0 | 4 | C | VLS_Inline | 3 | 3 | 3 | 5 | BranchMin_3BranchMax_5 | 5 | 4 | 10 | HeaderMin_4HeaderMax_10 | 10
459 | 79 | 30125-4P-7.5HP VLSC | VLSC_30125_4P_7.5HP | 360.7205 | 360.7205 | 1442.8819 | 4 | 0 | 4 | C | VLS_Inline | 3 | 3 | 3 | 4 | BranchMin_3BranchMax_4 | 3 | 4 | 8 | HeaderMin_4HeaderMax_8 | 4
459 | 79 | 30125-4P-7.5HP VLSC | VLSC_30125_4P_7.5HP | 360.7205 | 360.7205 | 1442.8819 | 4 | 0 | 4 | C | VLS_Inline | 3 | 3 | 3 | 4 | BranchMin_3BranchMax_4 | 3 | 4 | 8 | HeaderMin_4HeaderMax_8 | 5
459 | 79 | 30125-4P-7.5HP VLSC | VLSC_30125_4P_7.5HP | 360.7205 | 360.7205 | 1442.8819 | 4 | 0 | 4 | C | VLS_Inline | 3 | 3 | 3 | 4 | BranchMin_3BranchMax_4 | 3 | 4 | 8 | HeaderMin_4HeaderMax_8 | 6
459 | 79 | 30125-4P-7.5HP VLSC | VLSC_30125_4P_7.5HP | 360.7205 | 360.7205 | 1442.8819 | 4 | 0 | 4 | C | VLS_Inline | 3 | 3 | 3 | 4 | BranchMin_3BranchMax_4 | 3 | 4 | 8 | HeaderMin_4HeaderMax_8 | 8
459 | 79 | 30125-4P-7.5HP VLSC | VLSC_30125_4P_7.5HP | 360.7205 | 360.7205 | 1442.8819 | 4 | 0 | 4 | C | VLS_Inline | 3 | 3 | 3 | 4 | BranchMin_3BranchMax_4 | 4 | 4 | 8 | HeaderMin_4HeaderMax_8 | 4 | INVALID
459 | 79 | 30125-4P-7.5HP VLSC | VLSC_30125_4P_7.5HP | 360.7205 | 360.7205 | 1442.8819 | 4 | 0 | 4 | C | VLS_Inline | 3 | 3 | 3 | 4 | BranchMin_3BranchMax_4 | 4 | 4 | 8 | HeaderMin_4HeaderMax_8 | 5
459 | 79 | 30125-4P-7.5HP VLSC | VLSC_30125_4P_7.5HP | 360.7205 | 360.7205 | 1442.8819 | 4 | 0 | 4 | C | VLS_Inline | 3 | 3 | 3 | 4 | BranchMin_3BranchMax_4 | 4 | 4 | 8 | HeaderMin_4HeaderMax_8 | 6
459 | 79 | 30125-4P-7.5HP VLSC | VLSC_30125_4P_7.5HP | 360.7205 | 360.7205 | 1442.8819 | 4 | 0 | 4 | C | VLS_Inline | 3 | 3 | 3 | 4 | BranchMin_3BranchMax_4 | 4 | 4 | 8 | HeaderMin_4HeaderMax_8 | 8
460 | 80 | 30125-4P-10HP VLSC | VLSC_30125_4P_10HP | 391.3696 | 391.3696 | 1565.4785 | 4 | 0 | 4 | C | VLS_Inline | 3 | 3 | 3 | 4 | BranchMin_3BranchMax_4 | 3 | 4 | 8 | HeaderMin_4HeaderMax_8 | 4
460 | 80 | 30125-4P-10HP VLSC | VLSC_30125_4P_10HP | 391.3696 | 391.3696 | 1565.4785 | 4 | 0 | 4 | C | VLS_Inline | 3 | 3 | 3 | 4 | BranchMin_3BranchMax_4 | 3 | 4 | 8 | HeaderMin_4HeaderMax_8 | 5
460 | 80 | 30125-4P-10HP VLSC | VLSC_30125_4P_10HP | 391.3696 | 391.3696 | 1565.4785 | 4 | 0 | 4 | C | VLS_Inline | 3 | 3 | 3 | 4 | BranchMin_3BranchMax_4 | 3 | 4 | 8 | HeaderMin_4HeaderMax_8 | 6
460 | 80 | 30125-4P-10HP VLSC | VLSC_30125_4P_10HP | 391.3696 | 391.3696 | 1565.4785 | 4 | 0 | 4 | C | VLS_Inline | 3 | 3 | 3 | 4 | BranchMin_3BranchMax_4 | 3 | 4 | 8 | HeaderMin_4HeaderMax_8 | 8
460 | 80 | 30125-4P-10HP VLSC | VLSC_30125_4P_10HP | 391.3696 | 391.3696 | 1565.4785 | 4 | 0 | 4 | C | VLS_Inline | 3 | 3 | 3 | 4 | BranchMin_3BranchMax_4 | 4 | 4 | 8 | HeaderMin_4HeaderMax_8 | 4 | INVALID
460 | 80 | 30125-4P-10HP VLSC | VLSC_30125_4P_10HP | 391.3696 | 391.3696 | 1565.4785 | 4 | 0 | 4 | C | VLS_Inline | 3 | 3 | 3 | 4 | BranchMin_3BranchMax_4 | 4 | 4 | 8 | HeaderMin_4HeaderMax_8 | 5
460 | 80 | 30125-4P-10HP VLSC | VLSC_30125_4P_10HP | 391.3696 | 391.3696 | 1565.4785 | 4 | 0 | 4 | C | VLS_Inline | 3 | 3 | 3 | 4 | BranchMin_3BranchMax_4 | 4 | 4 | 8 | HeaderMin_4HeaderMax_8 | 6
460 | 80 | 30125-4P-10HP VLSC | VLSC_30125_4P_10HP | 391.3696 | 391.3696 | 1565.4785 | 4 | 0 | 4 | C | VLS_Inline | 3 | 3 | 3 | 4 | BranchMin_3BranchMax_4 | 4 | 4 | 8 | HeaderMin_4HeaderMax_8 | 8
461 | 81 | 30125-4P-15HP VLSC | VLSC_30125_4P_15HP | 444.5377 | 444.5377 | 1778.1508 | 4 | 0 | 4 | C | VLS_Inline | 3 | 3 | 3 | 5 | BranchMin_3BranchMax_5 | 3 | 4 | 10 | HeaderMin_4HeaderMax_10 | 4
461 | 81 | 30125-4P-15HP VLSC | VLSC_30125_4P_15HP | 444.5377 | 444.5377 | 1778.1508 | 4 | 0 | 4 | C | VLS_Inline | 3 | 3 | 3 | 5 | BranchMin_3BranchMax_5 | 3 | 4 | 10 | HeaderMin_4HeaderMax_10 | 5
461 | 81 | 30125-4P-15HP VLSC | VLSC_30125_4P_15HP | 444.5377 | 444.5377 | 1778.1508 | 4 | 0 | 4 | C | VLS_Inline | 3 | 3 | 3 | 5 | BranchMin_3BranchMax_5 | 3 | 4 | 10 | HeaderMin_4HeaderMax_10 | 6
461 | 81 | 30125-4P-15HP VLSC | VLSC_30125_4P_15HP | 444.5377 | 444.5377 | 1778.1508 | 4 | 0 | 4 | C | VLS_Inline | 3 | 3 | 3 | 5 | BranchMin_3BranchMax_5 | 3 | 4 | 10 | HeaderMin_4HeaderMax_10 | 8
461 | 81 | 30125-4P-15HP VLSC | VLSC_30125_4P_15HP | 444.5377 | 444.5377 | 1778.1508 | 4 | 0 | 4 | C | VLS_Inline | 3 | 3 | 3 | 5 | BranchMin_3BranchMax_5 | 3 | 4 | 10 | HeaderMin_4HeaderMax_10 | 10
461 | 81 | 30125-4P-15HP VLSC | VLSC_30125_4P_15HP | 444.5377 | 444.5377 | 1778.1508 | 4 | 0 | 4 | C | VLS_Inline | 3 | 3 | 3 | 5 | BranchMin_3BranchMax_5 | 4 | 4 | 10 | HeaderMin_4HeaderMax_10 | 4 | INVALID
461 | 81 | 30125-4P-15HP VLSC | VLSC_30125_4P_15HP | 444.5377 | 444.5377 | 1778.1508 | 4 | 0 | 4 | C | VLS_Inline | 3 | 3 | 3 | 5 | BranchMin_3BranchMax_5 | 4 | 4 | 10 | HeaderMin_4HeaderMax_10 | 5
461 | 81 | 30125-4P-15HP VLSC | VLSC_30125_4P_15HP | 444.5377 | 444.5377 | 1778.1508 | 4 | 0 | 4 | C | VLS_Inline | 3 | 3 | 3 | 5 | BranchMin_3BranchMax_5 | 4 | 4 | 10 | HeaderMin_4HeaderMax_10 | 6
461 | 81 | 30125-4P-15HP VLSC | VLSC_30125_4P_15HP | 444.5377 | 444.5377 | 1778.1508 | 4 | 0 | 4 | C | VLS_Inline | 3 | 3 | 3 | 5 | BranchMin_3BranchMax_5 | 4 | 4 | 10 | HeaderMin_4HeaderMax_10 | 8
461 | 81 | 30125-4P-15HP VLSC | VLSC_30125_4P_15HP | 444.5377 | 444.5377 | 1778.1508 | 4 | 0 | 4 | C | VLS_Inline | 3 | 3 | 3 | 5 | BranchMin_3BranchMax_5 | 4 | 4 | 10 | HeaderMin_4HeaderMax_10 | 10
461 | 81 | 30125-4P-15HP VLSC | VLSC_30125_4P_15HP | 444.5377 | 444.5377 | 1778.1508 | 4 | 0 | 4 | C | VLS_Inline | 3 | 3 | 3 | 5 | BranchMin_3BranchMax_5 | 5 | 4 | 10 | HeaderMin_4HeaderMax_10 | 4 | INVALID
461 | 81 | 30125-4P-15HP VLSC | VLSC_30125_4P_15HP | 444.5377 | 444.5377 | 1778.1508 | 4 | 0 | 4 | C | VLS_Inline | 3 | 3 | 3 | 5 | BranchMin_3BranchMax_5 | 5 | 4 | 10 | HeaderMin_4HeaderMax_10 | 5 | INVALID
461 | 81 | 30125-4P-15HP VLSC | VLSC_30125_4P_15HP | 444.5377 | 444.5377 | 1778.1508 | 4 | 0 | 4 | C | VLS_Inline | 3 | 3 | 3 | 5 | BranchMin_3BranchMax_5 | 5 | 4 | 10 | HeaderMin_4HeaderMax_10 | 6
461 | 81 | 30125-4P-15HP VLSC | VLSC_30125_4P_15HP | 444.5377 | 444.5377 | 1778.1508 | 4 | 0 | 4 | C | VLS_Inline | 3 | 3 | 3 | 5 | BranchMin_3BranchMax_5 | 5 | 4 | 10 | HeaderMin_4HeaderMax_10 | 8
461 | 81 | 30125-4P-15HP VLSC | VLSC_30125_4P_15HP | 444.5377 | 444.5377 | 1778.1508 | 4 | 0 | 4 | C | VLS_Inline | 3 | 3 | 3 | 5 | BranchMin_3BranchMax_5 | 5 | 4 | 10 | HeaderMin_4HeaderMax_10 | 10
462 | 82 | 30125-4P-20HP VLSC | VLSC_30125_4P_20HP | 455.5928 | 455.5928 | 1822.371 | 4 | 0 | 4 | C | VLS_Inline | 3 | 3 | 3 | 5 | BranchMin_3BranchMax_5 | 3 | 4 | 10 | HeaderMin_4HeaderMax_10 | 4
462 | 82 | 30125-4P-20HP VLSC | VLSC_30125_4P_20HP | 455.5928 | 455.5928 | 1822.371 | 4 | 0 | 4 | C | VLS_Inline | 3 | 3 | 3 | 5 | BranchMin_3BranchMax_5 | 3 | 4 | 10 | HeaderMin_4HeaderMax_10 | 5
462 | 82 | 30125-4P-20HP VLSC | VLSC_30125_4P_20HP | 455.5928 | 455.5928 | 1822.371 | 4 | 0 | 4 | C | VLS_Inline | 3 | 3 | 3 | 5 | BranchMin_3BranchMax_5 | 3 | 4 | 10 | HeaderMin_4HeaderMax_10 | 6
462 | 82 | 30125-4P-20HP VLSC | VLSC_30125_4P_20HP | 455.5928 | 455.5928 | 1822.371 | 4 | 0 | 4 | C | VLS_Inline | 3 | 3 | 3 | 5 | BranchMin_3BranchMax_5 | 3 | 4 | 10 | HeaderMin_4HeaderMax_10 | 8
462 | 82 | 30125-4P-20HP VLSC | VLSC_30125_4P_20HP | 455.5928 | 455.5928 | 1822.371 | 4 | 0 | 4 | C | VLS_Inline | 3 | 3 | 3 | 5 | BranchMin_3BranchMax_5 | 3 | 4 | 10 | HeaderMin_4HeaderMax_10 | 10
462 | 82 | 30125-4P-20HP VLSC | VLSC_30125_4P_20HP | 455.5928 | 455.5928 | 1822.371 | 4 | 0 | 4 | C | VLS_Inline | 3 | 3 | 3 | 5 | BranchMin_3BranchMax_5 | 4 | 4 | 10 | HeaderMin_4HeaderMax_10 | 4 | INVALID
462 | 82 | 30125-4P-20HP VLSC | VLSC_30125_4P_20HP | 455.5928 | 455.5928 | 1822.371 | 4 | 0 | 4 | C | VLS_Inline | 3 | 3 | 3 | 5 | BranchMin_3BranchMax_5 | 4 | 4 | 10 | HeaderMin_4HeaderMax_10 | 5
462 | 82 | 30125-4P-20HP VLSC | VLSC_30125_4P_20HP | 455.5928 | 455.5928 | 1822.371 | 4 | 0 | 4 | C | VLS_Inline | 3 | 3 | 3 | 5 | BranchMin_3BranchMax_5 | 4 | 4 | 10 | HeaderMin_4HeaderMax_10 | 6
462 | 82 | 30125-4P-20HP VLSC | VLSC_30125_4P_20HP | 455.5928 | 455.5928 | 1822.371 | 4 | 0 | 4 | C | VLS_Inline | 3 | 3 | 3 | 5 | BranchMin_3BranchMax_5 | 4 | 4 | 10 | HeaderMin_4HeaderMax_10 | 8
462 | 82 | 30125-4P-20HP VLSC | VLSC_30125_4P_20HP | 455.5928 | 455.5928 | 1822.371 | 4 | 0 | 4 | C | VLS_Inline | 3 | 3 | 3 | 5 | BranchMin_3BranchMax_5 | 4 | 4 | 10 | HeaderMin_4HeaderMax_10 | 10
462 | 82 | 30125-4P-20HP VLSC | VLSC_30125_4P_20HP | 455.5928 | 455.5928 | 1822.371 | 4 | 0 | 4 | C | VLS_Inline | 3 | 3 | 3 | 5 | BranchMin_3BranchMax_5 | 5 | 4 | 10 | HeaderMin_4HeaderMax_10 | 4 | INVALID
462 | 82 | 30125-4P-20HP VLSC | VLSC_30125_4P_20HP | 455.5928 | 455.5928 | 1822.371 | 4 | 0 | 4 | C | VLS_Inline | 3 | 3 | 3 | 5 | BranchMin_3BranchMax_5 | 5 | 4 | 10 | HeaderMin_4HeaderMax_10 | 5 | INVALID
462 | 82 | 30125-4P-20HP VLSC | VLSC_30125_4P_20HP | 455.5928 | 455.5928 | 1822.371 | 4 | 0 | 4 | C | VLS_Inline | 3 | 3 | 3 | 5 | BranchMin_3BranchMax_5 | 5 | 4 | 10 | HeaderMin_4HeaderMax_10 | 6
462 | 82 | 30125-4P-20HP VLSC | VLSC_30125_4P_20HP | 455.5928 | 455.5928 | 1822.371 | 4 | 0 | 4 | C | VLS_Inline | 3 | 3 | 3 | 5 | BranchMin_3BranchMax_5 | 5 | 4 | 10 | HeaderMin_4HeaderMax_10 | 8
462 | 82 | 30125-4P-20HP VLSC | VLSC_30125_4P_20HP | 455.5928 | 455.5928 | 1822.371 | 4 | 0 | 4 | C | VLS_Inline | 3 | 3 | 3 | 5 | BranchMin_3BranchMax_5 | 5 | 4 | 10 | HeaderMin_4HeaderMax_10 | 10
463 | 83 | 40707-2P-15HP VLSC | VLSC_40707_2P_15HP | 548.8465 | 548.8465 | 2195.3862 | 4 | 0 | 4 | C | VLS_Inline | 4 | 4 | 4 | 5 | BranchMin_4BranchMax_5 | 4 | 5 | 10 | HeaderMin_5HeaderMax_10 | 5
463 | 83 | 40707-2P-15HP VLSC | VLSC_40707_2P_15HP | 548.8465 | 548.8465 | 2195.3862 | 4 | 0 | 4 | C | VLS_Inline | 4 | 4 | 4 | 5 | BranchMin_4BranchMax_5 | 4 | 5 | 10 | HeaderMin_5HeaderMax_10 | 6
463 | 83 | 40707-2P-15HP VLSC | VLSC_40707_2P_15HP | 548.8465 | 548.8465 | 2195.3862 | 4 | 0 | 4 | C | VLS_Inline | 4 | 4 | 4 | 5 | BranchMin_4BranchMax_5 | 4 | 5 | 10 | HeaderMin_5HeaderMax_10 | 8
463 | 83 | 40707-2P-15HP VLSC | VLSC_40707_2P_15HP | 548.8465 | 548.8465 | 2195.3862 | 4 | 0 | 4 | C | VLS_Inline | 4 | 4 | 4 | 5 | BranchMin_4BranchMax_5 | 4 | 5 | 10 | HeaderMin_5HeaderMax_10 | 10
463 | 83 | 40707-2P-15HP VLSC | VLSC_40707_2P_15HP | 548.8465 | 548.8465 | 2195.3862 | 4 | 0 | 4 | C | VLS_Inline | 4 | 4 | 4 | 5 | BranchMin_4BranchMax_5 | 5 | 5 | 10 | HeaderMin_5HeaderMax_10 | 5 | INVALID
463 | 83 | 40707-2P-15HP VLSC | VLSC_40707_2P_15HP | 548.8465 | 548.8465 | 2195.3862 | 4 | 0 | 4 | C | VLS_Inline | 4 | 4 | 4 | 5 | BranchMin_4BranchMax_5 | 5 | 5 | 10 | HeaderMin_5HeaderMax_10 | 6
463 | 83 | 40707-2P-15HP VLSC | VLSC_40707_2P_15HP | 548.8465 | 548.8465 | 2195.3862 | 4 | 0 | 4 | C | VLS_Inline | 4 | 4 | 4 | 5 | BranchMin_4BranchMax_5 | 5 | 5 | 10 | HeaderMin_5HeaderMax_10 | 8
463 | 83 | 40707-2P-15HP VLSC | VLSC_40707_2P_15HP | 548.8465 | 548.8465 | 2195.3862 | 4 | 0 | 4 | C | VLS_Inline | 4 | 4 | 4 | 5 | BranchMin_4BranchMax_5 | 5 | 5 | 10 | HeaderMin_5HeaderMax_10 | 10
464 | 84 | 40707-2P-20HP VLSC | VLSC_40707_2P_20HP | 628.8755 | 628.8755 | 2515.502 | 4 | 0 | 4 | C | VLS_Inline | 4 | 4 | 4 | 5 | BranchMin_4BranchMax_5 | 4 | 5 | 12 | HeaderMin_5HeaderMax_12 | 5
464 | 84 | 40707-2P-20HP VLSC | VLSC_40707_2P_20HP | 628.8755 | 628.8755 | 2515.502 | 4 | 0 | 4 | C | VLS_Inline | 4 | 4 | 4 | 5 | BranchMin_4BranchMax_5 | 4 | 5 | 12 | HeaderMin_5HeaderMax_12 | 6
464 | 84 | 40707-2P-20HP VLSC | VLSC_40707_2P_20HP | 628.8755 | 628.8755 | 2515.502 | 4 | 0 | 4 | C | VLS_Inline | 4 | 4 | 4 | 5 | BranchMin_4BranchMax_5 | 4 | 5 | 12 | HeaderMin_5HeaderMax_12 | 8
464 | 84 | 40707-2P-20HP VLSC | VLSC_40707_2P_20HP | 628.8755 | 628.8755 | 2515.502 | 4 | 0 | 4 | C | VLS_Inline | 4 | 4 | 4 | 5 | BranchMin_4BranchMax_5 | 4 | 5 | 12 | HeaderMin_5HeaderMax_12 | 10
464 | 84 | 40707-2P-20HP VLSC | VLSC_40707_2P_20HP | 628.8755 | 628.8755 | 2515.502 | 4 | 0 | 4 | C | VLS_Inline | 4 | 4 | 4 | 5 | BranchMin_4BranchMax_5 | 4 | 5 | 12 | HeaderMin_5HeaderMax_12 | 12
464 | 84 | 40707-2P-20HP VLSC | VLSC_40707_2P_20HP | 628.8755 | 628.8755 | 2515.502 | 4 | 0 | 4 | C | VLS_Inline | 4 | 4 | 4 | 5 | BranchMin_4BranchMax_5 | 5 | 5 | 12 | HeaderMin_5HeaderMax_12 | 5 | INVALID
464 | 84 | 40707-2P-20HP VLSC | VLSC_40707_2P_20HP | 628.8755 | 628.8755 | 2515.502 | 4 | 0 | 4 | C | VLS_Inline | 4 | 4 | 4 | 5 | BranchMin_4BranchMax_5 | 5 | 5 | 12 | HeaderMin_5HeaderMax_12 | 6
464 | 84 | 40707-2P-20HP VLSC | VLSC_40707_2P_20HP | 628.8755 | 628.8755 | 2515.502 | 4 | 0 | 4 | C | VLS_Inline | 4 | 4 | 4 | 5 | BranchMin_4BranchMax_5 | 5 | 5 | 12 | HeaderMin_5HeaderMax_12 | 8
464 | 84 | 40707-2P-20HP VLSC | VLSC_40707_2P_20HP | 628.8755 | 628.8755 | 2515.502 | 4 | 0 | 4 | C | VLS_Inline | 4 | 4 | 4 | 5 | BranchMin_4BranchMax_5 | 5 | 5 | 12 | HeaderMin_5HeaderMax_12 | 10
464 | 84 | 40707-2P-20HP VLSC | VLSC_40707_2P_20HP | 628.8755 | 628.8755 | 2515.502 | 4 | 0 | 4 | C | VLS_Inline | 4 | 4 | 4 | 5 | BranchMin_4BranchMax_5 | 5 | 5 | 12 | HeaderMin_5HeaderMax_12 | 12
465 | 85 | 40707-2P-25HP VLSC | VLSC_40707_2P_25HP | 683.4996 | 683.4996 | 2733.9985 | 4 | 0 | 4 | C | VLS_Inline | 4 | 4 | 4 | 6 | BranchMin_4BranchMax_6 | 4 | 5 | 12 | HeaderMin_5HeaderMax_12 | 5
465 | 85 | 40707-2P-25HP VLSC | VLSC_40707_2P_25HP | 683.4996 | 683.4996 | 2733.9985 | 4 | 0 | 4 | C | VLS_Inline | 4 | 4 | 4 | 6 | BranchMin_4BranchMax_6 | 4 | 5 | 12 | HeaderMin_5HeaderMax_12 | 6
465 | 85 | 40707-2P-25HP VLSC | VLSC_40707_2P_25HP | 683.4996 | 683.4996 | 2733.9985 | 4 | 0 | 4 | C | VLS_Inline | 4 | 4 | 4 | 6 | BranchMin_4BranchMax_6 | 4 | 5 | 12 | HeaderMin_5HeaderMax_12 | 8
465 | 85 | 40707-2P-25HP VLSC | VLSC_40707_2P_25HP | 683.4996 | 683.4996 | 2733.9985 | 4 | 0 | 4 | C | VLS_Inline | 4 | 4 | 4 | 6 | BranchMin_4BranchMax_6 | 4 | 5 | 12 | HeaderMin_5HeaderMax_12 | 10
465 | 85 | 40707-2P-25HP VLSC | VLSC_40707_2P_25HP | 683.4996 | 683.4996 | 2733.9985 | 4 | 0 | 4 | C | VLS_Inline | 4 | 4 | 4 | 6 | BranchMin_4BranchMax_6 | 4 | 5 | 12 | HeaderMin_5HeaderMax_12 | 12
465 | 85 | 40707-2P-25HP VLSC | VLSC_40707_2P_25HP | 683.4996 | 683.4996 | 2733.9985 | 4 | 0 | 4 | C | VLS_Inline | 4 | 4 | 4 | 6 | BranchMin_4BranchMax_6 | 5 | 5 | 12 | HeaderMin_5HeaderMax_12 | 5 | INVALID
465 | 85 | 40707-2P-25HP VLSC | VLSC_40707_2P_25HP | 683.4996 | 683.4996 | 2733.9985 | 4 | 0 | 4 | C | VLS_Inline | 4 | 4 | 4 | 6 | BranchMin_4BranchMax_6 | 5 | 5 | 12 | HeaderMin_5HeaderMax_12 | 6
465 | 85 | 40707-2P-25HP VLSC | VLSC_40707_2P_25HP | 683.4996 | 683.4996 | 2733.9985 | 4 | 0 | 4 | C | VLS_Inline | 4 | 4 | 4 | 6 | BranchMin_4BranchMax_6 | 5 | 5 | 12 | HeaderMin_5HeaderMax_12 | 8
465 | 85 | 40707-2P-25HP VLSC | VLSC_40707_2P_25HP | 683.4996 | 683.4996 | 2733.9985 | 4 | 0 | 4 | C | VLS_Inline | 4 | 4 | 4 | 6 | BranchMin_4BranchMax_6 | 5 | 5 | 12 | HeaderMin_5HeaderMax_12 | 10
465 | 85 | 40707-2P-25HP VLSC | VLSC_40707_2P_25HP | 683.4996 | 683.4996 | 2733.9985 | 4 | 0 | 4 | C | VLS_Inline | 4 | 4 | 4 | 6 | BranchMin_4BranchMax_6 | 5 | 5 | 12 | HeaderMin_5HeaderMax_12 | 12
465 | 85 | 40707-2P-25HP VLSC | VLSC_40707_2P_25HP | 683.4996 | 683.4996 | 2733.9985 | 4 | 0 | 4 | C | VLS_Inline | 4 | 4 | 4 | 6 | BranchMin_4BranchMax_6 | 6 | 5 | 12 | HeaderMin_5HeaderMax_12 | 5 | INVALID
465 | 85 | 40707-2P-25HP VLSC | VLSC_40707_2P_25HP | 683.4996 | 683.4996 | 2733.9985 | 4 | 0 | 4 | C | VLS_Inline | 4 | 4 | 4 | 6 | BranchMin_4BranchMax_6 | 6 | 5 | 12 | HeaderMin_5HeaderMax_12 | 6 | INVALID
465 | 85 | 40707-2P-25HP VLSC | VLSC_40707_2P_25HP | 683.4996 | 683.4996 | 2733.9985 | 4 | 0 | 4 | C | VLS_Inline | 4 | 4 | 4 | 6 | BranchMin_4BranchMax_6 | 6 | 5 | 12 | HeaderMin_5HeaderMax_12 | 8
465 | 85 | 40707-2P-25HP VLSC | VLSC_40707_2P_25HP | 683.4996 | 683.4996 | 2733.9985 | 4 | 0 | 4 | C | VLS_Inline | 4 | 4 | 4 | 6 | BranchMin_4BranchMax_6 | 6 | 5 | 12 | HeaderMin_5HeaderMax_12 | 10
465 | 85 | 40707-2P-25HP VLSC | VLSC_40707_2P_25HP | 683.4996 | 683.4996 | 2733.9985 | 4 | 0 | 4 | C | VLS_Inline | 4 | 4 | 4 | 6 | BranchMin_4BranchMax_6 | 6 | 5 | 12 | HeaderMin_5HeaderMax_12 | 12
466 | 86 | 40707-2P-30HP VLSC | VLSC_40707_2P_30HP | 734.2064 | 734.2064 | 2936.8255 | 4 | 0 | 4 | C | VLS_Inline | 4 | 4 | 4 | 6 | BranchMin_4BranchMax_6 | 4 | 5 | 12 | HeaderMin_5HeaderMax_12 | 5
466 | 86 | 40707-2P-30HP VLSC | VLSC_40707_2P_30HP | 734.2064 | 734.2064 | 2936.8255 | 4 | 0 | 4 | C | VLS_Inline | 4 | 4 | 4 | 6 | BranchMin_4BranchMax_6 | 4 | 5 | 12 | HeaderMin_5HeaderMax_12 | 6
466 | 86 | 40707-2P-30HP VLSC | VLSC_40707_2P_30HP | 734.2064 | 734.2064 | 2936.8255 | 4 | 0 | 4 | C | VLS_Inline | 4 | 4 | 4 | 6 | BranchMin_4BranchMax_6 | 4 | 5 | 12 | HeaderMin_5HeaderMax_12 | 8
466 | 86 | 40707-2P-30HP VLSC | VLSC_40707_2P_30HP | 734.2064 | 734.2064 | 2936.8255 | 4 | 0 | 4 | C | VLS_Inline | 4 | 4 | 4 | 6 | BranchMin_4BranchMax_6 | 4 | 5 | 12 | HeaderMin_5HeaderMax_12 | 10
466 | 86 | 40707-2P-30HP VLSC | VLSC_40707_2P_30HP | 734.2064 | 734.2064 | 2936.8255 | 4 | 0 | 4 | C | VLS_Inline | 4 | 4 | 4 | 6 | BranchMin_4BranchMax_6 | 4 | 5 | 12 | HeaderMin_5HeaderMax_12 | 12
466 | 86 | 40707-2P-30HP VLSC | VLSC_40707_2P_30HP | 734.2064 | 734.2064 | 2936.8255 | 4 | 0 | 4 | C | VLS_Inline | 4 | 4 | 4 | 6 | BranchMin_4BranchMax_6 | 5 | 5 | 12 | HeaderMin_5HeaderMax_12 | 5 | INVALID
466 | 86 | 40707-2P-30HP VLSC | VLSC_40707_2P_30HP | 734.2064 | 734.2064 | 2936.8255 | 4 | 0 | 4 | C | VLS_Inline | 4 | 4 | 4 | 6 | BranchMin_4BranchMax_6 | 5 | 5 | 12 | HeaderMin_5HeaderMax_12 | 6
466 | 86 | 40707-2P-30HP VLSC | VLSC_40707_2P_30HP | 734.2064 | 734.2064 | 2936.8255 | 4 | 0 | 4 | C | VLS_Inline | 4 | 4 | 4 | 6 | BranchMin_4BranchMax_6 | 5 | 5 | 12 | HeaderMin_5HeaderMax_12 | 8
466 | 86 | 40707-2P-30HP VLSC | VLSC_40707_2P_30HP | 734.2064 | 734.2064 | 2936.8255 | 4 | 0 | 4 | C | VLS_Inline | 4 | 4 | 4 | 6 | BranchMin_4BranchMax_6 | 5 | 5 | 12 | HeaderMin_5HeaderMax_12 | 10
466 | 86 | 40707-2P-30HP VLSC | VLSC_40707_2P_30HP | 734.2064 | 734.2064 | 2936.8255 | 4 | 0 | 4 | C | VLS_Inline | 4 | 4 | 4 | 6 | BranchMin_4BranchMax_6 | 5 | 5 | 12 | HeaderMin_5HeaderMax_12 | 12
466 | 86 | 40707-2P-30HP VLSC | VLSC_40707_2P_30HP | 734.2064 | 734.2064 | 2936.8255 | 4 | 0 | 4 | C | VLS_Inline | 4 | 4 | 4 | 6 | BranchMin_4BranchMax_6 | 6 | 5 | 12 | HeaderMin_5HeaderMax_12 | 5 | INVALID
466 | 86 | 40707-2P-30HP VLSC | VLSC_40707_2P_30HP | 734.2064 | 734.2064 | 2936.8255 | 4 | 0 | 4 | C | VLS_Inline | 4 | 4 | 4 | 6 | BranchMin_4BranchMax_6 | 6 | 5 | 12 | HeaderMin_5HeaderMax_12 | 6 | INVALID
466 | 86 | 40707-2P-30HP VLSC | VLSC_40707_2P_30HP | 734.2064 | 734.2064 | 2936.8255 | 4 | 0 | 4 | C | VLS_Inline | 4 | 4 | 4 | 6 | BranchMin_4BranchMax_6 | 6 | 5 | 12 | HeaderMin_5HeaderMax_12 | 8
466 | 86 | 40707-2P-30HP VLSC | VLSC_40707_2P_30HP | 734.2064 | 734.2064 | 2936.8255 | 4 | 0 | 4 | C | VLS_Inline | 4 | 4 | 4 | 6 | BranchMin_4BranchMax_6 | 6 | 5 | 12 | HeaderMin_5HeaderMax_12 | 10
466 | 86 | 40707-2P-30HP VLSC | VLSC_40707_2P_30HP | 734.2064 | 734.2064 | 2936.8255 | 4 | 0 | 4 | C | VLS_Inline | 4 | 4 | 4 | 6 | BranchMin_4BranchMax_6 | 6 | 5 | 12 | HeaderMin_5HeaderMax_12 | 12
467 | 87 | 40707-2P-40HP VLSC | VLSC_40707_2P_40HP | 789.7994 | 789.7994 | 3159.1977 | 4 | 0 | 4 | C | VLS_Inline | 4 | 4 | 4 | 6 | BranchMin_4BranchMax_6 | 4 | 5 | 12 | HeaderMin_5HeaderMax_12 | 5
467 | 87 | 40707-2P-40HP VLSC | VLSC_40707_2P_40HP | 789.7994 | 789.7994 | 3159.1977 | 4 | 0 | 4 | C | VLS_Inline | 4 | 4 | 4 | 6 | BranchMin_4BranchMax_6 | 4 | 5 | 12 | HeaderMin_5HeaderMax_12 | 6
467 | 87 | 40707-2P-40HP VLSC | VLSC_40707_2P_40HP | 789.7994 | 789.7994 | 3159.1977 | 4 | 0 | 4 | C | VLS_Inline | 4 | 4 | 4 | 6 | BranchMin_4BranchMax_6 | 4 | 5 | 12 | HeaderMin_5HeaderMax_12 | 8
467 | 87 | 40707-2P-40HP VLSC | VLSC_40707_2P_40HP | 789.7994 | 789.7994 | 3159.1977 | 4 | 0 | 4 | C | VLS_Inline | 4 | 4 | 4 | 6 | BranchMin_4BranchMax_6 | 4 | 5 | 12 | HeaderMin_5HeaderMax_12 | 10
467 | 87 | 40707-2P-40HP VLSC | VLSC_40707_2P_40HP | 789.7994 | 789.7994 | 3159.1977 | 4 | 0 | 4 | C | VLS_Inline | 4 | 4 | 4 | 6 | BranchMin_4BranchMax_6 | 4 | 5 | 12 | HeaderMin_5HeaderMax_12 | 12
467 | 87 | 40707-2P-40HP VLSC | VLSC_40707_2P_40HP | 789.7994 | 789.7994 | 3159.1977 | 4 | 0 | 4 | C | VLS_Inline | 4 | 4 | 4 | 6 | BranchMin_4BranchMax_6 | 5 | 5 | 12 | HeaderMin_5HeaderMax_12 | 5 | INVALID
467 | 87 | 40707-2P-40HP VLSC | VLSC_40707_2P_40HP | 789.7994 | 789.7994 | 3159.1977 | 4 | 0 | 4 | C | VLS_Inline | 4 | 4 | 4 | 6 | BranchMin_4BranchMax_6 | 5 | 5 | 12 | HeaderMin_5HeaderMax_12 | 6
467 | 87 | 40707-2P-40HP VLSC | VLSC_40707_2P_40HP | 789.7994 | 789.7994 | 3159.1977 | 4 | 0 | 4 | C | VLS_Inline | 4 | 4 | 4 | 6 | BranchMin_4BranchMax_6 | 5 | 5 | 12 | HeaderMin_5HeaderMax_12 | 8
467 | 87 | 40707-2P-40HP VLSC | VLSC_40707_2P_40HP | 789.7994 | 789.7994 | 3159.1977 | 4 | 0 | 4 | C | VLS_Inline | 4 | 4 | 4 | 6 | BranchMin_4BranchMax_6 | 5 | 5 | 12 | HeaderMin_5HeaderMax_12 | 10
467 | 87 | 40707-2P-40HP VLSC | VLSC_40707_2P_40HP | 789.7994 | 789.7994 | 3159.1977 | 4 | 0 | 4 | C | VLS_Inline | 4 | 4 | 4 | 6 | BranchMin_4BranchMax_6 | 5 | 5 | 12 | HeaderMin_5HeaderMax_12 | 12
467 | 87 | 40707-2P-40HP VLSC | VLSC_40707_2P_40HP | 789.7994 | 789.7994 | 3159.1977 | 4 | 0 | 4 | C | VLS_Inline | 4 | 4 | 4 | 6 | BranchMin_4BranchMax_6 | 6 | 5 | 12 | HeaderMin_5HeaderMax_12 | 5 | INVALID
467 | 87 | 40707-2P-40HP VLSC | VLSC_40707_2P_40HP | 789.7994 | 789.7994 | 3159.1977 | 4 | 0 | 4 | C | VLS_Inline | 4 | 4 | 4 | 6 | BranchMin_4BranchMax_6 | 6 | 5 | 12 | HeaderMin_5HeaderMax_12 | 6 | INVALID
467 | 87 | 40707-2P-40HP VLSC | VLSC_40707_2P_40HP | 789.7994 | 789.7994 | 3159.1977 | 4 | 0 | 4 | C | VLS_Inline | 4 | 4 | 4 | 6 | BranchMin_4BranchMax_6 | 6 | 5 | 12 | HeaderMin_5HeaderMax_12 | 8
467 | 87 | 40707-2P-40HP VLSC | VLSC_40707_2P_40HP | 789.7994 | 789.7994 | 3159.1977 | 4 | 0 | 4 | C | VLS_Inline | 4 | 4 | 4 | 6 | BranchMin_4BranchMax_6 | 6 | 5 | 12 | HeaderMin_5HeaderMax_12 | 10
467 | 87 | 40707-2P-40HP VLSC | VLSC_40707_2P_40HP | 789.7994 | 789.7994 | 3159.1977 | 4 | 0 | 4 | C | VLS_Inline | 4 | 4 | 4 | 6 | BranchMin_4BranchMax_6 | 6 | 5 | 12 | HeaderMin_5HeaderMax_12 | 12
468 | 88 | 40707-4P-3HP VLSC | VLSC_40707_4P_3HP | 360.84 | 360.84 | 1443.36 | 4 | 0 | 4 | C | VLS_Inline | 4 | 4 | 4 | 4 | BranchMin_4BranchMax_4 | 4 | 5 | 8 | HeaderMin_5HeaderMax_8 | 5
468 | 88 | 40707-4P-3HP VLSC | VLSC_40707_4P_3HP | 360.84 | 360.84 | 1443.36 | 4 | 0 | 4 | C | VLS_Inline | 4 | 4 | 4 | 4 | BranchMin_4BranchMax_4 | 4 | 5 | 8 | HeaderMin_5HeaderMax_8 | 6
468 | 88 | 40707-4P-3HP VLSC | VLSC_40707_4P_3HP | 360.84 | 360.84 | 1443.36 | 4 | 0 | 4 | C | VLS_Inline | 4 | 4 | 4 | 4 | BranchMin_4BranchMax_4 | 4 | 5 | 8 | HeaderMin_5HeaderMax_8 | 8
469 | 89 | 40707-4P-5HP VLSC | VLSC_40707_4P_5HP | 427.4383 | 427.4383 | 1709.7532 | 4 | 0 | 4 | C | VLS_Inline | 4 | 4 | 4 | 5 | BranchMin_4BranchMax_5 | 4 | 5 | 10 | HeaderMin_5HeaderMax_10 | 5
469 | 89 | 40707-4P-5HP VLSC | VLSC_40707_4P_5HP | 427.4383 | 427.4383 | 1709.7532 | 4 | 0 | 4 | C | VLS_Inline | 4 | 4 | 4 | 5 | BranchMin_4BranchMax_5 | 4 | 5 | 10 | HeaderMin_5HeaderMax_10 | 6
469 | 89 | 40707-4P-5HP VLSC | VLSC_40707_4P_5HP | 427.4383 | 427.4383 | 1709.7532 | 4 | 0 | 4 | C | VLS_Inline | 4 | 4 | 4 | 5 | BranchMin_4BranchMax_5 | 4 | 5 | 10 | HeaderMin_5HeaderMax_10 | 8
469 | 89 | 40707-4P-5HP VLSC | VLSC_40707_4P_5HP | 427.4383 | 427.4383 | 1709.7532 | 4 | 0 | 4 | C | VLS_Inline | 4 | 4 | 4 | 5 | BranchMin_4BranchMax_5 | 4 | 5 | 10 | HeaderMin_5HeaderMax_10 | 10
469 | 89 | 40707-4P-5HP VLSC | VLSC_40707_4P_5HP | 427.4383 | 427.4383 | 1709.7532 | 4 | 0 | 4 | C | VLS_Inline | 4 | 4 | 4 | 5 | BranchMin_4BranchMax_5 | 5 | 5 | 10 | HeaderMin_5HeaderMax_10 | 5 | INVALID
469 | 89 | 40707-4P-5HP VLSC | VLSC_40707_4P_5HP | 427.4383 | 427.4383 | 1709.7532 | 4 | 0 | 4 | C | VLS_Inline | 4 | 4 | 4 | 5 | BranchMin_4BranchMax_5 | 5 | 5 | 10 | HeaderMin_5HeaderMax_10 | 6
469 | 89 | 40707-4P-5HP VLSC | VLSC_40707_4P_5HP | 427.4383 | 427.4383 | 1709.7532 | 4 | 0 | 4 | C | VLS_Inline | 4 | 4 | 4 | 5 | BranchMin_4BranchMax_5 | 5 | 5 | 10 | HeaderMin_5HeaderMax_10 | 8
469 | 89 | 40707-4P-5HP VLSC | VLSC_40707_4P_5HP | 427.4383 | 427.4383 | 1709.7532 | 4 | 0 | 4 | C | VLS_Inline | 4 | 4 | 4 | 5 | BranchMin_4BranchMax_5 | 5 | 5 | 10 | HeaderMin_5HeaderMax_10 | 10
470 | 90 | 40957-2P-40HP VLSC | RC9914-1-6.92-2P | 913.8143 | 913.8143 | 3655.2573 | 4 | 0 | 4 | C | VLS_Inline | 4 | 4 | 4 | 6 | BranchMin_4BranchMax_6 | 4 | 5 | 14 | HeaderMin_5HeaderMax_14 | 5
470 | 90 | 40957-2P-40HP VLSC | RC9914-1-6.92-2P | 913.8143 | 913.8143 | 3655.2573 | 4 | 0 | 4 | C | VLS_Inline | 4 | 4 | 4 | 6 | BranchMin_4BranchMax_6 | 4 | 5 | 14 | HeaderMin_5HeaderMax_14 | 6
470 | 90 | 40957-2P-40HP VLSC | RC9914-1-6.92-2P | 913.8143 | 913.8143 | 3655.2573 | 4 | 0 | 4 | C | VLS_Inline | 4 | 4 | 4 | 6 | BranchMin_4BranchMax_6 | 4 | 5 | 14 | HeaderMin_5HeaderMax_14 | 8
470 | 90 | 40957-2P-40HP VLSC | RC9914-1-6.92-2P | 913.8143 | 913.8143 | 3655.2573 | 4 | 0 | 4 | C | VLS_Inline | 4 | 4 | 4 | 6 | BranchMin_4BranchMax_6 | 4 | 5 | 14 | HeaderMin_5HeaderMax_14 | 10
470 | 90 | 40957-2P-40HP VLSC | RC9914-1-6.92-2P | 913.8143 | 913.8143 | 3655.2573 | 4 | 0 | 4 | C | VLS_Inline | 4 | 4 | 4 | 6 | BranchMin_4BranchMax_6 | 4 | 5 | 14 | HeaderMin_5HeaderMax_14 | 12
470 | 90 | 40957-2P-40HP VLSC | RC9914-1-6.92-2P | 913.8143 | 913.8143 | 3655.2573 | 4 | 0 | 4 | C | VLS_Inline | 4 | 4 | 4 | 6 | BranchMin_4BranchMax_6 | 4 | 5 | 14 | HeaderMin_5HeaderMax_14 | 14
470 | 90 | 40957-2P-40HP VLSC | RC9914-1-6.92-2P | 913.8143 | 913.8143 | 3655.2573 | 4 | 0 | 4 | C | VLS_Inline | 4 | 4 | 4 | 6 | BranchMin_4BranchMax_6 | 5 | 5 | 14 | HeaderMin_5HeaderMax_14 | 5 | INVALID
470 | 90 | 40957-2P-40HP VLSC | RC9914-1-6.92-2P | 913.8143 | 913.8143 | 3655.2573 | 4 | 0 | 4 | C | VLS_Inline | 4 | 4 | 4 | 6 | BranchMin_4BranchMax_6 | 5 | 5 | 14 | HeaderMin_5HeaderMax_14 | 6
470 | 90 | 40957-2P-40HP VLSC | RC9914-1-6.92-2P | 913.8143 | 913.8143 | 3655.2573 | 4 | 0 | 4 | C | VLS_Inline | 4 | 4 | 4 | 6 | BranchMin_4BranchMax_6 | 5 | 5 | 14 | HeaderMin_5HeaderMax_14 | 8
470 | 90 | 40957-2P-40HP VLSC | RC9914-1-6.92-2P | 913.8143 | 913.8143 | 3655.2573 | 4 | 0 | 4 | C | VLS_Inline | 4 | 4 | 4 | 6 | BranchMin_4BranchMax_6 | 5 | 5 | 14 | HeaderMin_5HeaderMax_14 | 10
470 | 90 | 40957-2P-40HP VLSC | RC9914-1-6.92-2P | 913.8143 | 913.8143 | 3655.2573 | 4 | 0 | 4 | C | VLS_Inline | 4 | 4 | 4 | 6 | BranchMin_4BranchMax_6 | 5 | 5 | 14 | HeaderMin_5HeaderMax_14 | 12
470 | 90 | 40957-2P-40HP VLSC | RC9914-1-6.92-2P | 913.8143 | 913.8143 | 3655.2573 | 4 | 0 | 4 | C | VLS_Inline | 4 | 4 | 4 | 6 | BranchMin_4BranchMax_6 | 5 | 5 | 14 | HeaderMin_5HeaderMax_14 | 14
470 | 90 | 40957-2P-40HP VLSC | RC9914-1-6.92-2P | 913.8143 | 913.8143 | 3655.2573 | 4 | 0 | 4 | C | VLS_Inline | 4 | 4 | 4 | 6 | BranchMin_4BranchMax_6 | 6 | 5 | 14 | HeaderMin_5HeaderMax_14 | 5 | INVALID
470 | 90 | 40957-2P-40HP VLSC | RC9914-1-6.92-2P | 913.8143 | 913.8143 | 3655.2573 | 4 | 0 | 4 | C | VLS_Inline | 4 | 4 | 4 | 6 | BranchMin_4BranchMax_6 | 6 | 5 | 14 | HeaderMin_5HeaderMax_14 | 6 | INVALID
470 | 90 | 40957-2P-40HP VLSC | RC9914-1-6.92-2P | 913.8143 | 913.8143 | 3655.2573 | 4 | 0 | 4 | C | VLS_Inline | 4 | 4 | 4 | 6 | BranchMin_4BranchMax_6 | 6 | 5 | 14 | HeaderMin_5HeaderMax_14 | 8
470 | 90 | 40957-2P-40HP VLSC | RC9914-1-6.92-2P | 913.8143 | 913.8143 | 3655.2573 | 4 | 0 | 4 | C | VLS_Inline | 4 | 4 | 4 | 6 | BranchMin_4BranchMax_6 | 6 | 5 | 14 | HeaderMin_5HeaderMax_14 | 10
470 | 90 | 40957-2P-40HP VLSC | RC9914-1-6.92-2P | 913.8143 | 913.8143 | 3655.2573 | 4 | 0 | 4 | C | VLS_Inline | 4 | 4 | 4 | 6 | BranchMin_4BranchMax_6 | 6 | 5 | 14 | HeaderMin_5HeaderMax_14 | 12
470 | 90 | 40957-2P-40HP VLSC | RC9914-1-6.92-2P | 913.8143 | 913.8143 | 3655.2573 | 4 | 0 | 4 | C | VLS_Inline | 4 | 4 | 4 | 6 | BranchMin_4BranchMax_6 | 6 | 5 | 14 | HeaderMin_5HeaderMax_14 | 14
471 | 91 | 40957-2P-50HP VLSC | RC9914-1-7.60-2P | 969.4037 | 969.4037 | 3877.6149 | 4 | 0 | 4 | C | VLS_Inline | 4 | 4 | 4 | 8 | BranchMin_4BranchMax_8 | 4 | 5 | 14 | HeaderMin_5HeaderMax_14 | 5
471 | 91 | 40957-2P-50HP VLSC | RC9914-1-7.60-2P | 969.4037 | 969.4037 | 3877.6149 | 4 | 0 | 4 | C | VLS_Inline | 4 | 4 | 4 | 8 | BranchMin_4BranchMax_8 | 4 | 5 | 14 | HeaderMin_5HeaderMax_14 | 6
471 | 91 | 40957-2P-50HP VLSC | RC9914-1-7.60-2P | 969.4037 | 969.4037 | 3877.6149 | 4 | 0 | 4 | C | VLS_Inline | 4 | 4 | 4 | 8 | BranchMin_4BranchMax_8 | 4 | 5 | 14 | HeaderMin_5HeaderMax_14 | 8
471 | 91 | 40957-2P-50HP VLSC | RC9914-1-7.60-2P | 969.4037 | 969.4037 | 3877.6149 | 4 | 0 | 4 | C | VLS_Inline | 4 | 4 | 4 | 8 | BranchMin_4BranchMax_8 | 4 | 5 | 14 | HeaderMin_5HeaderMax_14 | 10
471 | 91 | 40957-2P-50HP VLSC | RC9914-1-7.60-2P | 969.4037 | 969.4037 | 3877.6149 | 4 | 0 | 4 | C | VLS_Inline | 4 | 4 | 4 | 8 | BranchMin_4BranchMax_8 | 4 | 5 | 14 | HeaderMin_5HeaderMax_14 | 12
471 | 91 | 40957-2P-50HP VLSC | RC9914-1-7.60-2P | 969.4037 | 969.4037 | 3877.6149 | 4 | 0 | 4 | C | VLS_Inline | 4 | 4 | 4 | 8 | BranchMin_4BranchMax_8 | 4 | 5 | 14 | HeaderMin_5HeaderMax_14 | 14
471 | 91 | 40957-2P-50HP VLSC | RC9914-1-7.60-2P | 969.4037 | 969.4037 | 3877.6149 | 4 | 0 | 4 | C | VLS_Inline | 4 | 4 | 4 | 8 | BranchMin_4BranchMax_8 | 5 | 5 | 14 | HeaderMin_5HeaderMax_14 | 5 | INVALID
471 | 91 | 40957-2P-50HP VLSC | RC9914-1-7.60-2P | 969.4037 | 969.4037 | 3877.6149 | 4 | 0 | 4 | C | VLS_Inline | 4 | 4 | 4 | 8 | BranchMin_4BranchMax_8 | 5 | 5 | 14 | HeaderMin_5HeaderMax_14 | 6
471 | 91 | 40957-2P-50HP VLSC | RC9914-1-7.60-2P | 969.4037 | 969.4037 | 3877.6149 | 4 | 0 | 4 | C | VLS_Inline | 4 | 4 | 4 | 8 | BranchMin_4BranchMax_8 | 5 | 5 | 14 | HeaderMin_5HeaderMax_14 | 8
471 | 91 | 40957-2P-50HP VLSC | RC9914-1-7.60-2P | 969.4037 | 969.4037 | 3877.6149 | 4 | 0 | 4 | C | VLS_Inline | 4 | 4 | 4 | 8 | BranchMin_4BranchMax_8 | 5 | 5 | 14 | HeaderMin_5HeaderMax_14 | 10
471 | 91 | 40957-2P-50HP VLSC | RC9914-1-7.60-2P | 969.4037 | 969.4037 | 3877.6149 | 4 | 0 | 4 | C | VLS_Inline | 4 | 4 | 4 | 8 | BranchMin_4BranchMax_8 | 5 | 5 | 14 | HeaderMin_5HeaderMax_14 | 12
471 | 91 | 40957-2P-50HP VLSC | RC9914-1-7.60-2P | 969.4037 | 969.4037 | 3877.6149 | 4 | 0 | 4 | C | VLS_Inline | 4 | 4 | 4 | 8 | BranchMin_4BranchMax_8 | 5 | 5 | 14 | HeaderMin_5HeaderMax_14 | 14
471 | 91 | 40957-2P-50HP VLSC | RC9914-1-7.60-2P | 969.4037 | 969.4037 | 3877.6149 | 4 | 0 | 4 | C | VLS_Inline | 4 | 4 | 4 | 8 | BranchMin_4BranchMax_8 | 6 | 5 | 14 | HeaderMin_5HeaderMax_14 | 5 | INVALID
471 | 91 | 40957-2P-50HP VLSC | RC9914-1-7.60-2P | 969.4037 | 969.4037 | 3877.6149 | 4 | 0 | 4 | C | VLS_Inline | 4 | 4 | 4 | 8 | BranchMin_4BranchMax_8 | 6 | 5 | 14 | HeaderMin_5HeaderMax_14 | 6 | INVALID
471 | 91 | 40957-2P-50HP VLSC | RC9914-1-7.60-2P | 969.4037 | 969.4037 | 3877.6149 | 4 | 0 | 4 | C | VLS_Inline | 4 | 4 | 4 | 8 | BranchMin_4BranchMax_8 | 6 | 5 | 14 | HeaderMin_5HeaderMax_14 | 8
471 | 91 | 40957-2P-50HP VLSC | RC9914-1-7.60-2P | 969.4037 | 969.4037 | 3877.6149 | 4 | 0 | 4 | C | VLS_Inline | 4 | 4 | 4 | 8 | BranchMin_4BranchMax_8 | 6 | 5 | 14 | HeaderMin_5HeaderMax_14 | 10
471 | 91 | 40957-2P-50HP VLSC | RC9914-1-7.60-2P | 969.4037 | 969.4037 | 3877.6149 | 4 | 0 | 4 | C | VLS_Inline | 4 | 4 | 4 | 8 | BranchMin_4BranchMax_8 | 6 | 5 | 14 | HeaderMin_5HeaderMax_14 | 12
471 | 91 | 40957-2P-50HP VLSC | RC9914-1-7.60-2P | 969.4037 | 969.4037 | 3877.6149 | 4 | 0 | 4 | C | VLS_Inline | 4 | 4 | 4 | 8 | BranchMin_4BranchMax_8 | 6 | 5 | 14 | HeaderMin_5HeaderMax_14 | 14
471 | 91 | 40957-2P-50HP VLSC | RC9914-1-7.60-2P | 969.4037 | 969.4037 | 3877.6149 | 4 | 0 | 4 | C | VLS_Inline | 4 | 4 | 4 | 8 | BranchMin_4BranchMax_8 | 8 | 5 | 14 | HeaderMin_5HeaderMax_14 | 5 | INVALID
471 | 91 | 40957-2P-50HP VLSC | RC9914-1-7.60-2P | 969.4037 | 969.4037 | 3877.6149 | 4 | 0 | 4 | C | VLS_Inline | 4 | 4 | 4 | 8 | BranchMin_4BranchMax_8 | 8 | 5 | 14 | HeaderMin_5HeaderMax_14 | 6 | INVALID
471 | 91 | 40957-2P-50HP VLSC | RC9914-1-7.60-2P | 969.4037 | 969.4037 | 3877.6149 | 4 | 0 | 4 | C | VLS_Inline | 4 | 4 | 4 | 8 | BranchMin_4BranchMax_8 | 8 | 5 | 14 | HeaderMin_5HeaderMax_14 | 8 | INVALID
471 | 91 | 40957-2P-50HP VLSC | RC9914-1-7.60-2P | 969.4037 | 969.4037 | 3877.6149 | 4 | 0 | 4 | C | VLS_Inline | 4 | 4 | 4 | 8 | BranchMin_4BranchMax_8 | 8 | 5 | 14 | HeaderMin_5HeaderMax_14 | 10
471 | 91 | 40957-2P-50HP VLSC | RC9914-1-7.60-2P | 969.4037 | 969.4037 | 3877.6149 | 4 | 0 | 4 | C | VLS_Inline | 4 | 4 | 4 | 8 | BranchMin_4BranchMax_8 | 8 | 5 | 14 | HeaderMin_5HeaderMax_14 | 12
471 | 91 | 40957-2P-50HP VLSC | RC9914-1-7.60-2P | 969.4037 | 969.4037 | 3877.6149 | 4 | 0 | 4 | C | VLS_Inline | 4 | 4 | 4 | 8 | BranchMin_4BranchMax_8 | 8 | 5 | 14 | HeaderMin_5HeaderMax_14 | 14
472 | 92 | 40957-2P-60HP VLSC | RC9914-1-8.04-2P | 1015.343 | 1015.343 | 4061.3719 | 4 | 0 | 4 | C | VLS_Inline | 4 | 4 | 4 | 8 | BranchMin_4BranchMax_8 | 4 | 5 | 14 | HeaderMin_5HeaderMax_14 | 5
472 | 92 | 40957-2P-60HP VLSC | RC9914-1-8.04-2P | 1015.343 | 1015.343 | 4061.3719 | 4 | 0 | 4 | C | VLS_Inline | 4 | 4 | 4 | 8 | BranchMin_4BranchMax_8 | 4 | 5 | 14 | HeaderMin_5HeaderMax_14 | 6
472 | 92 | 40957-2P-60HP VLSC | RC9914-1-8.04-2P | 1015.343 | 1015.343 | 4061.3719 | 4 | 0 | 4 | C | VLS_Inline | 4 | 4 | 4 | 8 | BranchMin_4BranchMax_8 | 4 | 5 | 14 | HeaderMin_5HeaderMax_14 | 8
472 | 92 | 40957-2P-60HP VLSC | RC9914-1-8.04-2P | 1015.343 | 1015.343 | 4061.3719 | 4 | 0 | 4 | C | VLS_Inline | 4 | 4 | 4 | 8 | BranchMin_4BranchMax_8 | 4 | 5 | 14 | HeaderMin_5HeaderMax_14 | 10
472 | 92 | 40957-2P-60HP VLSC | RC9914-1-8.04-2P | 1015.343 | 1015.343 | 4061.3719 | 4 | 0 | 4 | C | VLS_Inline | 4 | 4 | 4 | 8 | BranchMin_4BranchMax_8 | 4 | 5 | 14 | HeaderMin_5HeaderMax_14 | 12
472 | 92 | 40957-2P-60HP VLSC | RC9914-1-8.04-2P | 1015.343 | 1015.343 | 4061.3719 | 4 | 0 | 4 | C | VLS_Inline | 4 | 4 | 4 | 8 | BranchMin_4BranchMax_8 | 4 | 5 | 14 | HeaderMin_5HeaderMax_14 | 14
472 | 92 | 40957-2P-60HP VLSC | RC9914-1-8.04-2P | 1015.343 | 1015.343 | 4061.3719 | 4 | 0 | 4 | C | VLS_Inline | 4 | 4 | 4 | 8 | BranchMin_4BranchMax_8 | 5 | 5 | 14 | HeaderMin_5HeaderMax_14 | 5 | INVALID
472 | 92 | 40957-2P-60HP VLSC | RC9914-1-8.04-2P | 1015.343 | 1015.343 | 4061.3719 | 4 | 0 | 4 | C | VLS_Inline | 4 | 4 | 4 | 8 | BranchMin_4BranchMax_8 | 5 | 5 | 14 | HeaderMin_5HeaderMax_14 | 6
472 | 92 | 40957-2P-60HP VLSC | RC9914-1-8.04-2P | 1015.343 | 1015.343 | 4061.3719 | 4 | 0 | 4 | C | VLS_Inline | 4 | 4 | 4 | 8 | BranchMin_4BranchMax_8 | 5 | 5 | 14 | HeaderMin_5HeaderMax_14 | 8
472 | 92 | 40957-2P-60HP VLSC | RC9914-1-8.04-2P | 1015.343 | 1015.343 | 4061.3719 | 4 | 0 | 4 | C | VLS_Inline | 4 | 4 | 4 | 8 | BranchMin_4BranchMax_8 | 5 | 5 | 14 | HeaderMin_5HeaderMax_14 | 10
472 | 92 | 40957-2P-60HP VLSC | RC9914-1-8.04-2P | 1015.343 | 1015.343 | 4061.3719 | 4 | 0 | 4 | C | VLS_Inline | 4 | 4 | 4 | 8 | BranchMin_4BranchMax_8 | 5 | 5 | 14 | HeaderMin_5HeaderMax_14 | 12
472 | 92 | 40957-2P-60HP VLSC | RC9914-1-8.04-2P | 1015.343 | 1015.343 | 4061.3719 | 4 | 0 | 4 | C | VLS_Inline | 4 | 4 | 4 | 8 | BranchMin_4BranchMax_8 | 5 | 5 | 14 | HeaderMin_5HeaderMax_14 | 14
472 | 92 | 40957-2P-60HP VLSC | RC9914-1-8.04-2P | 1015.343 | 1015.343 | 4061.3719 | 4 | 0 | 4 | C | VLS_Inline | 4 | 4 | 4 | 8 | BranchMin_4BranchMax_8 | 6 | 5 | 14 | HeaderMin_5HeaderMax_14 | 5 | INVALID
472 | 92 | 40957-2P-60HP VLSC | RC9914-1-8.04-2P | 1015.343 | 1015.343 | 4061.3719 | 4 | 0 | 4 | C | VLS_Inline | 4 | 4 | 4 | 8 | BranchMin_4BranchMax_8 | 6 | 5 | 14 | HeaderMin_5HeaderMax_14 | 6 | INVALID
472 | 92 | 40957-2P-60HP VLSC | RC9914-1-8.04-2P | 1015.343 | 1015.343 | 4061.3719 | 4 | 0 | 4 | C | VLS_Inline | 4 | 4 | 4 | 8 | BranchMin_4BranchMax_8 | 6 | 5 | 14 | HeaderMin_5HeaderMax_14 | 8
472 | 92 | 40957-2P-60HP VLSC | RC9914-1-8.04-2P | 1015.343 | 1015.343 | 4061.3719 | 4 | 0 | 4 | C | VLS_Inline | 4 | 4 | 4 | 8 | BranchMin_4BranchMax_8 | 6 | 5 | 14 | HeaderMin_5HeaderMax_14 | 10
472 | 92 | 40957-2P-60HP VLSC | RC9914-1-8.04-2P | 1015.343 | 1015.343 | 4061.3719 | 4 | 0 | 4 | C | VLS_Inline | 4 | 4 | 4 | 8 | BranchMin_4BranchMax_8 | 6 | 5 | 14 | HeaderMin_5HeaderMax_14 | 12
472 | 92 | 40957-2P-60HP VLSC | RC9914-1-8.04-2P | 1015.343 | 1015.343 | 4061.3719 | 4 | 0 | 4 | C | VLS_Inline | 4 | 4 | 4 | 8 | BranchMin_4BranchMax_8 | 6 | 5 | 14 | HeaderMin_5HeaderMax_14 | 14
472 | 92 | 40957-2P-60HP VLSC | RC9914-1-8.04-2P | 1015.343 | 1015.343 | 4061.3719 | 4 | 0 | 4 | C | VLS_Inline | 4 | 4 | 4 | 8 | BranchMin_4BranchMax_8 | 8 | 5 | 14 | HeaderMin_5HeaderMax_14 | 5 | INVALID
472 | 92 | 40957-2P-60HP VLSC | RC9914-1-8.04-2P | 1015.343 | 1015.343 | 4061.3719 | 4 | 0 | 4 | C | VLS_Inline | 4 | 4 | 4 | 8 | BranchMin_4BranchMax_8 | 8 | 5 | 14 | HeaderMin_5HeaderMax_14 | 6 | INVALID
472 | 92 | 40957-2P-60HP VLSC | RC9914-1-8.04-2P | 1015.343 | 1015.343 | 4061.3719 | 4 | 0 | 4 | C | VLS_Inline | 4 | 4 | 4 | 8 | BranchMin_4BranchMax_8 | 8 | 5 | 14 | HeaderMin_5HeaderMax_14 | 8 | INVALID
472 | 92 | 40957-2P-60HP VLSC | RC9914-1-8.04-2P | 1015.343 | 1015.343 | 4061.3719 | 4 | 0 | 4 | C | VLS_Inline | 4 | 4 | 4 | 8 | BranchMin_4BranchMax_8 | 8 | 5 | 14 | HeaderMin_5HeaderMax_14 | 10
472 | 92 | 40957-2P-60HP VLSC | RC9914-1-8.04-2P | 1015.343 | 1015.343 | 4061.3719 | 4 | 0 | 4 | C | VLS_Inline | 4 | 4 | 4 | 8 | BranchMin_4BranchMax_8 | 8 | 5 | 14 | HeaderMin_5HeaderMax_14 | 12
472 | 92 | 40957-2P-60HP VLSC | RC9914-1-8.04-2P | 1015.343 | 1015.343 | 4061.3719 | 4 | 0 | 4 | C | VLS_Inline | 4 | 4 | 4 | 8 | BranchMin_4BranchMax_8 | 8 | 5 | 14 | HeaderMin_5HeaderMax_14 | 14
473 | 93 | 40957-2P-75HP VLSC | RC9914-1-8.58-2P | 1051.8577 | 1051.8577 | 4207.4307 | 4 | 0 | 4 | C | VLS_Inline | 4 | 4 | 4 | 8 | BranchMin_4BranchMax_8 | 4 | 5 | 14 | HeaderMin_5HeaderMax_14 | 5
473 | 93 | 40957-2P-75HP VLSC | RC9914-1-8.58-2P | 1051.8577 | 1051.8577 | 4207.4307 | 4 | 0 | 4 | C | VLS_Inline | 4 | 4 | 4 | 8 | BranchMin_4BranchMax_8 | 4 | 5 | 14 | HeaderMin_5HeaderMax_14 | 6
473 | 93 | 40957-2P-75HP VLSC | RC9914-1-8.58-2P | 1051.8577 | 1051.8577 | 4207.4307 | 4 | 0 | 4 | C | VLS_Inline | 4 | 4 | 4 | 8 | BranchMin_4BranchMax_8 | 4 | 5 | 14 | HeaderMin_5HeaderMax_14 | 8
473 | 93 | 40957-2P-75HP VLSC | RC9914-1-8.58-2P | 1051.8577 | 1051.8577 | 4207.4307 | 4 | 0 | 4 | C | VLS_Inline | 4 | 4 | 4 | 8 | BranchMin_4BranchMax_8 | 4 | 5 | 14 | HeaderMin_5HeaderMax_14 | 10
473 | 93 | 40957-2P-75HP VLSC | RC9914-1-8.58-2P | 1051.8577 | 1051.8577 | 4207.4307 | 4 | 0 | 4 | C | VLS_Inline | 4 | 4 | 4 | 8 | BranchMin_4BranchMax_8 | 4 | 5 | 14 | HeaderMin_5HeaderMax_14 | 12
473 | 93 | 40957-2P-75HP VLSC | RC9914-1-8.58-2P | 1051.8577 | 1051.8577 | 4207.4307 | 4 | 0 | 4 | C | VLS_Inline | 4 | 4 | 4 | 8 | BranchMin_4BranchMax_8 | 4 | 5 | 14 | HeaderMin_5HeaderMax_14 | 14
473 | 93 | 40957-2P-75HP VLSC | RC9914-1-8.58-2P | 1051.8577 | 1051.8577 | 4207.4307 | 4 | 0 | 4 | C | VLS_Inline | 4 | 4 | 4 | 8 | BranchMin_4BranchMax_8 | 5 | 5 | 14 | HeaderMin_5HeaderMax_14 | 5 | INVALID
473 | 93 | 40957-2P-75HP VLSC | RC9914-1-8.58-2P | 1051.8577 | 1051.8577 | 4207.4307 | 4 | 0 | 4 | C | VLS_Inline | 4 | 4 | 4 | 8 | BranchMin_4BranchMax_8 | 5 | 5 | 14 | HeaderMin_5HeaderMax_14 | 6
473 | 93 | 40957-2P-75HP VLSC | RC9914-1-8.58-2P | 1051.8577 | 1051.8577 | 4207.4307 | 4 | 0 | 4 | C | VLS_Inline | 4 | 4 | 4 | 8 | BranchMin_4BranchMax_8 | 5 | 5 | 14 | HeaderMin_5HeaderMax_14 | 8
473 | 93 | 40957-2P-75HP VLSC | RC9914-1-8.58-2P | 1051.8577 | 1051.8577 | 4207.4307 | 4 | 0 | 4 | C | VLS_Inline | 4 | 4 | 4 | 8 | BranchMin_4BranchMax_8 | 5 | 5 | 14 | HeaderMin_5HeaderMax_14 | 10
473 | 93 | 40957-2P-75HP VLSC | RC9914-1-8.58-2P | 1051.8577 | 1051.8577 | 4207.4307 | 4 | 0 | 4 | C | VLS_Inline | 4 | 4 | 4 | 8 | BranchMin_4BranchMax_8 | 5 | 5 | 14 | HeaderMin_5HeaderMax_14 | 12
473 | 93 | 40957-2P-75HP VLSC | RC9914-1-8.58-2P | 1051.8577 | 1051.8577 | 4207.4307 | 4 | 0 | 4 | C | VLS_Inline | 4 | 4 | 4 | 8 | BranchMin_4BranchMax_8 | 5 | 5 | 14 | HeaderMin_5HeaderMax_14 | 14
473 | 93 | 40957-2P-75HP VLSC | RC9914-1-8.58-2P | 1051.8577 | 1051.8577 | 4207.4307 | 4 | 0 | 4 | C | VLS_Inline | 4 | 4 | 4 | 8 | BranchMin_4BranchMax_8 | 6 | 5 | 14 | HeaderMin_5HeaderMax_14 | 5 | INVALID
473 | 93 | 40957-2P-75HP VLSC | RC9914-1-8.58-2P | 1051.8577 | 1051.8577 | 4207.4307 | 4 | 0 | 4 | C | VLS_Inline | 4 | 4 | 4 | 8 | BranchMin_4BranchMax_8 | 6 | 5 | 14 | HeaderMin_5HeaderMax_14 | 6 | INVALID
473 | 93 | 40957-2P-75HP VLSC | RC9914-1-8.58-2P | 1051.8577 | 1051.8577 | 4207.4307 | 4 | 0 | 4 | C | VLS_Inline | 4 | 4 | 4 | 8 | BranchMin_4BranchMax_8 | 6 | 5 | 14 | HeaderMin_5HeaderMax_14 | 8
473 | 93 | 40957-2P-75HP VLSC | RC9914-1-8.58-2P | 1051.8577 | 1051.8577 | 4207.4307 | 4 | 0 | 4 | C | VLS_Inline | 4 | 4 | 4 | 8 | BranchMin_4BranchMax_8 | 6 | 5 | 14 | HeaderMin_5HeaderMax_14 | 10
473 | 93 | 40957-2P-75HP VLSC | RC9914-1-8.58-2P | 1051.8577 | 1051.8577 | 4207.4307 | 4 | 0 | 4 | C | VLS_Inline | 4 | 4 | 4 | 8 | BranchMin_4BranchMax_8 | 6 | 5 | 14 | HeaderMin_5HeaderMax_14 | 12
473 | 93 | 40957-2P-75HP VLSC | RC9914-1-8.58-2P | 1051.8577 | 1051.8577 | 4207.4307 | 4 | 0 | 4 | C | VLS_Inline | 4 | 4 | 4 | 8 | BranchMin_4BranchMax_8 | 6 | 5 | 14 | HeaderMin_5HeaderMax_14 | 14
473 | 93 | 40957-2P-75HP VLSC | RC9914-1-8.58-2P | 1051.8577 | 1051.8577 | 4207.4307 | 4 | 0 | 4 | C | VLS_Inline | 4 | 4 | 4 | 8 | BranchMin_4BranchMax_8 | 8 | 5 | 14 | HeaderMin_5HeaderMax_14 | 5 | INVALID
473 | 93 | 40957-2P-75HP VLSC | RC9914-1-8.58-2P | 1051.8577 | 1051.8577 | 4207.4307 | 4 | 0 | 4 | C | VLS_Inline | 4 | 4 | 4 | 8 | BranchMin_4BranchMax_8 | 8 | 5 | 14 | HeaderMin_5HeaderMax_14 | 6 | INVALID
473 | 93 | 40957-2P-75HP VLSC | RC9914-1-8.58-2P | 1051.8577 | 1051.8577 | 4207.4307 | 4 | 0 | 4 | C | VLS_Inline | 4 | 4 | 4 | 8 | BranchMin_4BranchMax_8 | 8 | 5 | 14 | HeaderMin_5HeaderMax_14 | 8 | INVALID
473 | 93 | 40957-2P-75HP VLSC | RC9914-1-8.58-2P | 1051.8577 | 1051.8577 | 4207.4307 | 4 | 0 | 4 | C | VLS_Inline | 4 | 4 | 4 | 8 | BranchMin_4BranchMax_8 | 8 | 5 | 14 | HeaderMin_5HeaderMax_14 | 10
473 | 93 | 40957-2P-75HP VLSC | RC9914-1-8.58-2P | 1051.8577 | 1051.8577 | 4207.4307 | 4 | 0 | 4 | C | VLS_Inline | 4 | 4 | 4 | 8 | BranchMin_4BranchMax_8 | 8 | 5 | 14 | HeaderMin_5HeaderMax_14 | 12
473 | 93 | 40957-2P-75HP VLSC | RC9914-1-8.58-2P | 1051.8577 | 1051.8577 | 4207.4307 | 4 | 0 | 4 | C | VLS_Inline | 4 | 4 | 4 | 8 | BranchMin_4BranchMax_8 | 8 | 5 | 14 | HeaderMin_5HeaderMax_14 | 14
474 | 94 | 40957-2P-100HP VLSC | RC9914-1-9.43-2P | 1127.0937 | 1127.0937 | 4508.3749 | 4 | 0 | 4 | C | VLS_Inline | 4 | 4 | 4 | 8 | BranchMin_4BranchMax_8 | 4 | 5 | 16 | HeaderMin_5HeaderMax_16 | 5
474 | 94 | 40957-2P-100HP VLSC | RC9914-1-9.43-2P | 1127.0937 | 1127.0937 | 4508.3749 | 4 | 0 | 4 | C | VLS_Inline | 4 | 4 | 4 | 8 | BranchMin_4BranchMax_8 | 4 | 5 | 16 | HeaderMin_5HeaderMax_16 | 6
474 | 94 | 40957-2P-100HP VLSC | RC9914-1-9.43-2P | 1127.0937 | 1127.0937 | 4508.3749 | 4 | 0 | 4 | C | VLS_Inline | 4 | 4 | 4 | 8 | BranchMin_4BranchMax_8 | 4 | 5 | 16 | HeaderMin_5HeaderMax_16 | 8
474 | 94 | 40957-2P-100HP VLSC | RC9914-1-9.43-2P | 1127.0937 | 1127.0937 | 4508.3749 | 4 | 0 | 4 | C | VLS_Inline | 4 | 4 | 4 | 8 | BranchMin_4BranchMax_8 | 4 | 5 | 16 | HeaderMin_5HeaderMax_16 | 10
474 | 94 | 40957-2P-100HP VLSC | RC9914-1-9.43-2P | 1127.0937 | 1127.0937 | 4508.3749 | 4 | 0 | 4 | C | VLS_Inline | 4 | 4 | 4 | 8 | BranchMin_4BranchMax_8 | 4 | 5 | 16 | HeaderMin_5HeaderMax_16 | 12
474 | 94 | 40957-2P-100HP VLSC | RC9914-1-9.43-2P | 1127.0937 | 1127.0937 | 4508.3749 | 4 | 0 | 4 | C | VLS_Inline | 4 | 4 | 4 | 8 | BranchMin_4BranchMax_8 | 4 | 5 | 16 | HeaderMin_5HeaderMax_16 | 14
474 | 94 | 40957-2P-100HP VLSC | RC9914-1-9.43-2P | 1127.0937 | 1127.0937 | 4508.3749 | 4 | 0 | 4 | C | VLS_Inline | 4 | 4 | 4 | 8 | BranchMin_4BranchMax_8 | 4 | 5 | 16 | HeaderMin_5HeaderMax_16 | 16
474 | 94 | 40957-2P-100HP VLSC | RC9914-1-9.43-2P | 1127.0937 | 1127.0937 | 4508.3749 | 4 | 0 | 4 | C | VLS_Inline | 4 | 4 | 4 | 8 | BranchMin_4BranchMax_8 | 5 | 5 | 16 | HeaderMin_5HeaderMax_16 | 5 | INVALID
474 | 94 | 40957-2P-100HP VLSC | RC9914-1-9.43-2P | 1127.0937 | 1127.0937 | 4508.3749 | 4 | 0 | 4 | C | VLS_Inline | 4 | 4 | 4 | 8 | BranchMin_4BranchMax_8 | 5 | 5 | 16 | HeaderMin_5HeaderMax_16 | 6
474 | 94 | 40957-2P-100HP VLSC | RC9914-1-9.43-2P | 1127.0937 | 1127.0937 | 4508.3749 | 4 | 0 | 4 | C | VLS_Inline | 4 | 4 | 4 | 8 | BranchMin_4BranchMax_8 | 5 | 5 | 16 | HeaderMin_5HeaderMax_16 | 8
474 | 94 | 40957-2P-100HP VLSC | RC9914-1-9.43-2P | 1127.0937 | 1127.0937 | 4508.3749 | 4 | 0 | 4 | C | VLS_Inline | 4 | 4 | 4 | 8 | BranchMin_4BranchMax_8 | 5 | 5 | 16 | HeaderMin_5HeaderMax_16 | 10
474 | 94 | 40957-2P-100HP VLSC | RC9914-1-9.43-2P | 1127.0937 | 1127.0937 | 4508.3749 | 4 | 0 | 4 | C | VLS_Inline | 4 | 4 | 4 | 8 | BranchMin_4BranchMax_8 | 5 | 5 | 16 | HeaderMin_5HeaderMax_16 | 12
474 | 94 | 40957-2P-100HP VLSC | RC9914-1-9.43-2P | 1127.0937 | 1127.0937 | 4508.3749 | 4 | 0 | 4 | C | VLS_Inline | 4 | 4 | 4 | 8 | BranchMin_4BranchMax_8 | 5 | 5 | 16 | HeaderMin_5HeaderMax_16 | 14
474 | 94 | 40957-2P-100HP VLSC | RC9914-1-9.43-2P | 1127.0937 | 1127.0937 | 4508.3749 | 4 | 0 | 4 | C | VLS_Inline | 4 | 4 | 4 | 8 | BranchMin_4BranchMax_8 | 5 | 5 | 16 | HeaderMin_5HeaderMax_16 | 16
474 | 94 | 40957-2P-100HP VLSC | RC9914-1-9.43-2P | 1127.0937 | 1127.0937 | 4508.3749 | 4 | 0 | 4 | C | VLS_Inline | 4 | 4 | 4 | 8 | BranchMin_4BranchMax_8 | 6 | 5 | 16 | HeaderMin_5HeaderMax_16 | 5 | INVALID
474 | 94 | 40957-2P-100HP VLSC | RC9914-1-9.43-2P | 1127.0937 | 1127.0937 | 4508.3749 | 4 | 0 | 4 | C | VLS_Inline | 4 | 4 | 4 | 8 | BranchMin_4BranchMax_8 | 6 | 5 | 16 | HeaderMin_5HeaderMax_16 | 6 | INVALID
474 | 94 | 40957-2P-100HP VLSC | RC9914-1-9.43-2P | 1127.0937 | 1127.0937 | 4508.3749 | 4 | 0 | 4 | C | VLS_Inline | 4 | 4 | 4 | 8 | BranchMin_4BranchMax_8 | 6 | 5 | 16 | HeaderMin_5HeaderMax_16 | 8
474 | 94 | 40957-2P-100HP VLSC | RC9914-1-9.43-2P | 1127.0937 | 1127.0937 | 4508.3749 | 4 | 0 | 4 | C | VLS_Inline | 4 | 4 | 4 | 8 | BranchMin_4BranchMax_8 | 6 | 5 | 16 | HeaderMin_5HeaderMax_16 | 10
474 | 94 | 40957-2P-100HP VLSC | RC9914-1-9.43-2P | 1127.0937 | 1127.0937 | 4508.3749 | 4 | 0 | 4 | C | VLS_Inline | 4 | 4 | 4 | 8 | BranchMin_4BranchMax_8 | 6 | 5 | 16 | HeaderMin_5HeaderMax_16 | 12
474 | 94 | 40957-2P-100HP VLSC | RC9914-1-9.43-2P | 1127.0937 | 1127.0937 | 4508.3749 | 4 | 0 | 4 | C | VLS_Inline | 4 | 4 | 4 | 8 | BranchMin_4BranchMax_8 | 6 | 5 | 16 | HeaderMin_5HeaderMax_16 | 14
474 | 94 | 40957-2P-100HP VLSC | RC9914-1-9.43-2P | 1127.0937 | 1127.0937 | 4508.3749 | 4 | 0 | 4 | C | VLS_Inline | 4 | 4 | 4 | 8 | BranchMin_4BranchMax_8 | 6 | 5 | 16 | HeaderMin_5HeaderMax_16 | 16
474 | 94 | 40957-2P-100HP VLSC | RC9914-1-9.43-2P | 1127.0937 | 1127.0937 | 4508.3749 | 4 | 0 | 4 | C | VLS_Inline | 4 | 4 | 4 | 8 | BranchMin_4BranchMax_8 | 8 | 5 | 16 | HeaderMin_5HeaderMax_16 | 5 | INVALID
474 | 94 | 40957-2P-100HP VLSC | RC9914-1-9.43-2P | 1127.0937 | 1127.0937 | 4508.3749 | 4 | 0 | 4 | C | VLS_Inline | 4 | 4 | 4 | 8 | BranchMin_4BranchMax_8 | 8 | 5 | 16 | HeaderMin_5HeaderMax_16 | 6 | INVALID
474 | 94 | 40957-2P-100HP VLSC | RC9914-1-9.43-2P | 1127.0937 | 1127.0937 | 4508.3749 | 4 | 0 | 4 | C | VLS_Inline | 4 | 4 | 4 | 8 | BranchMin_4BranchMax_8 | 8 | 5 | 16 | HeaderMin_5HeaderMax_16 | 8 | INVALID
474 | 94 | 40957-2P-100HP VLSC | RC9914-1-9.43-2P | 1127.0937 | 1127.0937 | 4508.3749 | 4 | 0 | 4 | C | VLS_Inline | 4 | 4 | 4 | 8 | BranchMin_4BranchMax_8 | 8 | 5 | 16 | HeaderMin_5HeaderMax_16 | 10
474 | 94 | 40957-2P-100HP VLSC | RC9914-1-9.43-2P | 1127.0937 | 1127.0937 | 4508.3749 | 4 | 0 | 4 | C | VLS_Inline | 4 | 4 | 4 | 8 | BranchMin_4BranchMax_8 | 8 | 5 | 16 | HeaderMin_5HeaderMax_16 | 12
474 | 94 | 40957-2P-100HP VLSC | RC9914-1-9.43-2P | 1127.0937 | 1127.0937 | 4508.3749 | 4 | 0 | 4 | C | VLS_Inline | 4 | 4 | 4 | 8 | BranchMin_4BranchMax_8 | 8 | 5 | 16 | HeaderMin_5HeaderMax_16 | 14
474 | 94 | 40957-2P-100HP VLSC | RC9914-1-9.43-2P | 1127.0937 | 1127.0937 | 4508.3749 | 4 | 0 | 4 | C | VLS_Inline | 4 | 4 | 4 | 8 | BranchMin_4BranchMax_8 | 8 | 5 | 16 | HeaderMin_5HeaderMax_16 | 16
475 | 95 | 40957-4P-5HP VLSC | RC9914-1-6.91 | 456.5775 | 456.5775 | 1826.3098 | 4 | 0 | 4 | C | VLS_Inline | 4 | 4 | 4 | 5 | BranchMin_4BranchMax_5 | 4 | 5 | 10 | HeaderMin_5HeaderMax_10 | 5
475 | 95 | 40957-4P-5HP VLSC | RC9914-1-6.91 | 456.5775 | 456.5775 | 1826.3098 | 4 | 0 | 4 | C | VLS_Inline | 4 | 4 | 4 | 5 | BranchMin_4BranchMax_5 | 4 | 5 | 10 | HeaderMin_5HeaderMax_10 | 6
475 | 95 | 40957-4P-5HP VLSC | RC9914-1-6.91 | 456.5775 | 456.5775 | 1826.3098 | 4 | 0 | 4 | C | VLS_Inline | 4 | 4 | 4 | 5 | BranchMin_4BranchMax_5 | 4 | 5 | 10 | HeaderMin_5HeaderMax_10 | 8
475 | 95 | 40957-4P-5HP VLSC | RC9914-1-6.91 | 456.5775 | 456.5775 | 1826.3098 | 4 | 0 | 4 | C | VLS_Inline | 4 | 4 | 4 | 5 | BranchMin_4BranchMax_5 | 4 | 5 | 10 | HeaderMin_5HeaderMax_10 | 10
475 | 95 | 40957-4P-5HP VLSC | RC9914-1-6.91 | 456.5775 | 456.5775 | 1826.3098 | 4 | 0 | 4 | C | VLS_Inline | 4 | 4 | 4 | 5 | BranchMin_4BranchMax_5 | 5 | 5 | 10 | HeaderMin_5HeaderMax_10 | 5 | INVALID
475 | 95 | 40957-4P-5HP VLSC | RC9914-1-6.91 | 456.5775 | 456.5775 | 1826.3098 | 4 | 0 | 4 | C | VLS_Inline | 4 | 4 | 4 | 5 | BranchMin_4BranchMax_5 | 5 | 5 | 10 | HeaderMin_5HeaderMax_10 | 6
475 | 95 | 40957-4P-5HP VLSC | RC9914-1-6.91 | 456.5775 | 456.5775 | 1826.3098 | 4 | 0 | 4 | C | VLS_Inline | 4 | 4 | 4 | 5 | BranchMin_4BranchMax_5 | 5 | 5 | 10 | HeaderMin_5HeaderMax_10 | 8
475 | 95 | 40957-4P-5HP VLSC | RC9914-1-6.91 | 456.5775 | 456.5775 | 1826.3098 | 4 | 0 | 4 | C | VLS_Inline | 4 | 4 | 4 | 5 | BranchMin_4BranchMax_5 | 5 | 5 | 10 | HeaderMin_5HeaderMax_10 | 10
476 | 96 | 40957-4P-7.5HP VLSC | RC9914-1-8.04 | 508.0798 | 508.0798 | 2032.3192 | 4 | 0 | 4 | C | VLS_Inline | 4 | 4 | 4 | 5 | BranchMin_4BranchMax_5 | 4 | 5 | 10 | HeaderMin_5HeaderMax_10 | 5
476 | 96 | 40957-4P-7.5HP VLSC | RC9914-1-8.04 | 508.0798 | 508.0798 | 2032.3192 | 4 | 0 | 4 | C | VLS_Inline | 4 | 4 | 4 | 5 | BranchMin_4BranchMax_5 | 4 | 5 | 10 | HeaderMin_5HeaderMax_10 | 6
476 | 96 | 40957-4P-7.5HP VLSC | RC9914-1-8.04 | 508.0798 | 508.0798 | 2032.3192 | 4 | 0 | 4 | C | VLS_Inline | 4 | 4 | 4 | 5 | BranchMin_4BranchMax_5 | 4 | 5 | 10 | HeaderMin_5HeaderMax_10 | 8
476 | 96 | 40957-4P-7.5HP VLSC | RC9914-1-8.04 | 508.0798 | 508.0798 | 2032.3192 | 4 | 0 | 4 | C | VLS_Inline | 4 | 4 | 4 | 5 | BranchMin_4BranchMax_5 | 4 | 5 | 10 | HeaderMin_5HeaderMax_10 | 10
476 | 96 | 40957-4P-7.5HP VLSC | RC9914-1-8.04 | 508.0798 | 508.0798 | 2032.3192 | 4 | 0 | 4 | C | VLS_Inline | 4 | 4 | 4 | 5 | BranchMin_4BranchMax_5 | 5 | 5 | 10 | HeaderMin_5HeaderMax_10 | 5 | INVALID
476 | 96 | 40957-4P-7.5HP VLSC | RC9914-1-8.04 | 508.0798 | 508.0798 | 2032.3192 | 4 | 0 | 4 | C | VLS_Inline | 4 | 4 | 4 | 5 | BranchMin_4BranchMax_5 | 5 | 5 | 10 | HeaderMin_5HeaderMax_10 | 6
476 | 96 | 40957-4P-7.5HP VLSC | RC9914-1-8.04 | 508.0798 | 508.0798 | 2032.3192 | 4 | 0 | 4 | C | VLS_Inline | 4 | 4 | 4 | 5 | BranchMin_4BranchMax_5 | 5 | 5 | 10 | HeaderMin_5HeaderMax_10 | 8
476 | 96 | 40957-4P-7.5HP VLSC | RC9914-1-8.04 | 508.0798 | 508.0798 | 2032.3192 | 4 | 0 | 4 | C | VLS_Inline | 4 | 4 | 4 | 5 | BranchMin_4BranchMax_5 | 5 | 5 | 10 | HeaderMin_5HeaderMax_10 | 10
477 | 97 | 40957-4P-10HP VLSC | RC9914-1-8.77 | 534.9443 | 534.9443 | 2139.7774 | 4 | 0 | 4 | C | VLS_Inline | 4 | 4 | 4 | 5 | BranchMin_4BranchMax_5 | 4 | 5 | 10 | HeaderMin_5HeaderMax_10 | 5
477 | 97 | 40957-4P-10HP VLSC | RC9914-1-8.77 | 534.9443 | 534.9443 | 2139.7774 | 4 | 0 | 4 | C | VLS_Inline | 4 | 4 | 4 | 5 | BranchMin_4BranchMax_5 | 4 | 5 | 10 | HeaderMin_5HeaderMax_10 | 6
477 | 97 | 40957-4P-10HP VLSC | RC9914-1-8.77 | 534.9443 | 534.9443 | 2139.7774 | 4 | 0 | 4 | C | VLS_Inline | 4 | 4 | 4 | 5 | BranchMin_4BranchMax_5 | 4 | 5 | 10 | HeaderMin_5HeaderMax_10 | 8
477 | 97 | 40957-4P-10HP VLSC | RC9914-1-8.77 | 534.9443 | 534.9443 | 2139.7774 | 4 | 0 | 4 | C | VLS_Inline | 4 | 4 | 4 | 5 | BranchMin_4BranchMax_5 | 4 | 5 | 10 | HeaderMin_5HeaderMax_10 | 10
477 | 97 | 40957-4P-10HP VLSC | RC9914-1-8.77 | 534.9443 | 534.9443 | 2139.7774 | 4 | 0 | 4 | C | VLS_Inline | 4 | 4 | 4 | 5 | BranchMin_4BranchMax_5 | 5 | 5 | 10 | HeaderMin_5HeaderMax_10 | 5 | INVALID
477 | 97 | 40957-4P-10HP VLSC | RC9914-1-8.77 | 534.9443 | 534.9443 | 2139.7774 | 4 | 0 | 4 | C | VLS_Inline | 4 | 4 | 4 | 5 | BranchMin_4BranchMax_5 | 5 | 5 | 10 | HeaderMin_5HeaderMax_10 | 6
477 | 97 | 40957-4P-10HP VLSC | RC9914-1-8.77 | 534.9443 | 534.9443 | 2139.7774 | 4 | 0 | 4 | C | VLS_Inline | 4 | 4 | 4 | 5 | BranchMin_4BranchMax_5 | 5 | 5 | 10 | HeaderMin_5HeaderMax_10 | 8
477 | 97 | 40957-4P-10HP VLSC | RC9914-1-8.77 | 534.9443 | 534.9443 | 2139.7774 | 4 | 0 | 4 | C | VLS_Inline | 4 | 4 | 4 | 5 | BranchMin_4BranchMax_5 | 5 | 5 | 10 | HeaderMin_5HeaderMax_10 | 10
478 | 98 | 40957-4P-15HP VLSC | RC9914-1-9.6 | 568.82 | 568.82 | 2275.28 | 4 | 0 | 4 | C | VLS_Inline | 4 | 4 | 4 | 5 | BranchMin_4BranchMax_5 | 4 | 5 | 10 | HeaderMin_5HeaderMax_10 | 5
478 | 98 | 40957-4P-15HP VLSC | RC9914-1-9.6 | 568.82 | 568.82 | 2275.28 | 4 | 0 | 4 | C | VLS_Inline | 4 | 4 | 4 | 5 | BranchMin_4BranchMax_5 | 4 | 5 | 10 | HeaderMin_5HeaderMax_10 | 6
478 | 98 | 40957-4P-15HP VLSC | RC9914-1-9.6 | 568.82 | 568.82 | 2275.28 | 4 | 0 | 4 | C | VLS_Inline | 4 | 4 | 4 | 5 | BranchMin_4BranchMax_5 | 4 | 5 | 10 | HeaderMin_5HeaderMax_10 | 8
478 | 98 | 40957-4P-15HP VLSC | RC9914-1-9.6 | 568.82 | 568.82 | 2275.28 | 4 | 0 | 4 | C | VLS_Inline | 4 | 4 | 4 | 5 | BranchMin_4BranchMax_5 | 4 | 5 | 10 | HeaderMin_5HeaderMax_10 | 10
478 | 98 | 40957-4P-15HP VLSC | RC9914-1-9.6 | 568.82 | 568.82 | 2275.28 | 4 | 0 | 4 | C | VLS_Inline | 4 | 4 | 4 | 5 | BranchMin_4BranchMax_5 | 5 | 5 | 10 | HeaderMin_5HeaderMax_10 | 5 | INVALID
478 | 98 | 40957-4P-15HP VLSC | RC9914-1-9.6 | 568.82 | 568.82 | 2275.28 | 4 | 0 | 4 | C | VLS_Inline | 4 | 4 | 4 | 5 | BranchMin_4BranchMax_5 | 5 | 5 | 10 | HeaderMin_5HeaderMax_10 | 6
478 | 98 | 40957-4P-15HP VLSC | RC9914-1-9.6 | 568.82 | 568.82 | 2275.28 | 4 | 0 | 4 | C | VLS_Inline | 4 | 4 | 4 | 5 | BranchMin_4BranchMax_5 | 5 | 5 | 10 | HeaderMin_5HeaderMax_10 | 8
478 | 98 | 40957-4P-15HP VLSC | RC9914-1-9.6 | 568.82 | 568.82 | 2275.28 | 4 | 0 | 4 | C | VLS_Inline | 4 | 4 | 4 | 5 | BranchMin_4BranchMax_5 | 5 | 5 | 10 | HeaderMin_5HeaderMax_10 | 10
479 | 99 | 40959-2P-40HP VLSC | VLSC_40959_2P_40HP | 885.0742 | 885.0742 | 3540.2967 | 4 | 0 | 4 | C | VLS_Inline | 4 | 4 | 4 | 6 | BranchMin_4BranchMax_6 | 4 | 5 | 12 | HeaderMin_5HeaderMax_12 | 5
479 | 99 | 40959-2P-40HP VLSC | VLSC_40959_2P_40HP | 885.0742 | 885.0742 | 3540.2967 | 4 | 0 | 4 | C | VLS_Inline | 4 | 4 | 4 | 6 | BranchMin_4BranchMax_6 | 4 | 5 | 12 | HeaderMin_5HeaderMax_12 | 6
479 | 99 | 40959-2P-40HP VLSC | VLSC_40959_2P_40HP | 885.0742 | 885.0742 | 3540.2967 | 4 | 0 | 4 | C | VLS_Inline | 4 | 4 | 4 | 6 | BranchMin_4BranchMax_6 | 4 | 5 | 12 | HeaderMin_5HeaderMax_12 | 8
479 | 99 | 40959-2P-40HP VLSC | VLSC_40959_2P_40HP | 885.0742 | 885.0742 | 3540.2967 | 4 | 0 | 4 | C | VLS_Inline | 4 | 4 | 4 | 6 | BranchMin_4BranchMax_6 | 4 | 5 | 12 | HeaderMin_5HeaderMax_12 | 10
479 | 99 | 40959-2P-40HP VLSC | VLSC_40959_2P_40HP | 885.0742 | 885.0742 | 3540.2967 | 4 | 0 | 4 | C | VLS_Inline | 4 | 4 | 4 | 6 | BranchMin_4BranchMax_6 | 4 | 5 | 12 | HeaderMin_5HeaderMax_12 | 12
479 | 99 | 40959-2P-40HP VLSC | VLSC_40959_2P_40HP | 885.0742 | 885.0742 | 3540.2967 | 4 | 0 | 4 | C | VLS_Inline | 4 | 4 | 4 | 6 | BranchMin_4BranchMax_6 | 5 | 5 | 12 | HeaderMin_5HeaderMax_12 | 5 | INVALID
479 | 99 | 40959-2P-40HP VLSC | VLSC_40959_2P_40HP | 885.0742 | 885.0742 | 3540.2967 | 4 | 0 | 4 | C | VLS_Inline | 4 | 4 | 4 | 6 | BranchMin_4BranchMax_6 | 5 | 5 | 12 | HeaderMin_5HeaderMax_12 | 6
479 | 99 | 40959-2P-40HP VLSC | VLSC_40959_2P_40HP | 885.0742 | 885.0742 | 3540.2967 | 4 | 0 | 4 | C | VLS_Inline | 4 | 4 | 4 | 6 | BranchMin_4BranchMax_6 | 5 | 5 | 12 | HeaderMin_5HeaderMax_12 | 8
479 | 99 | 40959-2P-40HP VLSC | VLSC_40959_2P_40HP | 885.0742 | 885.0742 | 3540.2967 | 4 | 0 | 4 | C | VLS_Inline | 4 | 4 | 4 | 6 | BranchMin_4BranchMax_6 | 5 | 5 | 12 | HeaderMin_5HeaderMax_12 | 10
479 | 99 | 40959-2P-40HP VLSC | VLSC_40959_2P_40HP | 885.0742 | 885.0742 | 3540.2967 | 4 | 0 | 4 | C | VLS_Inline | 4 | 4 | 4 | 6 | BranchMin_4BranchMax_6 | 5 | 5 | 12 | HeaderMin_5HeaderMax_12 | 12
479 | 99 | 40959-2P-40HP VLSC | VLSC_40959_2P_40HP | 885.0742 | 885.0742 | 3540.2967 | 4 | 0 | 4 | C | VLS_Inline | 4 | 4 | 4 | 6 | BranchMin_4BranchMax_6 | 6 | 5 | 12 | HeaderMin_5HeaderMax_12 | 5 | INVALID
479 | 99 | 40959-2P-40HP VLSC | VLSC_40959_2P_40HP | 885.0742 | 885.0742 | 3540.2967 | 4 | 0 | 4 | C | VLS_Inline | 4 | 4 | 4 | 6 | BranchMin_4BranchMax_6 | 6 | 5 | 12 | HeaderMin_5HeaderMax_12 | 6 | INVALID
479 | 99 | 40959-2P-40HP VLSC | VLSC_40959_2P_40HP | 885.0742 | 885.0742 | 3540.2967 | 4 | 0 | 4 | C | VLS_Inline | 4 | 4 | 4 | 6 | BranchMin_4BranchMax_6 | 6 | 5 | 12 | HeaderMin_5HeaderMax_12 | 8
479 | 99 | 40959-2P-40HP VLSC | VLSC_40959_2P_40HP | 885.0742 | 885.0742 | 3540.2967 | 4 | 0 | 4 | C | VLS_Inline | 4 | 4 | 4 | 6 | BranchMin_4BranchMax_6 | 6 | 5 | 12 | HeaderMin_5HeaderMax_12 | 10
479 | 99 | 40959-2P-40HP VLSC | VLSC_40959_2P_40HP | 885.0742 | 885.0742 | 3540.2967 | 4 | 0 | 4 | C | VLS_Inline | 4 | 4 | 4 | 6 | BranchMin_4BranchMax_6 | 6 | 5 | 12 | HeaderMin_5HeaderMax_12 | 12
480 | 100 | 40959-2P-50HP VLSC | VLSC_40959_2P_50HP | 912.6252 | 912.6252 | 3650.5009 | 4 | 0 | 4 | C | VLS_Inline | 4 | 4 | 4 | 6 | BranchMin_4BranchMax_6 | 4 | 5 | 14 | HeaderMin_5HeaderMax_14 | 5
480 | 100 | 40959-2P-50HP VLSC | VLSC_40959_2P_50HP | 912.6252 | 912.6252 | 3650.5009 | 4 | 0 | 4 | C | VLS_Inline | 4 | 4 | 4 | 6 | BranchMin_4BranchMax_6 | 4 | 5 | 14 | HeaderMin_5HeaderMax_14 | 6
480 | 100 | 40959-2P-50HP VLSC | VLSC_40959_2P_50HP | 912.6252 | 912.6252 | 3650.5009 | 4 | 0 | 4 | C | VLS_Inline | 4 | 4 | 4 | 6 | BranchMin_4BranchMax_6 | 4 | 5 | 14 | HeaderMin_5HeaderMax_14 | 8
480 | 100 | 40959-2P-50HP VLSC | VLSC_40959_2P_50HP | 912.6252 | 912.6252 | 3650.5009 | 4 | 0 | 4 | C | VLS_Inline | 4 | 4 | 4 | 6 | BranchMin_4BranchMax_6 | 4 | 5 | 14 | HeaderMin_5HeaderMax_14 | 10
480 | 100 | 40959-2P-50HP VLSC | VLSC_40959_2P_50HP | 912.6252 | 912.6252 | 3650.5009 | 4 | 0 | 4 | C | VLS_Inline | 4 | 4 | 4 | 6 | BranchMin_4BranchMax_6 | 4 | 5 | 14 | HeaderMin_5HeaderMax_14 | 12
480 | 100 | 40959-2P-50HP VLSC | VLSC_40959_2P_50HP | 912.6252 | 912.6252 | 3650.5009 | 4 | 0 | 4 | C | VLS_Inline | 4 | 4 | 4 | 6 | BranchMin_4BranchMax_6 | 4 | 5 | 14 | HeaderMin_5HeaderMax_14 | 14
480 | 100 | 40959-2P-50HP VLSC | VLSC_40959_2P_50HP | 912.6252 | 912.6252 | 3650.5009 | 4 | 0 | 4 | C | VLS_Inline | 4 | 4 | 4 | 6 | BranchMin_4BranchMax_6 | 5 | 5 | 14 | HeaderMin_5HeaderMax_14 | 5 | INVALID
480 | 100 | 40959-2P-50HP VLSC | VLSC_40959_2P_50HP | 912.6252 | 912.6252 | 3650.5009 | 4 | 0 | 4 | C | VLS_Inline | 4 | 4 | 4 | 6 | BranchMin_4BranchMax_6 | 5 | 5 | 14 | HeaderMin_5HeaderMax_14 | 6
480 | 100 | 40959-2P-50HP VLSC | VLSC_40959_2P_50HP | 912.6252 | 912.6252 | 3650.5009 | 4 | 0 | 4 | C | VLS_Inline | 4 | 4 | 4 | 6 | BranchMin_4BranchMax_6 | 5 | 5 | 14 | HeaderMin_5HeaderMax_14 | 8
480 | 100 | 40959-2P-50HP VLSC | VLSC_40959_2P_50HP | 912.6252 | 912.6252 | 3650.5009 | 4 | 0 | 4 | C | VLS_Inline | 4 | 4 | 4 | 6 | BranchMin_4BranchMax_6 | 5 | 5 | 14 | HeaderMin_5HeaderMax_14 | 10
480 | 100 | 40959-2P-50HP VLSC | VLSC_40959_2P_50HP | 912.6252 | 912.6252 | 3650.5009 | 4 | 0 | 4 | C | VLS_Inline | 4 | 4 | 4 | 6 | BranchMin_4BranchMax_6 | 5 | 5 | 14 | HeaderMin_5HeaderMax_14 | 12
480 | 100 | 40959-2P-50HP VLSC | VLSC_40959_2P_50HP | 912.6252 | 912.6252 | 3650.5009 | 4 | 0 | 4 | C | VLS_Inline | 4 | 4 | 4 | 6 | BranchMin_4BranchMax_6 | 5 | 5 | 14 | HeaderMin_5HeaderMax_14 | 14
480 | 100 | 40959-2P-50HP VLSC | VLSC_40959_2P_50HP | 912.6252 | 912.6252 | 3650.5009 | 4 | 0 | 4 | C | VLS_Inline | 4 | 4 | 4 | 6 | BranchMin_4BranchMax_6 | 6 | 5 | 14 | HeaderMin_5HeaderMax_14 | 5 | INVALID
480 | 100 | 40959-2P-50HP VLSC | VLSC_40959_2P_50HP | 912.6252 | 912.6252 | 3650.5009 | 4 | 0 | 4 | C | VLS_Inline | 4 | 4 | 4 | 6 | BranchMin_4BranchMax_6 | 6 | 5 | 14 | HeaderMin_5HeaderMax_14 | 6 | INVALID
480 | 100 | 40959-2P-50HP VLSC | VLSC_40959_2P_50HP | 912.6252 | 912.6252 | 3650.5009 | 4 | 0 | 4 | C | VLS_Inline | 4 | 4 | 4 | 6 | BranchMin_4BranchMax_6 | 6 | 5 | 14 | HeaderMin_5HeaderMax_14 | 8
480 | 100 | 40959-2P-50HP VLSC | VLSC_40959_2P_50HP | 912.6252 | 912.6252 | 3650.5009 | 4 | 0 | 4 | C | VLS_Inline | 4 | 4 | 4 | 6 | BranchMin_4BranchMax_6 | 6 | 5 | 14 | HeaderMin_5HeaderMax_14 | 10
480 | 100 | 40959-2P-50HP VLSC | VLSC_40959_2P_50HP | 912.6252 | 912.6252 | 3650.5009 | 4 | 0 | 4 | C | VLS_Inline | 4 | 4 | 4 | 6 | BranchMin_4BranchMax_6 | 6 | 5 | 14 | HeaderMin_5HeaderMax_14 | 12
480 | 100 | 40959-2P-50HP VLSC | VLSC_40959_2P_50HP | 912.6252 | 912.6252 | 3650.5009 | 4 | 0 | 4 | C | VLS_Inline | 4 | 4 | 4 | 6 | BranchMin_4BranchMax_6 | 6 | 5 | 14 | HeaderMin_5HeaderMax_14 | 14
481 | 101 | 40959-2P-60HP VLSC | VLSC_40959_2P_60HP | 955.0129 | 955.0129 | 3820.0514 | 4 | 0 | 4 | C | VLS_Inline | 4 | 4 | 4 | 8 | BranchMin_4BranchMax_8 | 4 | 5 | 14 | HeaderMin_5HeaderMax_14 | 5
481 | 101 | 40959-2P-60HP VLSC | VLSC_40959_2P_60HP | 955.0129 | 955.0129 | 3820.0514 | 4 | 0 | 4 | C | VLS_Inline | 4 | 4 | 4 | 8 | BranchMin_4BranchMax_8 | 4 | 5 | 14 | HeaderMin_5HeaderMax_14 | 6
481 | 101 | 40959-2P-60HP VLSC | VLSC_40959_2P_60HP | 955.0129 | 955.0129 | 3820.0514 | 4 | 0 | 4 | C | VLS_Inline | 4 | 4 | 4 | 8 | BranchMin_4BranchMax_8 | 4 | 5 | 14 | HeaderMin_5HeaderMax_14 | 8
481 | 101 | 40959-2P-60HP VLSC | VLSC_40959_2P_60HP | 955.0129 | 955.0129 | 3820.0514 | 4 | 0 | 4 | C | VLS_Inline | 4 | 4 | 4 | 8 | BranchMin_4BranchMax_8 | 4 | 5 | 14 | HeaderMin_5HeaderMax_14 | 10
481 | 101 | 40959-2P-60HP VLSC | VLSC_40959_2P_60HP | 955.0129 | 955.0129 | 3820.0514 | 4 | 0 | 4 | C | VLS_Inline | 4 | 4 | 4 | 8 | BranchMin_4BranchMax_8 | 4 | 5 | 14 | HeaderMin_5HeaderMax_14 | 12
481 | 101 | 40959-2P-60HP VLSC | VLSC_40959_2P_60HP | 955.0129 | 955.0129 | 3820.0514 | 4 | 0 | 4 | C | VLS_Inline | 4 | 4 | 4 | 8 | BranchMin_4BranchMax_8 | 4 | 5 | 14 | HeaderMin_5HeaderMax_14 | 14
481 | 101 | 40959-2P-60HP VLSC | VLSC_40959_2P_60HP | 955.0129 | 955.0129 | 3820.0514 | 4 | 0 | 4 | C | VLS_Inline | 4 | 4 | 4 | 8 | BranchMin_4BranchMax_8 | 5 | 5 | 14 | HeaderMin_5HeaderMax_14 | 5 | INVALID
481 | 101 | 40959-2P-60HP VLSC | VLSC_40959_2P_60HP | 955.0129 | 955.0129 | 3820.0514 | 4 | 0 | 4 | C | VLS_Inline | 4 | 4 | 4 | 8 | BranchMin_4BranchMax_8 | 5 | 5 | 14 | HeaderMin_5HeaderMax_14 | 6
481 | 101 | 40959-2P-60HP VLSC | VLSC_40959_2P_60HP | 955.0129 | 955.0129 | 3820.0514 | 4 | 0 | 4 | C | VLS_Inline | 4 | 4 | 4 | 8 | BranchMin_4BranchMax_8 | 5 | 5 | 14 | HeaderMin_5HeaderMax_14 | 8
481 | 101 | 40959-2P-60HP VLSC | VLSC_40959_2P_60HP | 955.0129 | 955.0129 | 3820.0514 | 4 | 0 | 4 | C | VLS_Inline | 4 | 4 | 4 | 8 | BranchMin_4BranchMax_8 | 5 | 5 | 14 | HeaderMin_5HeaderMax_14 | 10
481 | 101 | 40959-2P-60HP VLSC | VLSC_40959_2P_60HP | 955.0129 | 955.0129 | 3820.0514 | 4 | 0 | 4 | C | VLS_Inline | 4 | 4 | 4 | 8 | BranchMin_4BranchMax_8 | 5 | 5 | 14 | HeaderMin_5HeaderMax_14 | 12
481 | 101 | 40959-2P-60HP VLSC | VLSC_40959_2P_60HP | 955.0129 | 955.0129 | 3820.0514 | 4 | 0 | 4 | C | VLS_Inline | 4 | 4 | 4 | 8 | BranchMin_4BranchMax_8 | 5 | 5 | 14 | HeaderMin_5HeaderMax_14 | 14
481 | 101 | 40959-2P-60HP VLSC | VLSC_40959_2P_60HP | 955.0129 | 955.0129 | 3820.0514 | 4 | 0 | 4 | C | VLS_Inline | 4 | 4 | 4 | 8 | BranchMin_4BranchMax_8 | 6 | 5 | 14 | HeaderMin_5HeaderMax_14 | 5 | INVALID
481 | 101 | 40959-2P-60HP VLSC | VLSC_40959_2P_60HP | 955.0129 | 955.0129 | 3820.0514 | 4 | 0 | 4 | C | VLS_Inline | 4 | 4 | 4 | 8 | BranchMin_4BranchMax_8 | 6 | 5 | 14 | HeaderMin_5HeaderMax_14 | 6 | INVALID
481 | 101 | 40959-2P-60HP VLSC | VLSC_40959_2P_60HP | 955.0129 | 955.0129 | 3820.0514 | 4 | 0 | 4 | C | VLS_Inline | 4 | 4 | 4 | 8 | BranchMin_4BranchMax_8 | 6 | 5 | 14 | HeaderMin_5HeaderMax_14 | 8
481 | 101 | 40959-2P-60HP VLSC | VLSC_40959_2P_60HP | 955.0129 | 955.0129 | 3820.0514 | 4 | 0 | 4 | C | VLS_Inline | 4 | 4 | 4 | 8 | BranchMin_4BranchMax_8 | 6 | 5 | 14 | HeaderMin_5HeaderMax_14 | 10
481 | 101 | 40959-2P-60HP VLSC | VLSC_40959_2P_60HP | 955.0129 | 955.0129 | 3820.0514 | 4 | 0 | 4 | C | VLS_Inline | 4 | 4 | 4 | 8 | BranchMin_4BranchMax_8 | 6 | 5 | 14 | HeaderMin_5HeaderMax_14 | 12
481 | 101 | 40959-2P-60HP VLSC | VLSC_40959_2P_60HP | 955.0129 | 955.0129 | 3820.0514 | 4 | 0 | 4 | C | VLS_Inline | 4 | 4 | 4 | 8 | BranchMin_4BranchMax_8 | 6 | 5 | 14 | HeaderMin_5HeaderMax_14 | 14
481 | 101 | 40959-2P-60HP VLSC | VLSC_40959_2P_60HP | 955.0129 | 955.0129 | 3820.0514 | 4 | 0 | 4 | C | VLS_Inline | 4 | 4 | 4 | 8 | BranchMin_4BranchMax_8 | 8 | 5 | 14 | HeaderMin_5HeaderMax_14 | 5 | INVALID
481 | 101 | 40959-2P-60HP VLSC | VLSC_40959_2P_60HP | 955.0129 | 955.0129 | 3820.0514 | 4 | 0 | 4 | C | VLS_Inline | 4 | 4 | 4 | 8 | BranchMin_4BranchMax_8 | 8 | 5 | 14 | HeaderMin_5HeaderMax_14 | 6 | INVALID
481 | 101 | 40959-2P-60HP VLSC | VLSC_40959_2P_60HP | 955.0129 | 955.0129 | 3820.0514 | 4 | 0 | 4 | C | VLS_Inline | 4 | 4 | 4 | 8 | BranchMin_4BranchMax_8 | 8 | 5 | 14 | HeaderMin_5HeaderMax_14 | 8 | INVALID
481 | 101 | 40959-2P-60HP VLSC | VLSC_40959_2P_60HP | 955.0129 | 955.0129 | 3820.0514 | 4 | 0 | 4 | C | VLS_Inline | 4 | 4 | 4 | 8 | BranchMin_4BranchMax_8 | 8 | 5 | 14 | HeaderMin_5HeaderMax_14 | 10
481 | 101 | 40959-2P-60HP VLSC | VLSC_40959_2P_60HP | 955.0129 | 955.0129 | 3820.0514 | 4 | 0 | 4 | C | VLS_Inline | 4 | 4 | 4 | 8 | BranchMin_4BranchMax_8 | 8 | 5 | 14 | HeaderMin_5HeaderMax_14 | 12
481 | 101 | 40959-2P-60HP VLSC | VLSC_40959_2P_60HP | 955.0129 | 955.0129 | 3820.0514 | 4 | 0 | 4 | C | VLS_Inline | 4 | 4 | 4 | 8 | BranchMin_4BranchMax_8 | 8 | 5 | 14 | HeaderMin_5HeaderMax_14 | 14
482 | 102 | 40959-2P-75HP VLSC | VLSC_40959_2P_75HP | 1024.8269 | 1024.8269 | 4099.3075 | 4 | 0 | 4 | C | VLS_Inline | 4 | 4 | 4 | 8 | BranchMin_4BranchMax_8 | 4 | 5 | 14 | HeaderMin_5HeaderMax_14 | 5
482 | 102 | 40959-2P-75HP VLSC | VLSC_40959_2P_75HP | 1024.8269 | 1024.8269 | 4099.3075 | 4 | 0 | 4 | C | VLS_Inline | 4 | 4 | 4 | 8 | BranchMin_4BranchMax_8 | 4 | 5 | 14 | HeaderMin_5HeaderMax_14 | 6
482 | 102 | 40959-2P-75HP VLSC | VLSC_40959_2P_75HP | 1024.8269 | 1024.8269 | 4099.3075 | 4 | 0 | 4 | C | VLS_Inline | 4 | 4 | 4 | 8 | BranchMin_4BranchMax_8 | 4 | 5 | 14 | HeaderMin_5HeaderMax_14 | 8
482 | 102 | 40959-2P-75HP VLSC | VLSC_40959_2P_75HP | 1024.8269 | 1024.8269 | 4099.3075 | 4 | 0 | 4 | C | VLS_Inline | 4 | 4 | 4 | 8 | BranchMin_4BranchMax_8 | 4 | 5 | 14 | HeaderMin_5HeaderMax_14 | 10
482 | 102 | 40959-2P-75HP VLSC | VLSC_40959_2P_75HP | 1024.8269 | 1024.8269 | 4099.3075 | 4 | 0 | 4 | C | VLS_Inline | 4 | 4 | 4 | 8 | BranchMin_4BranchMax_8 | 4 | 5 | 14 | HeaderMin_5HeaderMax_14 | 12
482 | 102 | 40959-2P-75HP VLSC | VLSC_40959_2P_75HP | 1024.8269 | 1024.8269 | 4099.3075 | 4 | 0 | 4 | C | VLS_Inline | 4 | 4 | 4 | 8 | BranchMin_4BranchMax_8 | 4 | 5 | 14 | HeaderMin_5HeaderMax_14 | 14
482 | 102 | 40959-2P-75HP VLSC | VLSC_40959_2P_75HP | 1024.8269 | 1024.8269 | 4099.3075 | 4 | 0 | 4 | C | VLS_Inline | 4 | 4 | 4 | 8 | BranchMin_4BranchMax_8 | 5 | 5 | 14 | HeaderMin_5HeaderMax_14 | 5 | INVALID
482 | 102 | 40959-2P-75HP VLSC | VLSC_40959_2P_75HP | 1024.8269 | 1024.8269 | 4099.3075 | 4 | 0 | 4 | C | VLS_Inline | 4 | 4 | 4 | 8 | BranchMin_4BranchMax_8 | 5 | 5 | 14 | HeaderMin_5HeaderMax_14 | 6
482 | 102 | 40959-2P-75HP VLSC | VLSC_40959_2P_75HP | 1024.8269 | 1024.8269 | 4099.3075 | 4 | 0 | 4 | C | VLS_Inline | 4 | 4 | 4 | 8 | BranchMin_4BranchMax_8 | 5 | 5 | 14 | HeaderMin_5HeaderMax_14 | 8
482 | 102 | 40959-2P-75HP VLSC | VLSC_40959_2P_75HP | 1024.8269 | 1024.8269 | 4099.3075 | 4 | 0 | 4 | C | VLS_Inline | 4 | 4 | 4 | 8 | BranchMin_4BranchMax_8 | 5 | 5 | 14 | HeaderMin_5HeaderMax_14 | 10
482 | 102 | 40959-2P-75HP VLSC | VLSC_40959_2P_75HP | 1024.8269 | 1024.8269 | 4099.3075 | 4 | 0 | 4 | C | VLS_Inline | 4 | 4 | 4 | 8 | BranchMin_4BranchMax_8 | 5 | 5 | 14 | HeaderMin_5HeaderMax_14 | 12
482 | 102 | 40959-2P-75HP VLSC | VLSC_40959_2P_75HP | 1024.8269 | 1024.8269 | 4099.3075 | 4 | 0 | 4 | C | VLS_Inline | 4 | 4 | 4 | 8 | BranchMin_4BranchMax_8 | 5 | 5 | 14 | HeaderMin_5HeaderMax_14 | 14
482 | 102 | 40959-2P-75HP VLSC | VLSC_40959_2P_75HP | 1024.8269 | 1024.8269 | 4099.3075 | 4 | 0 | 4 | C | VLS_Inline | 4 | 4 | 4 | 8 | BranchMin_4BranchMax_8 | 6 | 5 | 14 | HeaderMin_5HeaderMax_14 | 5 | INVALID
482 | 102 | 40959-2P-75HP VLSC | VLSC_40959_2P_75HP | 1024.8269 | 1024.8269 | 4099.3075 | 4 | 0 | 4 | C | VLS_Inline | 4 | 4 | 4 | 8 | BranchMin_4BranchMax_8 | 6 | 5 | 14 | HeaderMin_5HeaderMax_14 | 6 | INVALID
482 | 102 | 40959-2P-75HP VLSC | VLSC_40959_2P_75HP | 1024.8269 | 1024.8269 | 4099.3075 | 4 | 0 | 4 | C | VLS_Inline | 4 | 4 | 4 | 8 | BranchMin_4BranchMax_8 | 6 | 5 | 14 | HeaderMin_5HeaderMax_14 | 8
482 | 102 | 40959-2P-75HP VLSC | VLSC_40959_2P_75HP | 1024.8269 | 1024.8269 | 4099.3075 | 4 | 0 | 4 | C | VLS_Inline | 4 | 4 | 4 | 8 | BranchMin_4BranchMax_8 | 6 | 5 | 14 | HeaderMin_5HeaderMax_14 | 10
482 | 102 | 40959-2P-75HP VLSC | VLSC_40959_2P_75HP | 1024.8269 | 1024.8269 | 4099.3075 | 4 | 0 | 4 | C | VLS_Inline | 4 | 4 | 4 | 8 | BranchMin_4BranchMax_8 | 6 | 5 | 14 | HeaderMin_5HeaderMax_14 | 12
482 | 102 | 40959-2P-75HP VLSC | VLSC_40959_2P_75HP | 1024.8269 | 1024.8269 | 4099.3075 | 4 | 0 | 4 | C | VLS_Inline | 4 | 4 | 4 | 8 | BranchMin_4BranchMax_8 | 6 | 5 | 14 | HeaderMin_5HeaderMax_14 | 14
482 | 102 | 40959-2P-75HP VLSC | VLSC_40959_2P_75HP | 1024.8269 | 1024.8269 | 4099.3075 | 4 | 0 | 4 | C | VLS_Inline | 4 | 4 | 4 | 8 | BranchMin_4BranchMax_8 | 8 | 5 | 14 | HeaderMin_5HeaderMax_14 | 5 | INVALID
482 | 102 | 40959-2P-75HP VLSC | VLSC_40959_2P_75HP | 1024.8269 | 1024.8269 | 4099.3075 | 4 | 0 | 4 | C | VLS_Inline | 4 | 4 | 4 | 8 | BranchMin_4BranchMax_8 | 8 | 5 | 14 | HeaderMin_5HeaderMax_14 | 6 | INVALID
482 | 102 | 40959-2P-75HP VLSC | VLSC_40959_2P_75HP | 1024.8269 | 1024.8269 | 4099.3075 | 4 | 0 | 4 | C | VLS_Inline | 4 | 4 | 4 | 8 | BranchMin_4BranchMax_8 | 8 | 5 | 14 | HeaderMin_5HeaderMax_14 | 8 | INVALID
482 | 102 | 40959-2P-75HP VLSC | VLSC_40959_2P_75HP | 1024.8269 | 1024.8269 | 4099.3075 | 4 | 0 | 4 | C | VLS_Inline | 4 | 4 | 4 | 8 | BranchMin_4BranchMax_8 | 8 | 5 | 14 | HeaderMin_5HeaderMax_14 | 10
482 | 102 | 40959-2P-75HP VLSC | VLSC_40959_2P_75HP | 1024.8269 | 1024.8269 | 4099.3075 | 4 | 0 | 4 | C | VLS_Inline | 4 | 4 | 4 | 8 | BranchMin_4BranchMax_8 | 8 | 5 | 14 | HeaderMin_5HeaderMax_14 | 12
482 | 102 | 40959-2P-75HP VLSC | VLSC_40959_2P_75HP | 1024.8269 | 1024.8269 | 4099.3075 | 4 | 0 | 4 | C | VLS_Inline | 4 | 4 | 4 | 8 | BranchMin_4BranchMax_8 | 8 | 5 | 14 | HeaderMin_5HeaderMax_14 | 14
483 | 103 | 40959-2P-100HP VLSC | VLSC_40959_2P_100HP | 1116.5838 | 1116.5838 | 4466.3352 | 4 | 0 | 4 | C | VLS_Inline | 4 | 4 | 4 | 8 | BranchMin_4BranchMax_8 | 4 | 5 | 16 | HeaderMin_5HeaderMax_16 | 5
483 | 103 | 40959-2P-100HP VLSC | VLSC_40959_2P_100HP | 1116.5838 | 1116.5838 | 4466.3352 | 4 | 0 | 4 | C | VLS_Inline | 4 | 4 | 4 | 8 | BranchMin_4BranchMax_8 | 4 | 5 | 16 | HeaderMin_5HeaderMax_16 | 6
483 | 103 | 40959-2P-100HP VLSC | VLSC_40959_2P_100HP | 1116.5838 | 1116.5838 | 4466.3352 | 4 | 0 | 4 | C | VLS_Inline | 4 | 4 | 4 | 8 | BranchMin_4BranchMax_8 | 4 | 5 | 16 | HeaderMin_5HeaderMax_16 | 8
483 | 103 | 40959-2P-100HP VLSC | VLSC_40959_2P_100HP | 1116.5838 | 1116.5838 | 4466.3352 | 4 | 0 | 4 | C | VLS_Inline | 4 | 4 | 4 | 8 | BranchMin_4BranchMax_8 | 4 | 5 | 16 | HeaderMin_5HeaderMax_16 | 10
483 | 103 | 40959-2P-100HP VLSC | VLSC_40959_2P_100HP | 1116.5838 | 1116.5838 | 4466.3352 | 4 | 0 | 4 | C | VLS_Inline | 4 | 4 | 4 | 8 | BranchMin_4BranchMax_8 | 4 | 5 | 16 | HeaderMin_5HeaderMax_16 | 12
483 | 103 | 40959-2P-100HP VLSC | VLSC_40959_2P_100HP | 1116.5838 | 1116.5838 | 4466.3352 | 4 | 0 | 4 | C | VLS_Inline | 4 | 4 | 4 | 8 | BranchMin_4BranchMax_8 | 4 | 5 | 16 | HeaderMin_5HeaderMax_16 | 14
483 | 103 | 40959-2P-100HP VLSC | VLSC_40959_2P_100HP | 1116.5838 | 1116.5838 | 4466.3352 | 4 | 0 | 4 | C | VLS_Inline | 4 | 4 | 4 | 8 | BranchMin_4BranchMax_8 | 4 | 5 | 16 | HeaderMin_5HeaderMax_16 | 16
483 | 103 | 40959-2P-100HP VLSC | VLSC_40959_2P_100HP | 1116.5838 | 1116.5838 | 4466.3352 | 4 | 0 | 4 | C | VLS_Inline | 4 | 4 | 4 | 8 | BranchMin_4BranchMax_8 | 5 | 5 | 16 | HeaderMin_5HeaderMax_16 | 5 | INVALID
483 | 103 | 40959-2P-100HP VLSC | VLSC_40959_2P_100HP | 1116.5838 | 1116.5838 | 4466.3352 | 4 | 0 | 4 | C | VLS_Inline | 4 | 4 | 4 | 8 | BranchMin_4BranchMax_8 | 5 | 5 | 16 | HeaderMin_5HeaderMax_16 | 6
483 | 103 | 40959-2P-100HP VLSC | VLSC_40959_2P_100HP | 1116.5838 | 1116.5838 | 4466.3352 | 4 | 0 | 4 | C | VLS_Inline | 4 | 4 | 4 | 8 | BranchMin_4BranchMax_8 | 5 | 5 | 16 | HeaderMin_5HeaderMax_16 | 8
483 | 103 | 40959-2P-100HP VLSC | VLSC_40959_2P_100HP | 1116.5838 | 1116.5838 | 4466.3352 | 4 | 0 | 4 | C | VLS_Inline | 4 | 4 | 4 | 8 | BranchMin_4BranchMax_8 | 5 | 5 | 16 | HeaderMin_5HeaderMax_16 | 10
483 | 103 | 40959-2P-100HP VLSC | VLSC_40959_2P_100HP | 1116.5838 | 1116.5838 | 4466.3352 | 4 | 0 | 4 | C | VLS_Inline | 4 | 4 | 4 | 8 | BranchMin_4BranchMax_8 | 5 | 5 | 16 | HeaderMin_5HeaderMax_16 | 12
483 | 103 | 40959-2P-100HP VLSC | VLSC_40959_2P_100HP | 1116.5838 | 1116.5838 | 4466.3352 | 4 | 0 | 4 | C | VLS_Inline | 4 | 4 | 4 | 8 | BranchMin_4BranchMax_8 | 5 | 5 | 16 | HeaderMin_5HeaderMax_16 | 14
483 | 103 | 40959-2P-100HP VLSC | VLSC_40959_2P_100HP | 1116.5838 | 1116.5838 | 4466.3352 | 4 | 0 | 4 | C | VLS_Inline | 4 | 4 | 4 | 8 | BranchMin_4BranchMax_8 | 5 | 5 | 16 | HeaderMin_5HeaderMax_16 | 16
483 | 103 | 40959-2P-100HP VLSC | VLSC_40959_2P_100HP | 1116.5838 | 1116.5838 | 4466.3352 | 4 | 0 | 4 | C | VLS_Inline | 4 | 4 | 4 | 8 | BranchMin_4BranchMax_8 | 6 | 5 | 16 | HeaderMin_5HeaderMax_16 | 5 | INVALID
483 | 103 | 40959-2P-100HP VLSC | VLSC_40959_2P_100HP | 1116.5838 | 1116.5838 | 4466.3352 | 4 | 0 | 4 | C | VLS_Inline | 4 | 4 | 4 | 8 | BranchMin_4BranchMax_8 | 6 | 5 | 16 | HeaderMin_5HeaderMax_16 | 6 | INVALID
483 | 103 | 40959-2P-100HP VLSC | VLSC_40959_2P_100HP | 1116.5838 | 1116.5838 | 4466.3352 | 4 | 0 | 4 | C | VLS_Inline | 4 | 4 | 4 | 8 | BranchMin_4BranchMax_8 | 6 | 5 | 16 | HeaderMin_5HeaderMax_16 | 8
483 | 103 | 40959-2P-100HP VLSC | VLSC_40959_2P_100HP | 1116.5838 | 1116.5838 | 4466.3352 | 4 | 0 | 4 | C | VLS_Inline | 4 | 4 | 4 | 8 | BranchMin_4BranchMax_8 | 6 | 5 | 16 | HeaderMin_5HeaderMax_16 | 10
483 | 103 | 40959-2P-100HP VLSC | VLSC_40959_2P_100HP | 1116.5838 | 1116.5838 | 4466.3352 | 4 | 0 | 4 | C | VLS_Inline | 4 | 4 | 4 | 8 | BranchMin_4BranchMax_8 | 6 | 5 | 16 | HeaderMin_5HeaderMax_16 | 12
483 | 103 | 40959-2P-100HP VLSC | VLSC_40959_2P_100HP | 1116.5838 | 1116.5838 | 4466.3352 | 4 | 0 | 4 | C | VLS_Inline | 4 | 4 | 4 | 8 | BranchMin_4BranchMax_8 | 6 | 5 | 16 | HeaderMin_5HeaderMax_16 | 14
483 | 103 | 40959-2P-100HP VLSC | VLSC_40959_2P_100HP | 1116.5838 | 1116.5838 | 4466.3352 | 4 | 0 | 4 | C | VLS_Inline | 4 | 4 | 4 | 8 | BranchMin_4BranchMax_8 | 6 | 5 | 16 | HeaderMin_5HeaderMax_16 | 16
483 | 103 | 40959-2P-100HP VLSC | VLSC_40959_2P_100HP | 1116.5838 | 1116.5838 | 4466.3352 | 4 | 0 | 4 | C | VLS_Inline | 4 | 4 | 4 | 8 | BranchMin_4BranchMax_8 | 8 | 5 | 16 | HeaderMin_5HeaderMax_16 | 5 | INVALID
483 | 103 | 40959-2P-100HP VLSC | VLSC_40959_2P_100HP | 1116.5838 | 1116.5838 | 4466.3352 | 4 | 0 | 4 | C | VLS_Inline | 4 | 4 | 4 | 8 | BranchMin_4BranchMax_8 | 8 | 5 | 16 | HeaderMin_5HeaderMax_16 | 6 | INVALID
483 | 103 | 40959-2P-100HP VLSC | VLSC_40959_2P_100HP | 1116.5838 | 1116.5838 | 4466.3352 | 4 | 0 | 4 | C | VLS_Inline | 4 | 4 | 4 | 8 | BranchMin_4BranchMax_8 | 8 | 5 | 16 | HeaderMin_5HeaderMax_16 | 8 | INVALID
483 | 103 | 40959-2P-100HP VLSC | VLSC_40959_2P_100HP | 1116.5838 | 1116.5838 | 4466.3352 | 4 | 0 | 4 | C | VLS_Inline | 4 | 4 | 4 | 8 | BranchMin_4BranchMax_8 | 8 | 5 | 16 | HeaderMin_5HeaderMax_16 | 10
483 | 103 | 40959-2P-100HP VLSC | VLSC_40959_2P_100HP | 1116.5838 | 1116.5838 | 4466.3352 | 4 | 0 | 4 | C | VLS_Inline | 4 | 4 | 4 | 8 | BranchMin_4BranchMax_8 | 8 | 5 | 16 | HeaderMin_5HeaderMax_16 | 12
483 | 103 | 40959-2P-100HP VLSC | VLSC_40959_2P_100HP | 1116.5838 | 1116.5838 | 4466.3352 | 4 | 0 | 4 | C | VLS_Inline | 4 | 4 | 4 | 8 | BranchMin_4BranchMax_8 | 8 | 5 | 16 | HeaderMin_5HeaderMax_16 | 14
483 | 103 | 40959-2P-100HP VLSC | VLSC_40959_2P_100HP | 1116.5838 | 1116.5838 | 4466.3352 | 4 | 0 | 4 | C | VLS_Inline | 4 | 4 | 4 | 8 | BranchMin_4BranchMax_8 | 8 | 5 | 16 | HeaderMin_5HeaderMax_16 | 16
484 | 104 | 40959-4P-5HP VLSC | VLSC_40959_4P_5HP | 466.2681 | 466.2681 | 1865.0725 | 4 | 0 | 4 | C | VLS_Inline | 4 | 4 | 4 | 5 | BranchMin_4BranchMax_5 | 4 | 5 | 10 | HeaderMin_5HeaderMax_10 | 5
484 | 104 | 40959-4P-5HP VLSC | VLSC_40959_4P_5HP | 466.2681 | 466.2681 | 1865.0725 | 4 | 0 | 4 | C | VLS_Inline | 4 | 4 | 4 | 5 | BranchMin_4BranchMax_5 | 4 | 5 | 10 | HeaderMin_5HeaderMax_10 | 6
484 | 104 | 40959-4P-5HP VLSC | VLSC_40959_4P_5HP | 466.2681 | 466.2681 | 1865.0725 | 4 | 0 | 4 | C | VLS_Inline | 4 | 4 | 4 | 5 | BranchMin_4BranchMax_5 | 4 | 5 | 10 | HeaderMin_5HeaderMax_10 | 8
484 | 104 | 40959-4P-5HP VLSC | VLSC_40959_4P_5HP | 466.2681 | 466.2681 | 1865.0725 | 4 | 0 | 4 | C | VLS_Inline | 4 | 4 | 4 | 5 | BranchMin_4BranchMax_5 | 4 | 5 | 10 | HeaderMin_5HeaderMax_10 | 10
484 | 104 | 40959-4P-5HP VLSC | VLSC_40959_4P_5HP | 466.2681 | 466.2681 | 1865.0725 | 4 | 0 | 4 | C | VLS_Inline | 4 | 4 | 4 | 5 | BranchMin_4BranchMax_5 | 5 | 5 | 10 | HeaderMin_5HeaderMax_10 | 5 | INVALID
484 | 104 | 40959-4P-5HP VLSC | VLSC_40959_4P_5HP | 466.2681 | 466.2681 | 1865.0725 | 4 | 0 | 4 | C | VLS_Inline | 4 | 4 | 4 | 5 | BranchMin_4BranchMax_5 | 5 | 5 | 10 | HeaderMin_5HeaderMax_10 | 6
484 | 104 | 40959-4P-5HP VLSC | VLSC_40959_4P_5HP | 466.2681 | 466.2681 | 1865.0725 | 4 | 0 | 4 | C | VLS_Inline | 4 | 4 | 4 | 5 | BranchMin_4BranchMax_5 | 5 | 5 | 10 | HeaderMin_5HeaderMax_10 | 8
484 | 104 | 40959-4P-5HP VLSC | VLSC_40959_4P_5HP | 466.2681 | 466.2681 | 1865.0725 | 4 | 0 | 4 | C | VLS_Inline | 4 | 4 | 4 | 5 | BranchMin_4BranchMax_5 | 5 | 5 | 10 | HeaderMin_5HeaderMax_10 | 10
485 | 105 | 40959-4P-7.5HP VLSC | VLSC_40959_4P_7.5HP | 509.7501 | 509.7501 | 2039.0006 | 4 | 0 | 4 | C | VLS_Inline | 4 | 4 | 4 | 5 | BranchMin_4BranchMax_5 | 4 | 5 | 10 | HeaderMin_5HeaderMax_10 | 5
485 | 105 | 40959-4P-7.5HP VLSC | VLSC_40959_4P_7.5HP | 509.7501 | 509.7501 | 2039.0006 | 4 | 0 | 4 | C | VLS_Inline | 4 | 4 | 4 | 5 | BranchMin_4BranchMax_5 | 4 | 5 | 10 | HeaderMin_5HeaderMax_10 | 6
485 | 105 | 40959-4P-7.5HP VLSC | VLSC_40959_4P_7.5HP | 509.7501 | 509.7501 | 2039.0006 | 4 | 0 | 4 | C | VLS_Inline | 4 | 4 | 4 | 5 | BranchMin_4BranchMax_5 | 4 | 5 | 10 | HeaderMin_5HeaderMax_10 | 8
485 | 105 | 40959-4P-7.5HP VLSC | VLSC_40959_4P_7.5HP | 509.7501 | 509.7501 | 2039.0006 | 4 | 0 | 4 | C | VLS_Inline | 4 | 4 | 4 | 5 | BranchMin_4BranchMax_5 | 4 | 5 | 10 | HeaderMin_5HeaderMax_10 | 10
485 | 105 | 40959-4P-7.5HP VLSC | VLSC_40959_4P_7.5HP | 509.7501 | 509.7501 | 2039.0006 | 4 | 0 | 4 | C | VLS_Inline | 4 | 4 | 4 | 5 | BranchMin_4BranchMax_5 | 5 | 5 | 10 | HeaderMin_5HeaderMax_10 | 5 | INVALID
485 | 105 | 40959-4P-7.5HP VLSC | VLSC_40959_4P_7.5HP | 509.7501 | 509.7501 | 2039.0006 | 4 | 0 | 4 | C | VLS_Inline | 4 | 4 | 4 | 5 | BranchMin_4BranchMax_5 | 5 | 5 | 10 | HeaderMin_5HeaderMax_10 | 6
485 | 105 | 40959-4P-7.5HP VLSC | VLSC_40959_4P_7.5HP | 509.7501 | 509.7501 | 2039.0006 | 4 | 0 | 4 | C | VLS_Inline | 4 | 4 | 4 | 5 | BranchMin_4BranchMax_5 | 5 | 5 | 10 | HeaderMin_5HeaderMax_10 | 8
485 | 105 | 40959-4P-7.5HP VLSC | VLSC_40959_4P_7.5HP | 509.7501 | 509.7501 | 2039.0006 | 4 | 0 | 4 | C | VLS_Inline | 4 | 4 | 4 | 5 | BranchMin_4BranchMax_5 | 5 | 5 | 10 | HeaderMin_5HeaderMax_10 | 10
486 | 106 | 40959-4P-10HP VLSC | VLSC_40959_4P_10HP | 543.4703 | 543.4703 | 2173.8813 | 4 | 0 | 4 | C | VLS_Inline | 4 | 4 | 4 | 5 | BranchMin_4BranchMax_5 | 4 | 5 | 10 | HeaderMin_5HeaderMax_10 | 5
486 | 106 | 40959-4P-10HP VLSC | VLSC_40959_4P_10HP | 543.4703 | 543.4703 | 2173.8813 | 4 | 0 | 4 | C | VLS_Inline | 4 | 4 | 4 | 5 | BranchMin_4BranchMax_5 | 4 | 5 | 10 | HeaderMin_5HeaderMax_10 | 6
486 | 106 | 40959-4P-10HP VLSC | VLSC_40959_4P_10HP | 543.4703 | 543.4703 | 2173.8813 | 4 | 0 | 4 | C | VLS_Inline | 4 | 4 | 4 | 5 | BranchMin_4BranchMax_5 | 4 | 5 | 10 | HeaderMin_5HeaderMax_10 | 8
486 | 106 | 40959-4P-10HP VLSC | VLSC_40959_4P_10HP | 543.4703 | 543.4703 | 2173.8813 | 4 | 0 | 4 | C | VLS_Inline | 4 | 4 | 4 | 5 | BranchMin_4BranchMax_5 | 4 | 5 | 10 | HeaderMin_5HeaderMax_10 | 10
486 | 106 | 40959-4P-10HP VLSC | VLSC_40959_4P_10HP | 543.4703 | 543.4703 | 2173.8813 | 4 | 0 | 4 | C | VLS_Inline | 4 | 4 | 4 | 5 | BranchMin_4BranchMax_5 | 5 | 5 | 10 | HeaderMin_5HeaderMax_10 | 5 | INVALID
486 | 106 | 40959-4P-10HP VLSC | VLSC_40959_4P_10HP | 543.4703 | 543.4703 | 2173.8813 | 4 | 0 | 4 | C | VLS_Inline | 4 | 4 | 4 | 5 | BranchMin_4BranchMax_5 | 5 | 5 | 10 | HeaderMin_5HeaderMax_10 | 6
486 | 106 | 40959-4P-10HP VLSC | VLSC_40959_4P_10HP | 543.4703 | 543.4703 | 2173.8813 | 4 | 0 | 4 | C | VLS_Inline | 4 | 4 | 4 | 5 | BranchMin_4BranchMax_5 | 5 | 5 | 10 | HeaderMin_5HeaderMax_10 | 8
486 | 106 | 40959-4P-10HP VLSC | VLSC_40959_4P_10HP | 543.4703 | 543.4703 | 2173.8813 | 4 | 0 | 4 | C | VLS_Inline | 4 | 4 | 4 | 5 | BranchMin_4BranchMax_5 | 5 | 5 | 10 | HeaderMin_5HeaderMax_10 | 10
487 | 107 | 40959-4P-15HP VLSC | VLSC_40959_4P_15HP | 607.7455 | 607.7455 | 2430.9822 | 4 | 0 | 4 | C | VLS_Inline | 4 | 4 | 4 | 5 | BranchMin_4BranchMax_5 | 4 | 5 | 10 | HeaderMin_5HeaderMax_10 | 5
487 | 107 | 40959-4P-15HP VLSC | VLSC_40959_4P_15HP | 607.7455 | 607.7455 | 2430.9822 | 4 | 0 | 4 | C | VLS_Inline | 4 | 4 | 4 | 5 | BranchMin_4BranchMax_5 | 4 | 5 | 10 | HeaderMin_5HeaderMax_10 | 6
487 | 107 | 40959-4P-15HP VLSC | VLSC_40959_4P_15HP | 607.7455 | 607.7455 | 2430.9822 | 4 | 0 | 4 | C | VLS_Inline | 4 | 4 | 4 | 5 | BranchMin_4BranchMax_5 | 4 | 5 | 10 | HeaderMin_5HeaderMax_10 | 8
487 | 107 | 40959-4P-15HP VLSC | VLSC_40959_4P_15HP | 607.7455 | 607.7455 | 2430.9822 | 4 | 0 | 4 | C | VLS_Inline | 4 | 4 | 4 | 5 | BranchMin_4BranchMax_5 | 4 | 5 | 10 | HeaderMin_5HeaderMax_10 | 10
487 | 107 | 40959-4P-15HP VLSC | VLSC_40959_4P_15HP | 607.7455 | 607.7455 | 2430.9822 | 4 | 0 | 4 | C | VLS_Inline | 4 | 4 | 4 | 5 | BranchMin_4BranchMax_5 | 5 | 5 | 10 | HeaderMin_5HeaderMax_10 | 5 | INVALID
487 | 107 | 40959-4P-15HP VLSC | VLSC_40959_4P_15HP | 607.7455 | 607.7455 | 2430.9822 | 4 | 0 | 4 | C | VLS_Inline | 4 | 4 | 4 | 5 | BranchMin_4BranchMax_5 | 5 | 5 | 10 | HeaderMin_5HeaderMax_10 | 6
487 | 107 | 40959-4P-15HP VLSC | VLSC_40959_4P_15HP | 607.7455 | 607.7455 | 2430.9822 | 4 | 0 | 4 | C | VLS_Inline | 4 | 4 | 4 | 5 | BranchMin_4BranchMax_5 | 5 | 5 | 10 | HeaderMin_5HeaderMax_10 | 8
487 | 107 | 40959-4P-15HP VLSC | VLSC_40959_4P_15HP | 607.7455 | 607.7455 | 2430.9822 | 4 | 0 | 4 | C | VLS_Inline | 4 | 4 | 4 | 5 | BranchMin_4BranchMax_5 | 5 | 5 | 10 | HeaderMin_5HeaderMax_10 | 10
488 | 108 | 40127-4P-15HP VLSC | RC9904-3-9.87 | 667.9 | 667.9 | 2671.6 | 4 | 0 | 4 | C | VLS_Inline | 4 | 4 | 4 | 6 | BranchMin_4BranchMax_6 | 4 | 5 | 12 | HeaderMin_5HeaderMax_12 | 5
488 | 108 | 40127-4P-15HP VLSC | RC9904-3-9.87 | 667.9 | 667.9 | 2671.6 | 4 | 0 | 4 | C | VLS_Inline | 4 | 4 | 4 | 6 | BranchMin_4BranchMax_6 | 4 | 5 | 12 | HeaderMin_5HeaderMax_12 | 6
488 | 108 | 40127-4P-15HP VLSC | RC9904-3-9.87 | 667.9 | 667.9 | 2671.6 | 4 | 0 | 4 | C | VLS_Inline | 4 | 4 | 4 | 6 | BranchMin_4BranchMax_6 | 4 | 5 | 12 | HeaderMin_5HeaderMax_12 | 8
488 | 108 | 40127-4P-15HP VLSC | RC9904-3-9.87 | 667.9 | 667.9 | 2671.6 | 4 | 0 | 4 | C | VLS_Inline | 4 | 4 | 4 | 6 | BranchMin_4BranchMax_6 | 4 | 5 | 12 | HeaderMin_5HeaderMax_12 | 10
488 | 108 | 40127-4P-15HP VLSC | RC9904-3-9.87 | 667.9 | 667.9 | 2671.6 | 4 | 0 | 4 | C | VLS_Inline | 4 | 4 | 4 | 6 | BranchMin_4BranchMax_6 | 4 | 5 | 12 | HeaderMin_5HeaderMax_12 | 12
488 | 108 | 40127-4P-15HP VLSC | RC9904-3-9.87 | 667.9 | 667.9 | 2671.6 | 4 | 0 | 4 | C | VLS_Inline | 4 | 4 | 4 | 6 | BranchMin_4BranchMax_6 | 5 | 5 | 12 | HeaderMin_5HeaderMax_12 | 5 | INVALID
488 | 108 | 40127-4P-15HP VLSC | RC9904-3-9.87 | 667.9 | 667.9 | 2671.6 | 4 | 0 | 4 | C | VLS_Inline | 4 | 4 | 4 | 6 | BranchMin_4BranchMax_6 | 5 | 5 | 12 | HeaderMin_5HeaderMax_12 | 6
488 | 108 | 40127-4P-15HP VLSC | RC9904-3-9.87 | 667.9 | 667.9 | 2671.6 | 4 | 0 | 4 | C | VLS_Inline | 4 | 4 | 4 | 6 | BranchMin_4BranchMax_6 | 5 | 5 | 12 | HeaderMin_5HeaderMax_12 | 8
488 | 108 | 40127-4P-15HP VLSC | RC9904-3-9.87 | 667.9 | 667.9 | 2671.6 | 4 | 0 | 4 | C | VLS_Inline | 4 | 4 | 4 | 6 | BranchMin_4BranchMax_6 | 5 | 5 | 12 | HeaderMin_5HeaderMax_12 | 10
488 | 108 | 40127-4P-15HP VLSC | RC9904-3-9.87 | 667.9 | 667.9 | 2671.6 | 4 | 0 | 4 | C | VLS_Inline | 4 | 4 | 4 | 6 | BranchMin_4BranchMax_6 | 5 | 5 | 12 | HeaderMin_5HeaderMax_12 | 12
488 | 108 | 40127-4P-15HP VLSC | RC9904-3-9.87 | 667.9 | 667.9 | 2671.6 | 4 | 0 | 4 | C | VLS_Inline | 4 | 4 | 4 | 6 | BranchMin_4BranchMax_6 | 6 | 5 | 12 | HeaderMin_5HeaderMax_12 | 5 | INVALID
488 | 108 | 40127-4P-15HP VLSC | RC9904-3-9.87 | 667.9 | 667.9 | 2671.6 | 4 | 0 | 4 | C | VLS_Inline | 4 | 4 | 4 | 6 | BranchMin_4BranchMax_6 | 6 | 5 | 12 | HeaderMin_5HeaderMax_12 | 6 | INVALID
488 | 108 | 40127-4P-15HP VLSC | RC9904-3-9.87 | 667.9 | 667.9 | 2671.6 | 4 | 0 | 4 | C | VLS_Inline | 4 | 4 | 4 | 6 | BranchMin_4BranchMax_6 | 6 | 5 | 12 | HeaderMin_5HeaderMax_12 | 8
488 | 108 | 40127-4P-15HP VLSC | RC9904-3-9.87 | 667.9 | 667.9 | 2671.6 | 4 | 0 | 4 | C | VLS_Inline | 4 | 4 | 4 | 6 | BranchMin_4BranchMax_6 | 6 | 5 | 12 | HeaderMin_5HeaderMax_12 | 10
488 | 108 | 40127-4P-15HP VLSC | RC9904-3-9.87 | 667.9 | 667.9 | 2671.6 | 4 | 0 | 4 | C | VLS_Inline | 4 | 4 | 4 | 6 | BranchMin_4BranchMax_6 | 6 | 5 | 12 | HeaderMin_5HeaderMax_12 | 12
489 | 109 | 40127-4P-20HP VLSC | RC9904-3-10.75 | 732.8 | 732.8 | 2931.2 | 4 | 0 | 4 | C | VLS_Inline | 4 | 4 | 4 | 6 | BranchMin_4BranchMax_6 | 4 | 5 | 12 | HeaderMin_5HeaderMax_12 | 5
489 | 109 | 40127-4P-20HP VLSC | RC9904-3-10.75 | 732.8 | 732.8 | 2931.2 | 4 | 0 | 4 | C | VLS_Inline | 4 | 4 | 4 | 6 | BranchMin_4BranchMax_6 | 4 | 5 | 12 | HeaderMin_5HeaderMax_12 | 6
489 | 109 | 40127-4P-20HP VLSC | RC9904-3-10.75 | 732.8 | 732.8 | 2931.2 | 4 | 0 | 4 | C | VLS_Inline | 4 | 4 | 4 | 6 | BranchMin_4BranchMax_6 | 4 | 5 | 12 | HeaderMin_5HeaderMax_12 | 8
489 | 109 | 40127-4P-20HP VLSC | RC9904-3-10.75 | 732.8 | 732.8 | 2931.2 | 4 | 0 | 4 | C | VLS_Inline | 4 | 4 | 4 | 6 | BranchMin_4BranchMax_6 | 4 | 5 | 12 | HeaderMin_5HeaderMax_12 | 10
489 | 109 | 40127-4P-20HP VLSC | RC9904-3-10.75 | 732.8 | 732.8 | 2931.2 | 4 | 0 | 4 | C | VLS_Inline | 4 | 4 | 4 | 6 | BranchMin_4BranchMax_6 | 4 | 5 | 12 | HeaderMin_5HeaderMax_12 | 12
489 | 109 | 40127-4P-20HP VLSC | RC9904-3-10.75 | 732.8 | 732.8 | 2931.2 | 4 | 0 | 4 | C | VLS_Inline | 4 | 4 | 4 | 6 | BranchMin_4BranchMax_6 | 5 | 5 | 12 | HeaderMin_5HeaderMax_12 | 5 | INVALID
489 | 109 | 40127-4P-20HP VLSC | RC9904-3-10.75 | 732.8 | 732.8 | 2931.2 | 4 | 0 | 4 | C | VLS_Inline | 4 | 4 | 4 | 6 | BranchMin_4BranchMax_6 | 5 | 5 | 12 | HeaderMin_5HeaderMax_12 | 6
489 | 109 | 40127-4P-20HP VLSC | RC9904-3-10.75 | 732.8 | 732.8 | 2931.2 | 4 | 0 | 4 | C | VLS_Inline | 4 | 4 | 4 | 6 | BranchMin_4BranchMax_6 | 5 | 5 | 12 | HeaderMin_5HeaderMax_12 | 8
489 | 109 | 40127-4P-20HP VLSC | RC9904-3-10.75 | 732.8 | 732.8 | 2931.2 | 4 | 0 | 4 | C | VLS_Inline | 4 | 4 | 4 | 6 | BranchMin_4BranchMax_6 | 5 | 5 | 12 | HeaderMin_5HeaderMax_12 | 10
489 | 109 | 40127-4P-20HP VLSC | RC9904-3-10.75 | 732.8 | 732.8 | 2931.2 | 4 | 0 | 4 | C | VLS_Inline | 4 | 4 | 4 | 6 | BranchMin_4BranchMax_6 | 5 | 5 | 12 | HeaderMin_5HeaderMax_12 | 12
489 | 109 | 40127-4P-20HP VLSC | RC9904-3-10.75 | 732.8 | 732.8 | 2931.2 | 4 | 0 | 4 | C | VLS_Inline | 4 | 4 | 4 | 6 | BranchMin_4BranchMax_6 | 6 | 5 | 12 | HeaderMin_5HeaderMax_12 | 5 | INVALID
489 | 109 | 40127-4P-20HP VLSC | RC9904-3-10.75 | 732.8 | 732.8 | 2931.2 | 4 | 0 | 4 | C | VLS_Inline | 4 | 4 | 4 | 6 | BranchMin_4BranchMax_6 | 6 | 5 | 12 | HeaderMin_5HeaderMax_12 | 6 | INVALID
489 | 109 | 40127-4P-20HP VLSC | RC9904-3-10.75 | 732.8 | 732.8 | 2931.2 | 4 | 0 | 4 | C | VLS_Inline | 4 | 4 | 4 | 6 | BranchMin_4BranchMax_6 | 6 | 5 | 12 | HeaderMin_5HeaderMax_12 | 8
489 | 109 | 40127-4P-20HP VLSC | RC9904-3-10.75 | 732.8 | 732.8 | 2931.2 | 4 | 0 | 4 | C | VLS_Inline | 4 | 4 | 4 | 6 | BranchMin_4BranchMax_6 | 6 | 5 | 12 | HeaderMin_5HeaderMax_12 | 10
489 | 109 | 40127-4P-20HP VLSC | RC9904-3-10.75 | 732.8 | 732.8 | 2931.2 | 4 | 0 | 4 | C | VLS_Inline | 4 | 4 | 4 | 6 | BranchMin_4BranchMax_6 | 6 | 5 | 12 | HeaderMin_5HeaderMax_12 | 12
490 | 110 | 40127-4P-25HP VLSC | RC9904-3-11.39 | 774.6 | 774.6 | 3098.4 | 4 | 0 | 4 | C | VLS_Inline | 4 | 4 | 4 | 6 | BranchMin_4BranchMax_6 | 4 | 5 | 12 | HeaderMin_5HeaderMax_12 | 5
490 | 110 | 40127-4P-25HP VLSC | RC9904-3-11.39 | 774.6 | 774.6 | 3098.4 | 4 | 0 | 4 | C | VLS_Inline | 4 | 4 | 4 | 6 | BranchMin_4BranchMax_6 | 4 | 5 | 12 | HeaderMin_5HeaderMax_12 | 6
490 | 110 | 40127-4P-25HP VLSC | RC9904-3-11.39 | 774.6 | 774.6 | 3098.4 | 4 | 0 | 4 | C | VLS_Inline | 4 | 4 | 4 | 6 | BranchMin_4BranchMax_6 | 4 | 5 | 12 | HeaderMin_5HeaderMax_12 | 8
490 | 110 | 40127-4P-25HP VLSC | RC9904-3-11.39 | 774.6 | 774.6 | 3098.4 | 4 | 0 | 4 | C | VLS_Inline | 4 | 4 | 4 | 6 | BranchMin_4BranchMax_6 | 4 | 5 | 12 | HeaderMin_5HeaderMax_12 | 10
490 | 110 | 40127-4P-25HP VLSC | RC9904-3-11.39 | 774.6 | 774.6 | 3098.4 | 4 | 0 | 4 | C | VLS_Inline | 4 | 4 | 4 | 6 | BranchMin_4BranchMax_6 | 4 | 5 | 12 | HeaderMin_5HeaderMax_12 | 12
490 | 110 | 40127-4P-25HP VLSC | RC9904-3-11.39 | 774.6 | 774.6 | 3098.4 | 4 | 0 | 4 | C | VLS_Inline | 4 | 4 | 4 | 6 | BranchMin_4BranchMax_6 | 5 | 5 | 12 | HeaderMin_5HeaderMax_12 | 5 | INVALID
490 | 110 | 40127-4P-25HP VLSC | RC9904-3-11.39 | 774.6 | 774.6 | 3098.4 | 4 | 0 | 4 | C | VLS_Inline | 4 | 4 | 4 | 6 | BranchMin_4BranchMax_6 | 5 | 5 | 12 | HeaderMin_5HeaderMax_12 | 6
490 | 110 | 40127-4P-25HP VLSC | RC9904-3-11.39 | 774.6 | 774.6 | 3098.4 | 4 | 0 | 4 | C | VLS_Inline | 4 | 4 | 4 | 6 | BranchMin_4BranchMax_6 | 5 | 5 | 12 | HeaderMin_5HeaderMax_12 | 8
490 | 110 | 40127-4P-25HP VLSC | RC9904-3-11.39 | 774.6 | 774.6 | 3098.4 | 4 | 0 | 4 | C | VLS_Inline | 4 | 4 | 4 | 6 | BranchMin_4BranchMax_6 | 5 | 5 | 12 | HeaderMin_5HeaderMax_12 | 10
490 | 110 | 40127-4P-25HP VLSC | RC9904-3-11.39 | 774.6 | 774.6 | 3098.4 | 4 | 0 | 4 | C | VLS_Inline | 4 | 4 | 4 | 6 | BranchMin_4BranchMax_6 | 5 | 5 | 12 | HeaderMin_5HeaderMax_12 | 12
490 | 110 | 40127-4P-25HP VLSC | RC9904-3-11.39 | 774.6 | 774.6 | 3098.4 | 4 | 0 | 4 | C | VLS_Inline | 4 | 4 | 4 | 6 | BranchMin_4BranchMax_6 | 6 | 5 | 12 | HeaderMin_5HeaderMax_12 | 5 | INVALID
490 | 110 | 40127-4P-25HP VLSC | RC9904-3-11.39 | 774.6 | 774.6 | 3098.4 | 4 | 0 | 4 | C | VLS_Inline | 4 | 4 | 4 | 6 | BranchMin_4BranchMax_6 | 6 | 5 | 12 | HeaderMin_5HeaderMax_12 | 6 | INVALID
490 | 110 | 40127-4P-25HP VLSC | RC9904-3-11.39 | 774.6 | 774.6 | 3098.4 | 4 | 0 | 4 | C | VLS_Inline | 4 | 4 | 4 | 6 | BranchMin_4BranchMax_6 | 6 | 5 | 12 | HeaderMin_5HeaderMax_12 | 8
490 | 110 | 40127-4P-25HP VLSC | RC9904-3-11.39 | 774.6 | 774.6 | 3098.4 | 4 | 0 | 4 | C | VLS_Inline | 4 | 4 | 4 | 6 | BranchMin_4BranchMax_6 | 6 | 5 | 12 | HeaderMin_5HeaderMax_12 | 10
490 | 110 | 40127-4P-25HP VLSC | RC9904-3-11.39 | 774.6 | 774.6 | 3098.4 | 4 | 0 | 4 | C | VLS_Inline | 4 | 4 | 4 | 6 | BranchMin_4BranchMax_6 | 6 | 5 | 12 | HeaderMin_5HeaderMax_12 | 12
491 | 111 | 40127-4P-30HP VLSC | RC9904-3-12.10-4P | 813.5 | 813.5 | 3254 | 4 | 0 | 4 | C | VLS_Inline | 4 | 4 | 4 | 6 | BranchMin_4BranchMax_6 | 4 | 5 | 12 | HeaderMin_5HeaderMax_12 | 5
491 | 111 | 40127-4P-30HP VLSC | RC9904-3-12.10-4P | 813.5 | 813.5 | 3254 | 4 | 0 | 4 | C | VLS_Inline | 4 | 4 | 4 | 6 | BranchMin_4BranchMax_6 | 4 | 5 | 12 | HeaderMin_5HeaderMax_12 | 6
491 | 111 | 40127-4P-30HP VLSC | RC9904-3-12.10-4P | 813.5 | 813.5 | 3254 | 4 | 0 | 4 | C | VLS_Inline | 4 | 4 | 4 | 6 | BranchMin_4BranchMax_6 | 4 | 5 | 12 | HeaderMin_5HeaderMax_12 | 8
491 | 111 | 40127-4P-30HP VLSC | RC9904-3-12.10-4P | 813.5 | 813.5 | 3254 | 4 | 0 | 4 | C | VLS_Inline | 4 | 4 | 4 | 6 | BranchMin_4BranchMax_6 | 4 | 5 | 12 | HeaderMin_5HeaderMax_12 | 10
491 | 111 | 40127-4P-30HP VLSC | RC9904-3-12.10-4P | 813.5 | 813.5 | 3254 | 4 | 0 | 4 | C | VLS_Inline | 4 | 4 | 4 | 6 | BranchMin_4BranchMax_6 | 4 | 5 | 12 | HeaderMin_5HeaderMax_12 | 12
491 | 111 | 40127-4P-30HP VLSC | RC9904-3-12.10-4P | 813.5 | 813.5 | 3254 | 4 | 0 | 4 | C | VLS_Inline | 4 | 4 | 4 | 6 | BranchMin_4BranchMax_6 | 5 | 5 | 12 | HeaderMin_5HeaderMax_12 | 5 | INVALID
491 | 111 | 40127-4P-30HP VLSC | RC9904-3-12.10-4P | 813.5 | 813.5 | 3254 | 4 | 0 | 4 | C | VLS_Inline | 4 | 4 | 4 | 6 | BranchMin_4BranchMax_6 | 5 | 5 | 12 | HeaderMin_5HeaderMax_12 | 6
491 | 111 | 40127-4P-30HP VLSC | RC9904-3-12.10-4P | 813.5 | 813.5 | 3254 | 4 | 0 | 4 | C | VLS_Inline | 4 | 4 | 4 | 6 | BranchMin_4BranchMax_6 | 5 | 5 | 12 | HeaderMin_5HeaderMax_12 | 8
491 | 111 | 40127-4P-30HP VLSC | RC9904-3-12.10-4P | 813.5 | 813.5 | 3254 | 4 | 0 | 4 | C | VLS_Inline | 4 | 4 | 4 | 6 | BranchMin_4BranchMax_6 | 5 | 5 | 12 | HeaderMin_5HeaderMax_12 | 10
491 | 111 | 40127-4P-30HP VLSC | RC9904-3-12.10-4P | 813.5 | 813.5 | 3254 | 4 | 0 | 4 | C | VLS_Inline | 4 | 4 | 4 | 6 | BranchMin_4BranchMax_6 | 5 | 5 | 12 | HeaderMin_5HeaderMax_12 | 12
491 | 111 | 40127-4P-30HP VLSC | RC9904-3-12.10-4P | 813.5 | 813.5 | 3254 | 4 | 0 | 4 | C | VLS_Inline | 4 | 4 | 4 | 6 | BranchMin_4BranchMax_6 | 6 | 5 | 12 | HeaderMin_5HeaderMax_12 | 5 | INVALID
491 | 111 | 40127-4P-30HP VLSC | RC9904-3-12.10-4P | 813.5 | 813.5 | 3254 | 4 | 0 | 4 | C | VLS_Inline | 4 | 4 | 4 | 6 | BranchMin_4BranchMax_6 | 6 | 5 | 12 | HeaderMin_5HeaderMax_12 | 6 | INVALID
491 | 111 | 40127-4P-30HP VLSC | RC9904-3-12.10-4P | 813.5 | 813.5 | 3254 | 4 | 0 | 4 | C | VLS_Inline | 4 | 4 | 4 | 6 | BranchMin_4BranchMax_6 | 6 | 5 | 12 | HeaderMin_5HeaderMax_12 | 8
491 | 111 | 40127-4P-30HP VLSC | RC9904-3-12.10-4P | 813.5 | 813.5 | 3254 | 4 | 0 | 4 | C | VLS_Inline | 4 | 4 | 4 | 6 | BranchMin_4BranchMax_6 | 6 | 5 | 12 | HeaderMin_5HeaderMax_12 | 10
491 | 111 | 40127-4P-30HP VLSC | RC9904-3-12.10-4P | 813.5 | 813.5 | 3254 | 4 | 0 | 4 | C | VLS_Inline | 4 | 4 | 4 | 6 | BranchMin_4BranchMax_6 | 6 | 5 | 12 | HeaderMin_5HeaderMax_12 | 12
492 | 112 | 40129-4P-15HP VLSC | VLSC_40129_4P_15HP | 616.3385 | 616.3385 | 2465.3539 | 4 | 0 | 4 | C | VLS_Inline | 4 | 4 | 4 | 5 | BranchMin_4BranchMax_5 | 4 | 5 | 10 | HeaderMin_5HeaderMax_10 | 5
492 | 112 | 40129-4P-15HP VLSC | VLSC_40129_4P_15HP | 616.3385 | 616.3385 | 2465.3539 | 4 | 0 | 4 | C | VLS_Inline | 4 | 4 | 4 | 5 | BranchMin_4BranchMax_5 | 4 | 5 | 10 | HeaderMin_5HeaderMax_10 | 6
492 | 112 | 40129-4P-15HP VLSC | VLSC_40129_4P_15HP | 616.3385 | 616.3385 | 2465.3539 | 4 | 0 | 4 | C | VLS_Inline | 4 | 4 | 4 | 5 | BranchMin_4BranchMax_5 | 4 | 5 | 10 | HeaderMin_5HeaderMax_10 | 8
492 | 112 | 40129-4P-15HP VLSC | VLSC_40129_4P_15HP | 616.3385 | 616.3385 | 2465.3539 | 4 | 0 | 4 | C | VLS_Inline | 4 | 4 | 4 | 5 | BranchMin_4BranchMax_5 | 4 | 5 | 10 | HeaderMin_5HeaderMax_10 | 10
492 | 112 | 40129-4P-15HP VLSC | VLSC_40129_4P_15HP | 616.3385 | 616.3385 | 2465.3539 | 4 | 0 | 4 | C | VLS_Inline | 4 | 4 | 4 | 5 | BranchMin_4BranchMax_5 | 5 | 5 | 10 | HeaderMin_5HeaderMax_10 | 5 | INVALID
492 | 112 | 40129-4P-15HP VLSC | VLSC_40129_4P_15HP | 616.3385 | 616.3385 | 2465.3539 | 4 | 0 | 4 | C | VLS_Inline | 4 | 4 | 4 | 5 | BranchMin_4BranchMax_5 | 5 | 5 | 10 | HeaderMin_5HeaderMax_10 | 6
492 | 112 | 40129-4P-15HP VLSC | VLSC_40129_4P_15HP | 616.3385 | 616.3385 | 2465.3539 | 4 | 0 | 4 | C | VLS_Inline | 4 | 4 | 4 | 5 | BranchMin_4BranchMax_5 | 5 | 5 | 10 | HeaderMin_5HeaderMax_10 | 8
492 | 112 | 40129-4P-15HP VLSC | VLSC_40129_4P_15HP | 616.3385 | 616.3385 | 2465.3539 | 4 | 0 | 4 | C | VLS_Inline | 4 | 4 | 4 | 5 | BranchMin_4BranchMax_5 | 5 | 5 | 10 | HeaderMin_5HeaderMax_10 | 10
493 | 113 | 40129-4P-20HP VLSC | VLSC_40129_4P_20HP | 707.5905 | 707.5905 | 2830.3621 | 4 | 0 | 4 | C | VLS_Inline | 4 | 4 | 4 | 6 | BranchMin_4BranchMax_6 | 4 | 5 | 12 | HeaderMin_5HeaderMax_12 | 5
493 | 113 | 40129-4P-20HP VLSC | VLSC_40129_4P_20HP | 707.5905 | 707.5905 | 2830.3621 | 4 | 0 | 4 | C | VLS_Inline | 4 | 4 | 4 | 6 | BranchMin_4BranchMax_6 | 4 | 5 | 12 | HeaderMin_5HeaderMax_12 | 6
493 | 113 | 40129-4P-20HP VLSC | VLSC_40129_4P_20HP | 707.5905 | 707.5905 | 2830.3621 | 4 | 0 | 4 | C | VLS_Inline | 4 | 4 | 4 | 6 | BranchMin_4BranchMax_6 | 4 | 5 | 12 | HeaderMin_5HeaderMax_12 | 8
493 | 113 | 40129-4P-20HP VLSC | VLSC_40129_4P_20HP | 707.5905 | 707.5905 | 2830.3621 | 4 | 0 | 4 | C | VLS_Inline | 4 | 4 | 4 | 6 | BranchMin_4BranchMax_6 | 4 | 5 | 12 | HeaderMin_5HeaderMax_12 | 10
493 | 113 | 40129-4P-20HP VLSC | VLSC_40129_4P_20HP | 707.5905 | 707.5905 | 2830.3621 | 4 | 0 | 4 | C | VLS_Inline | 4 | 4 | 4 | 6 | BranchMin_4BranchMax_6 | 4 | 5 | 12 | HeaderMin_5HeaderMax_12 | 12
493 | 113 | 40129-4P-20HP VLSC | VLSC_40129_4P_20HP | 707.5905 | 707.5905 | 2830.3621 | 4 | 0 | 4 | C | VLS_Inline | 4 | 4 | 4 | 6 | BranchMin_4BranchMax_6 | 5 | 5 | 12 | HeaderMin_5HeaderMax_12 | 5 | INVALID
493 | 113 | 40129-4P-20HP VLSC | VLSC_40129_4P_20HP | 707.5905 | 707.5905 | 2830.3621 | 4 | 0 | 4 | C | VLS_Inline | 4 | 4 | 4 | 6 | BranchMin_4BranchMax_6 | 5 | 5 | 12 | HeaderMin_5HeaderMax_12 | 6
493 | 113 | 40129-4P-20HP VLSC | VLSC_40129_4P_20HP | 707.5905 | 707.5905 | 2830.3621 | 4 | 0 | 4 | C | VLS_Inline | 4 | 4 | 4 | 6 | BranchMin_4BranchMax_6 | 5 | 5 | 12 | HeaderMin_5HeaderMax_12 | 8
493 | 113 | 40129-4P-20HP VLSC | VLSC_40129_4P_20HP | 707.5905 | 707.5905 | 2830.3621 | 4 | 0 | 4 | C | VLS_Inline | 4 | 4 | 4 | 6 | BranchMin_4BranchMax_6 | 5 | 5 | 12 | HeaderMin_5HeaderMax_12 | 10
493 | 113 | 40129-4P-20HP VLSC | VLSC_40129_4P_20HP | 707.5905 | 707.5905 | 2830.3621 | 4 | 0 | 4 | C | VLS_Inline | 4 | 4 | 4 | 6 | BranchMin_4BranchMax_6 | 5 | 5 | 12 | HeaderMin_5HeaderMax_12 | 12
493 | 113 | 40129-4P-20HP VLSC | VLSC_40129_4P_20HP | 707.5905 | 707.5905 | 2830.3621 | 4 | 0 | 4 | C | VLS_Inline | 4 | 4 | 4 | 6 | BranchMin_4BranchMax_6 | 6 | 5 | 12 | HeaderMin_5HeaderMax_12 | 5 | INVALID
493 | 113 | 40129-4P-20HP VLSC | VLSC_40129_4P_20HP | 707.5905 | 707.5905 | 2830.3621 | 4 | 0 | 4 | C | VLS_Inline | 4 | 4 | 4 | 6 | BranchMin_4BranchMax_6 | 6 | 5 | 12 | HeaderMin_5HeaderMax_12 | 6 | INVALID
493 | 113 | 40129-4P-20HP VLSC | VLSC_40129_4P_20HP | 707.5905 | 707.5905 | 2830.3621 | 4 | 0 | 4 | C | VLS_Inline | 4 | 4 | 4 | 6 | BranchMin_4BranchMax_6 | 6 | 5 | 12 | HeaderMin_5HeaderMax_12 | 8
493 | 113 | 40129-4P-20HP VLSC | VLSC_40129_4P_20HP | 707.5905 | 707.5905 | 2830.3621 | 4 | 0 | 4 | C | VLS_Inline | 4 | 4 | 4 | 6 | BranchMin_4BranchMax_6 | 6 | 5 | 12 | HeaderMin_5HeaderMax_12 | 10
493 | 113 | 40129-4P-20HP VLSC | VLSC_40129_4P_20HP | 707.5905 | 707.5905 | 2830.3621 | 4 | 0 | 4 | C | VLS_Inline | 4 | 4 | 4 | 6 | BranchMin_4BranchMax_6 | 6 | 5 | 12 | HeaderMin_5HeaderMax_12 | 12
494 | 114 | 40129-4P-25HP VLSC | VLSC_40129_4P_25HP | 786.8099 | 786.8099 | 3147.2397 | 4 | 0 | 4 | C | VLS_Inline | 4 | 4 | 4 | 6 | BranchMin_4BranchMax_6 | 4 | 5 | 12 | HeaderMin_5HeaderMax_12 | 5
494 | 114 | 40129-4P-25HP VLSC | VLSC_40129_4P_25HP | 786.8099 | 786.8099 | 3147.2397 | 4 | 0 | 4 | C | VLS_Inline | 4 | 4 | 4 | 6 | BranchMin_4BranchMax_6 | 4 | 5 | 12 | HeaderMin_5HeaderMax_12 | 6
494 | 114 | 40129-4P-25HP VLSC | VLSC_40129_4P_25HP | 786.8099 | 786.8099 | 3147.2397 | 4 | 0 | 4 | C | VLS_Inline | 4 | 4 | 4 | 6 | BranchMin_4BranchMax_6 | 4 | 5 | 12 | HeaderMin_5HeaderMax_12 | 8
494 | 114 | 40129-4P-25HP VLSC | VLSC_40129_4P_25HP | 786.8099 | 786.8099 | 3147.2397 | 4 | 0 | 4 | C | VLS_Inline | 4 | 4 | 4 | 6 | BranchMin_4BranchMax_6 | 4 | 5 | 12 | HeaderMin_5HeaderMax_12 | 10
494 | 114 | 40129-4P-25HP VLSC | VLSC_40129_4P_25HP | 786.8099 | 786.8099 | 3147.2397 | 4 | 0 | 4 | C | VLS_Inline | 4 | 4 | 4 | 6 | BranchMin_4BranchMax_6 | 4 | 5 | 12 | HeaderMin_5HeaderMax_12 | 12
494 | 114 | 40129-4P-25HP VLSC | VLSC_40129_4P_25HP | 786.8099 | 786.8099 | 3147.2397 | 4 | 0 | 4 | C | VLS_Inline | 4 | 4 | 4 | 6 | BranchMin_4BranchMax_6 | 5 | 5 | 12 | HeaderMin_5HeaderMax_12 | 5 | INVALID
494 | 114 | 40129-4P-25HP VLSC | VLSC_40129_4P_25HP | 786.8099 | 786.8099 | 3147.2397 | 4 | 0 | 4 | C | VLS_Inline | 4 | 4 | 4 | 6 | BranchMin_4BranchMax_6 | 5 | 5 | 12 | HeaderMin_5HeaderMax_12 | 6
494 | 114 | 40129-4P-25HP VLSC | VLSC_40129_4P_25HP | 786.8099 | 786.8099 | 3147.2397 | 4 | 0 | 4 | C | VLS_Inline | 4 | 4 | 4 | 6 | BranchMin_4BranchMax_6 | 5 | 5 | 12 | HeaderMin_5HeaderMax_12 | 8
494 | 114 | 40129-4P-25HP VLSC | VLSC_40129_4P_25HP | 786.8099 | 786.8099 | 3147.2397 | 4 | 0 | 4 | C | VLS_Inline | 4 | 4 | 4 | 6 | BranchMin_4BranchMax_6 | 5 | 5 | 12 | HeaderMin_5HeaderMax_12 | 10
494 | 114 | 40129-4P-25HP VLSC | VLSC_40129_4P_25HP | 786.8099 | 786.8099 | 3147.2397 | 4 | 0 | 4 | C | VLS_Inline | 4 | 4 | 4 | 6 | BranchMin_4BranchMax_6 | 5 | 5 | 12 | HeaderMin_5HeaderMax_12 | 12
494 | 114 | 40129-4P-25HP VLSC | VLSC_40129_4P_25HP | 786.8099 | 786.8099 | 3147.2397 | 4 | 0 | 4 | C | VLS_Inline | 4 | 4 | 4 | 6 | BranchMin_4BranchMax_6 | 6 | 5 | 12 | HeaderMin_5HeaderMax_12 | 5 | INVALID
494 | 114 | 40129-4P-25HP VLSC | VLSC_40129_4P_25HP | 786.8099 | 786.8099 | 3147.2397 | 4 | 0 | 4 | C | VLS_Inline | 4 | 4 | 4 | 6 | BranchMin_4BranchMax_6 | 6 | 5 | 12 | HeaderMin_5HeaderMax_12 | 6 | INVALID
494 | 114 | 40129-4P-25HP VLSC | VLSC_40129_4P_25HP | 786.8099 | 786.8099 | 3147.2397 | 4 | 0 | 4 | C | VLS_Inline | 4 | 4 | 4 | 6 | BranchMin_4BranchMax_6 | 6 | 5 | 12 | HeaderMin_5HeaderMax_12 | 8
494 | 114 | 40129-4P-25HP VLSC | VLSC_40129_4P_25HP | 786.8099 | 786.8099 | 3147.2397 | 4 | 0 | 4 | C | VLS_Inline | 4 | 4 | 4 | 6 | BranchMin_4BranchMax_6 | 6 | 5 | 12 | HeaderMin_5HeaderMax_12 | 10
494 | 114 | 40129-4P-25HP VLSC | VLSC_40129_4P_25HP | 786.8099 | 786.8099 | 3147.2397 | 4 | 0 | 4 | C | VLS_Inline | 4 | 4 | 4 | 6 | BranchMin_4BranchMax_6 | 6 | 5 | 12 | HeaderMin_5HeaderMax_12 | 12
495 | 115 | 40129-4P-30HP VLSC | VLSC_40129_4P_30HP | 825.5 | 825.5 | 3302 | 4 | 0 | 4 | C | VLS_Inline | 4 | 4 | 4 | 6 | BranchMin_4BranchMax_6 | 4 | 5 | 12 | HeaderMin_5HeaderMax_12 | 5
495 | 115 | 40129-4P-30HP VLSC | VLSC_40129_4P_30HP | 825.5 | 825.5 | 3302 | 4 | 0 | 4 | C | VLS_Inline | 4 | 4 | 4 | 6 | BranchMin_4BranchMax_6 | 4 | 5 | 12 | HeaderMin_5HeaderMax_12 | 6
495 | 115 | 40129-4P-30HP VLSC | VLSC_40129_4P_30HP | 825.5 | 825.5 | 3302 | 4 | 0 | 4 | C | VLS_Inline | 4 | 4 | 4 | 6 | BranchMin_4BranchMax_6 | 4 | 5 | 12 | HeaderMin_5HeaderMax_12 | 8
495 | 115 | 40129-4P-30HP VLSC | VLSC_40129_4P_30HP | 825.5 | 825.5 | 3302 | 4 | 0 | 4 | C | VLS_Inline | 4 | 4 | 4 | 6 | BranchMin_4BranchMax_6 | 4 | 5 | 12 | HeaderMin_5HeaderMax_12 | 10
495 | 115 | 40129-4P-30HP VLSC | VLSC_40129_4P_30HP | 825.5 | 825.5 | 3302 | 4 | 0 | 4 | C | VLS_Inline | 4 | 4 | 4 | 6 | BranchMin_4BranchMax_6 | 4 | 5 | 12 | HeaderMin_5HeaderMax_12 | 12
495 | 115 | 40129-4P-30HP VLSC | VLSC_40129_4P_30HP | 825.5 | 825.5 | 3302 | 4 | 0 | 4 | C | VLS_Inline | 4 | 4 | 4 | 6 | BranchMin_4BranchMax_6 | 5 | 5 | 12 | HeaderMin_5HeaderMax_12 | 5 | INVALID
495 | 115 | 40129-4P-30HP VLSC | VLSC_40129_4P_30HP | 825.5 | 825.5 | 3302 | 4 | 0 | 4 | C | VLS_Inline | 4 | 4 | 4 | 6 | BranchMin_4BranchMax_6 | 5 | 5 | 12 | HeaderMin_5HeaderMax_12 | 6
495 | 115 | 40129-4P-30HP VLSC | VLSC_40129_4P_30HP | 825.5 | 825.5 | 3302 | 4 | 0 | 4 | C | VLS_Inline | 4 | 4 | 4 | 6 | BranchMin_4BranchMax_6 | 5 | 5 | 12 | HeaderMin_5HeaderMax_12 | 8
495 | 115 | 40129-4P-30HP VLSC | VLSC_40129_4P_30HP | 825.5 | 825.5 | 3302 | 4 | 0 | 4 | C | VLS_Inline | 4 | 4 | 4 | 6 | BranchMin_4BranchMax_6 | 5 | 5 | 12 | HeaderMin_5HeaderMax_12 | 10
495 | 115 | 40129-4P-30HP VLSC | VLSC_40129_4P_30HP | 825.5 | 825.5 | 3302 | 4 | 0 | 4 | C | VLS_Inline | 4 | 4 | 4 | 6 | BranchMin_4BranchMax_6 | 5 | 5 | 12 | HeaderMin_5HeaderMax_12 | 12
495 | 115 | 40129-4P-30HP VLSC | VLSC_40129_4P_30HP | 825.5 | 825.5 | 3302 | 4 | 0 | 4 | C | VLS_Inline | 4 | 4 | 4 | 6 | BranchMin_4BranchMax_6 | 6 | 5 | 12 | HeaderMin_5HeaderMax_12 | 5 | INVALID
495 | 115 | 40129-4P-30HP VLSC | VLSC_40129_4P_30HP | 825.5 | 825.5 | 3302 | 4 | 0 | 4 | C | VLS_Inline | 4 | 4 | 4 | 6 | BranchMin_4BranchMax_6 | 6 | 5 | 12 | HeaderMin_5HeaderMax_12 | 6 | INVALID
495 | 115 | 40129-4P-30HP VLSC | VLSC_40129_4P_30HP | 825.5 | 825.5 | 3302 | 4 | 0 | 4 | C | VLS_Inline | 4 | 4 | 4 | 6 | BranchMin_4BranchMax_6 | 6 | 5 | 12 | HeaderMin_5HeaderMax_12 | 8
495 | 115 | 40129-4P-30HP VLSC | VLSC_40129_4P_30HP | 825.5 | 825.5 | 3302 | 4 | 0 | 4 | C | VLS_Inline | 4 | 4 | 4 | 6 | BranchMin_4BranchMax_6 | 6 | 5 | 12 | HeaderMin_5HeaderMax_12 | 10
495 | 115 | 40129-4P-30HP VLSC | VLSC_40129_4P_30HP | 825.5 | 825.5 | 3302 | 4 | 0 | 4 | C | VLS_Inline | 4 | 4 | 4 | 6 | BranchMin_4BranchMax_6 | 6 | 5 | 12 | HeaderMin_5HeaderMax_12 | 12
496 | 116 | 40157-4P-30HP VLSC | RC9947-1-12.0-4P | 756.8 | 756.8 | 3027.2 | 4 | 0 | 4 | C | VLS_Inline | 4 | 4 | 4 | 6 | BranchMin_4BranchMax_6 | 4 | 5 | 12 | HeaderMin_5HeaderMax_12 | 5
496 | 116 | 40157-4P-30HP VLSC | RC9947-1-12.0-4P | 756.8 | 756.8 | 3027.2 | 4 | 0 | 4 | C | VLS_Inline | 4 | 4 | 4 | 6 | BranchMin_4BranchMax_6 | 4 | 5 | 12 | HeaderMin_5HeaderMax_12 | 6
496 | 116 | 40157-4P-30HP VLSC | RC9947-1-12.0-4P | 756.8 | 756.8 | 3027.2 | 4 | 0 | 4 | C | VLS_Inline | 4 | 4 | 4 | 6 | BranchMin_4BranchMax_6 | 4 | 5 | 12 | HeaderMin_5HeaderMax_12 | 8
496 | 116 | 40157-4P-30HP VLSC | RC9947-1-12.0-4P | 756.8 | 756.8 | 3027.2 | 4 | 0 | 4 | C | VLS_Inline | 4 | 4 | 4 | 6 | BranchMin_4BranchMax_6 | 4 | 5 | 12 | HeaderMin_5HeaderMax_12 | 10
496 | 116 | 40157-4P-30HP VLSC | RC9947-1-12.0-4P | 756.8 | 756.8 | 3027.2 | 4 | 0 | 4 | C | VLS_Inline | 4 | 4 | 4 | 6 | BranchMin_4BranchMax_6 | 4 | 5 | 12 | HeaderMin_5HeaderMax_12 | 12
496 | 116 | 40157-4P-30HP VLSC | RC9947-1-12.0-4P | 756.8 | 756.8 | 3027.2 | 4 | 0 | 4 | C | VLS_Inline | 4 | 4 | 4 | 6 | BranchMin_4BranchMax_6 | 5 | 5 | 12 | HeaderMin_5HeaderMax_12 | 5 | INVALID
496 | 116 | 40157-4P-30HP VLSC | RC9947-1-12.0-4P | 756.8 | 756.8 | 3027.2 | 4 | 0 | 4 | C | VLS_Inline | 4 | 4 | 4 | 6 | BranchMin_4BranchMax_6 | 5 | 5 | 12 | HeaderMin_5HeaderMax_12 | 6
496 | 116 | 40157-4P-30HP VLSC | RC9947-1-12.0-4P | 756.8 | 756.8 | 3027.2 | 4 | 0 | 4 | C | VLS_Inline | 4 | 4 | 4 | 6 | BranchMin_4BranchMax_6 | 5 | 5 | 12 | HeaderMin_5HeaderMax_12 | 8
496 | 116 | 40157-4P-30HP VLSC | RC9947-1-12.0-4P | 756.8 | 756.8 | 3027.2 | 4 | 0 | 4 | C | VLS_Inline | 4 | 4 | 4 | 6 | BranchMin_4BranchMax_6 | 5 | 5 | 12 | HeaderMin_5HeaderMax_12 | 10
496 | 116 | 40157-4P-30HP VLSC | RC9947-1-12.0-4P | 756.8 | 756.8 | 3027.2 | 4 | 0 | 4 | C | VLS_Inline | 4 | 4 | 4 | 6 | BranchMin_4BranchMax_6 | 5 | 5 | 12 | HeaderMin_5HeaderMax_12 | 12
496 | 116 | 40157-4P-30HP VLSC | RC9947-1-12.0-4P | 756.8 | 756.8 | 3027.2 | 4 | 0 | 4 | C | VLS_Inline | 4 | 4 | 4 | 6 | BranchMin_4BranchMax_6 | 6 | 5 | 12 | HeaderMin_5HeaderMax_12 | 5 | INVALID
496 | 116 | 40157-4P-30HP VLSC | RC9947-1-12.0-4P | 756.8 | 756.8 | 3027.2 | 4 | 0 | 4 | C | VLS_Inline | 4 | 4 | 4 | 6 | BranchMin_4BranchMax_6 | 6 | 5 | 12 | HeaderMin_5HeaderMax_12 | 6 | INVALID
496 | 116 | 40157-4P-30HP VLSC | RC9947-1-12.0-4P | 756.8 | 756.8 | 3027.2 | 4 | 0 | 4 | C | VLS_Inline | 4 | 4 | 4 | 6 | BranchMin_4BranchMax_6 | 6 | 5 | 12 | HeaderMin_5HeaderMax_12 | 8
496 | 116 | 40157-4P-30HP VLSC | RC9947-1-12.0-4P | 756.8 | 756.8 | 3027.2 | 4 | 0 | 4 | C | VLS_Inline | 4 | 4 | 4 | 6 | BranchMin_4BranchMax_6 | 6 | 5 | 12 | HeaderMin_5HeaderMax_12 | 10
496 | 116 | 40157-4P-30HP VLSC | RC9947-1-12.0-4P | 756.8 | 756.8 | 3027.2 | 4 | 0 | 4 | C | VLS_Inline | 4 | 4 | 4 | 6 | BranchMin_4BranchMax_6 | 6 | 5 | 12 | HeaderMin_5HeaderMax_12 | 12
497 | 117 | 40157-4P-40HP VLSC | RC9947-1-13.41-4P | 830.5 | 830.5 | 3322 | 4 | 0 | 4 | C | VLS_Inline | 4 | 4 | 4 | 6 | BranchMin_4BranchMax_6 | 4 | 5 | 12 | HeaderMin_5HeaderMax_12 | 5
497 | 117 | 40157-4P-40HP VLSC | RC9947-1-13.41-4P | 830.5 | 830.5 | 3322 | 4 | 0 | 4 | C | VLS_Inline | 4 | 4 | 4 | 6 | BranchMin_4BranchMax_6 | 4 | 5 | 12 | HeaderMin_5HeaderMax_12 | 6
497 | 117 | 40157-4P-40HP VLSC | RC9947-1-13.41-4P | 830.5 | 830.5 | 3322 | 4 | 0 | 4 | C | VLS_Inline | 4 | 4 | 4 | 6 | BranchMin_4BranchMax_6 | 4 | 5 | 12 | HeaderMin_5HeaderMax_12 | 8
497 | 117 | 40157-4P-40HP VLSC | RC9947-1-13.41-4P | 830.5 | 830.5 | 3322 | 4 | 0 | 4 | C | VLS_Inline | 4 | 4 | 4 | 6 | BranchMin_4BranchMax_6 | 4 | 5 | 12 | HeaderMin_5HeaderMax_12 | 10
497 | 117 | 40157-4P-40HP VLSC | RC9947-1-13.41-4P | 830.5 | 830.5 | 3322 | 4 | 0 | 4 | C | VLS_Inline | 4 | 4 | 4 | 6 | BranchMin_4BranchMax_6 | 4 | 5 | 12 | HeaderMin_5HeaderMax_12 | 12
497 | 117 | 40157-4P-40HP VLSC | RC9947-1-13.41-4P | 830.5 | 830.5 | 3322 | 4 | 0 | 4 | C | VLS_Inline | 4 | 4 | 4 | 6 | BranchMin_4BranchMax_6 | 5 | 5 | 12 | HeaderMin_5HeaderMax_12 | 5 | INVALID
497 | 117 | 40157-4P-40HP VLSC | RC9947-1-13.41-4P | 830.5 | 830.5 | 3322 | 4 | 0 | 4 | C | VLS_Inline | 4 | 4 | 4 | 6 | BranchMin_4BranchMax_6 | 5 | 5 | 12 | HeaderMin_5HeaderMax_12 | 6
497 | 117 | 40157-4P-40HP VLSC | RC9947-1-13.41-4P | 830.5 | 830.5 | 3322 | 4 | 0 | 4 | C | VLS_Inline | 4 | 4 | 4 | 6 | BranchMin_4BranchMax_6 | 5 | 5 | 12 | HeaderMin_5HeaderMax_12 | 8
497 | 117 | 40157-4P-40HP VLSC | RC9947-1-13.41-4P | 830.5 | 830.5 | 3322 | 4 | 0 | 4 | C | VLS_Inline | 4 | 4 | 4 | 6 | BranchMin_4BranchMax_6 | 5 | 5 | 12 | HeaderMin_5HeaderMax_12 | 10
497 | 117 | 40157-4P-40HP VLSC | RC9947-1-13.41-4P | 830.5 | 830.5 | 3322 | 4 | 0 | 4 | C | VLS_Inline | 4 | 4 | 4 | 6 | BranchMin_4BranchMax_6 | 5 | 5 | 12 | HeaderMin_5HeaderMax_12 | 12
497 | 117 | 40157-4P-40HP VLSC | RC9947-1-13.41-4P | 830.5 | 830.5 | 3322 | 4 | 0 | 4 | C | VLS_Inline | 4 | 4 | 4 | 6 | BranchMin_4BranchMax_6 | 6 | 5 | 12 | HeaderMin_5HeaderMax_12 | 5 | INVALID
497 | 117 | 40157-4P-40HP VLSC | RC9947-1-13.41-4P | 830.5 | 830.5 | 3322 | 4 | 0 | 4 | C | VLS_Inline | 4 | 4 | 4 | 6 | BranchMin_4BranchMax_6 | 6 | 5 | 12 | HeaderMin_5HeaderMax_12 | 6 | INVALID
497 | 117 | 40157-4P-40HP VLSC | RC9947-1-13.41-4P | 830.5 | 830.5 | 3322 | 4 | 0 | 4 | C | VLS_Inline | 4 | 4 | 4 | 6 | BranchMin_4BranchMax_6 | 6 | 5 | 12 | HeaderMin_5HeaderMax_12 | 8
497 | 117 | 40157-4P-40HP VLSC | RC9947-1-13.41-4P | 830.5 | 830.5 | 3322 | 4 | 0 | 4 | C | VLS_Inline | 4 | 4 | 4 | 6 | BranchMin_4BranchMax_6 | 6 | 5 | 12 | HeaderMin_5HeaderMax_12 | 10
497 | 117 | 40157-4P-40HP VLSC | RC9947-1-13.41-4P | 830.5 | 830.5 | 3322 | 4 | 0 | 4 | C | VLS_Inline | 4 | 4 | 4 | 6 | BranchMin_4BranchMax_6 | 6 | 5 | 12 | HeaderMin_5HeaderMax_12 | 12
498 | 118 | 40157-4P-50HP VLSC | RC9947-1-14.10-4P | 873.3 | 873.3 | 3493.2 | 4 | 0 | 4 | C | VLS_Inline | 4 | 4 | 4 | 6 | BranchMin_4BranchMax_6 | 4 | 5 | 12 | HeaderMin_5HeaderMax_12 | 5
498 | 118 | 40157-4P-50HP VLSC | RC9947-1-14.10-4P | 873.3 | 873.3 | 3493.2 | 4 | 0 | 4 | C | VLS_Inline | 4 | 4 | 4 | 6 | BranchMin_4BranchMax_6 | 4 | 5 | 12 | HeaderMin_5HeaderMax_12 | 6
498 | 118 | 40157-4P-50HP VLSC | RC9947-1-14.10-4P | 873.3 | 873.3 | 3493.2 | 4 | 0 | 4 | C | VLS_Inline | 4 | 4 | 4 | 6 | BranchMin_4BranchMax_6 | 4 | 5 | 12 | HeaderMin_5HeaderMax_12 | 8
498 | 118 | 40157-4P-50HP VLSC | RC9947-1-14.10-4P | 873.3 | 873.3 | 3493.2 | 4 | 0 | 4 | C | VLS_Inline | 4 | 4 | 4 | 6 | BranchMin_4BranchMax_6 | 4 | 5 | 12 | HeaderMin_5HeaderMax_12 | 10
498 | 118 | 40157-4P-50HP VLSC | RC9947-1-14.10-4P | 873.3 | 873.3 | 3493.2 | 4 | 0 | 4 | C | VLS_Inline | 4 | 4 | 4 | 6 | BranchMin_4BranchMax_6 | 4 | 5 | 12 | HeaderMin_5HeaderMax_12 | 12
498 | 118 | 40157-4P-50HP VLSC | RC9947-1-14.10-4P | 873.3 | 873.3 | 3493.2 | 4 | 0 | 4 | C | VLS_Inline | 4 | 4 | 4 | 6 | BranchMin_4BranchMax_6 | 5 | 5 | 12 | HeaderMin_5HeaderMax_12 | 5 | INVALID
498 | 118 | 40157-4P-50HP VLSC | RC9947-1-14.10-4P | 873.3 | 873.3 | 3493.2 | 4 | 0 | 4 | C | VLS_Inline | 4 | 4 | 4 | 6 | BranchMin_4BranchMax_6 | 5 | 5 | 12 | HeaderMin_5HeaderMax_12 | 6
498 | 118 | 40157-4P-50HP VLSC | RC9947-1-14.10-4P | 873.3 | 873.3 | 3493.2 | 4 | 0 | 4 | C | VLS_Inline | 4 | 4 | 4 | 6 | BranchMin_4BranchMax_6 | 5 | 5 | 12 | HeaderMin_5HeaderMax_12 | 8
498 | 118 | 40157-4P-50HP VLSC | RC9947-1-14.10-4P | 873.3 | 873.3 | 3493.2 | 4 | 0 | 4 | C | VLS_Inline | 4 | 4 | 4 | 6 | BranchMin_4BranchMax_6 | 5 | 5 | 12 | HeaderMin_5HeaderMax_12 | 10
498 | 118 | 40157-4P-50HP VLSC | RC9947-1-14.10-4P | 873.3 | 873.3 | 3493.2 | 4 | 0 | 4 | C | VLS_Inline | 4 | 4 | 4 | 6 | BranchMin_4BranchMax_6 | 5 | 5 | 12 | HeaderMin_5HeaderMax_12 | 12
498 | 118 | 40157-4P-50HP VLSC | RC9947-1-14.10-4P | 873.3 | 873.3 | 3493.2 | 4 | 0 | 4 | C | VLS_Inline | 4 | 4 | 4 | 6 | BranchMin_4BranchMax_6 | 6 | 5 | 12 | HeaderMin_5HeaderMax_12 | 5 | INVALID
498 | 118 | 40157-4P-50HP VLSC | RC9947-1-14.10-4P | 873.3 | 873.3 | 3493.2 | 4 | 0 | 4 | C | VLS_Inline | 4 | 4 | 4 | 6 | BranchMin_4BranchMax_6 | 6 | 5 | 12 | HeaderMin_5HeaderMax_12 | 6 | INVALID
498 | 118 | 40157-4P-50HP VLSC | RC9947-1-14.10-4P | 873.3 | 873.3 | 3493.2 | 4 | 0 | 4 | C | VLS_Inline | 4 | 4 | 4 | 6 | BranchMin_4BranchMax_6 | 6 | 5 | 12 | HeaderMin_5HeaderMax_12 | 8
498 | 118 | 40157-4P-50HP VLSC | RC9947-1-14.10-4P | 873.3 | 873.3 | 3493.2 | 4 | 0 | 4 | C | VLS_Inline | 4 | 4 | 4 | 6 | BranchMin_4BranchMax_6 | 6 | 5 | 12 | HeaderMin_5HeaderMax_12 | 10
498 | 118 | 40157-4P-50HP VLSC | RC9947-1-14.10-4P | 873.3 | 873.3 | 3493.2 | 4 | 0 | 4 | C | VLS_Inline | 4 | 4 | 4 | 6 | BranchMin_4BranchMax_6 | 6 | 5 | 12 | HeaderMin_5HeaderMax_12 | 12
499 | 119 | 40159-4P-30HP VLSC | VLSC_40159_4P_30HP | 639.1572 | 639.1572 | 2556.6287 | 4 | 0 | 4 | C | VLS_Inline | 4 | 4 | 4 | 5 | BranchMin_4BranchMax_5 | 4 | 5 | 12 | HeaderMin_5HeaderMax_12 | 5
499 | 119 | 40159-4P-30HP VLSC | VLSC_40159_4P_30HP | 639.1572 | 639.1572 | 2556.6287 | 4 | 0 | 4 | C | VLS_Inline | 4 | 4 | 4 | 5 | BranchMin_4BranchMax_5 | 4 | 5 | 12 | HeaderMin_5HeaderMax_12 | 6
499 | 119 | 40159-4P-30HP VLSC | VLSC_40159_4P_30HP | 639.1572 | 639.1572 | 2556.6287 | 4 | 0 | 4 | C | VLS_Inline | 4 | 4 | 4 | 5 | BranchMin_4BranchMax_5 | 4 | 5 | 12 | HeaderMin_5HeaderMax_12 | 8
499 | 119 | 40159-4P-30HP VLSC | VLSC_40159_4P_30HP | 639.1572 | 639.1572 | 2556.6287 | 4 | 0 | 4 | C | VLS_Inline | 4 | 4 | 4 | 5 | BranchMin_4BranchMax_5 | 4 | 5 | 12 | HeaderMin_5HeaderMax_12 | 10
499 | 119 | 40159-4P-30HP VLSC | VLSC_40159_4P_30HP | 639.1572 | 639.1572 | 2556.6287 | 4 | 0 | 4 | C | VLS_Inline | 4 | 4 | 4 | 5 | BranchMin_4BranchMax_5 | 4 | 5 | 12 | HeaderMin_5HeaderMax_12 | 12
499 | 119 | 40159-4P-30HP VLSC | VLSC_40159_4P_30HP | 639.1572 | 639.1572 | 2556.6287 | 4 | 0 | 4 | C | VLS_Inline | 4 | 4 | 4 | 5 | BranchMin_4BranchMax_5 | 5 | 5 | 12 | HeaderMin_5HeaderMax_12 | 5 | INVALID
499 | 119 | 40159-4P-30HP VLSC | VLSC_40159_4P_30HP | 639.1572 | 639.1572 | 2556.6287 | 4 | 0 | 4 | C | VLS_Inline | 4 | 4 | 4 | 5 | BranchMin_4BranchMax_5 | 5 | 5 | 12 | HeaderMin_5HeaderMax_12 | 6
499 | 119 | 40159-4P-30HP VLSC | VLSC_40159_4P_30HP | 639.1572 | 639.1572 | 2556.6287 | 4 | 0 | 4 | C | VLS_Inline | 4 | 4 | 4 | 5 | BranchMin_4BranchMax_5 | 5 | 5 | 12 | HeaderMin_5HeaderMax_12 | 8
499 | 119 | 40159-4P-30HP VLSC | VLSC_40159_4P_30HP | 639.1572 | 639.1572 | 2556.6287 | 4 | 0 | 4 | C | VLS_Inline | 4 | 4 | 4 | 5 | BranchMin_4BranchMax_5 | 5 | 5 | 12 | HeaderMin_5HeaderMax_12 | 10
499 | 119 | 40159-4P-30HP VLSC | VLSC_40159_4P_30HP | 639.1572 | 639.1572 | 2556.6287 | 4 | 0 | 4 | C | VLS_Inline | 4 | 4 | 4 | 5 | BranchMin_4BranchMax_5 | 5 | 5 | 12 | HeaderMin_5HeaderMax_12 | 12
500 | 120 | 40159-4P-40HP VLSC | VLSC_40159_4P_40HP | 794.9133 | 794.9133 | 3179.6532 | 4 | 0 | 4 | C | VLS_Inline | 4 | 4 | 4 | 6 | BranchMin_4BranchMax_6 | 4 | 5 | 12 | HeaderMin_5HeaderMax_12 | 5
500 | 120 | 40159-4P-40HP VLSC | VLSC_40159_4P_40HP | 794.9133 | 794.9133 | 3179.6532 | 4 | 0 | 4 | C | VLS_Inline | 4 | 4 | 4 | 6 | BranchMin_4BranchMax_6 | 4 | 5 | 12 | HeaderMin_5HeaderMax_12 | 6
500 | 120 | 40159-4P-40HP VLSC | VLSC_40159_4P_40HP | 794.9133 | 794.9133 | 3179.6532 | 4 | 0 | 4 | C | VLS_Inline | 4 | 4 | 4 | 6 | BranchMin_4BranchMax_6 | 4 | 5 | 12 | HeaderMin_5HeaderMax_12 | 8
500 | 120 | 40159-4P-40HP VLSC | VLSC_40159_4P_40HP | 794.9133 | 794.9133 | 3179.6532 | 4 | 0 | 4 | C | VLS_Inline | 4 | 4 | 4 | 6 | BranchMin_4BranchMax_6 | 4 | 5 | 12 | HeaderMin_5HeaderMax_12 | 10
500 | 120 | 40159-4P-40HP VLSC | VLSC_40159_4P_40HP | 794.9133 | 794.9133 | 3179.6532 | 4 | 0 | 4 | C | VLS_Inline | 4 | 4 | 4 | 6 | BranchMin_4BranchMax_6 | 4 | 5 | 12 | HeaderMin_5HeaderMax_12 | 12
500 | 120 | 40159-4P-40HP VLSC | VLSC_40159_4P_40HP | 794.9133 | 794.9133 | 3179.6532 | 4 | 0 | 4 | C | VLS_Inline | 4 | 4 | 4 | 6 | BranchMin_4BranchMax_6 | 5 | 5 | 12 | HeaderMin_5HeaderMax_12 | 5 | INVALID
500 | 120 | 40159-4P-40HP VLSC | VLSC_40159_4P_40HP | 794.9133 | 794.9133 | 3179.6532 | 4 | 0 | 4 | C | VLS_Inline | 4 | 4 | 4 | 6 | BranchMin_4BranchMax_6 | 5 | 5 | 12 | HeaderMin_5HeaderMax_12 | 6
500 | 120 | 40159-4P-40HP VLSC | VLSC_40159_4P_40HP | 794.9133 | 794.9133 | 3179.6532 | 4 | 0 | 4 | C | VLS_Inline | 4 | 4 | 4 | 6 | BranchMin_4BranchMax_6 | 5 | 5 | 12 | HeaderMin_5HeaderMax_12 | 8
500 | 120 | 40159-4P-40HP VLSC | VLSC_40159_4P_40HP | 794.9133 | 794.9133 | 3179.6532 | 4 | 0 | 4 | C | VLS_Inline | 4 | 4 | 4 | 6 | BranchMin_4BranchMax_6 | 5 | 5 | 12 | HeaderMin_5HeaderMax_12 | 10
500 | 120 | 40159-4P-40HP VLSC | VLSC_40159_4P_40HP | 794.9133 | 794.9133 | 3179.6532 | 4 | 0 | 4 | C | VLS_Inline | 4 | 4 | 4 | 6 | BranchMin_4BranchMax_6 | 5 | 5 | 12 | HeaderMin_5HeaderMax_12 | 12
500 | 120 | 40159-4P-40HP VLSC | VLSC_40159_4P_40HP | 794.9133 | 794.9133 | 3179.6532 | 4 | 0 | 4 | C | VLS_Inline | 4 | 4 | 4 | 6 | BranchMin_4BranchMax_6 | 6 | 5 | 12 | HeaderMin_5HeaderMax_12 | 5 | INVALID
500 | 120 | 40159-4P-40HP VLSC | VLSC_40159_4P_40HP | 794.9133 | 794.9133 | 3179.6532 | 4 | 0 | 4 | C | VLS_Inline | 4 | 4 | 4 | 6 | BranchMin_4BranchMax_6 | 6 | 5 | 12 | HeaderMin_5HeaderMax_12 | 6 | INVALID
500 | 120 | 40159-4P-40HP VLSC | VLSC_40159_4P_40HP | 794.9133 | 794.9133 | 3179.6532 | 4 | 0 | 4 | C | VLS_Inline | 4 | 4 | 4 | 6 | BranchMin_4BranchMax_6 | 6 | 5 | 12 | HeaderMin_5HeaderMax_12 | 8
500 | 120 | 40159-4P-40HP VLSC | VLSC_40159_4P_40HP | 794.9133 | 794.9133 | 3179.6532 | 4 | 0 | 4 | C | VLS_Inline | 4 | 4 | 4 | 6 | BranchMin_4BranchMax_6 | 6 | 5 | 12 | HeaderMin_5HeaderMax_12 | 10
500 | 120 | 40159-4P-40HP VLSC | VLSC_40159_4P_40HP | 794.9133 | 794.9133 | 3179.6532 | 4 | 0 | 4 | C | VLS_Inline | 4 | 4 | 4 | 6 | BranchMin_4BranchMax_6 | 6 | 5 | 12 | HeaderMin_5HeaderMax_12 | 12
501 | 121 | 40159-4P-50HP VLSC | VLSC_40159_4P_50HP | 882.342 | 882.342 | 3529.3682 | 4 | 0 | 4 | C | VLS_Inline | 4 | 4 | 4 | 6 | BranchMin_4BranchMax_6 | 4 | 5 | 12 | HeaderMin_5HeaderMax_12 | 5
501 | 121 | 40159-4P-50HP VLSC | VLSC_40159_4P_50HP | 882.342 | 882.342 | 3529.3682 | 4 | 0 | 4 | C | VLS_Inline | 4 | 4 | 4 | 6 | BranchMin_4BranchMax_6 | 4 | 5 | 12 | HeaderMin_5HeaderMax_12 | 6
501 | 121 | 40159-4P-50HP VLSC | VLSC_40159_4P_50HP | 882.342 | 882.342 | 3529.3682 | 4 | 0 | 4 | C | VLS_Inline | 4 | 4 | 4 | 6 | BranchMin_4BranchMax_6 | 4 | 5 | 12 | HeaderMin_5HeaderMax_12 | 8
501 | 121 | 40159-4P-50HP VLSC | VLSC_40159_4P_50HP | 882.342 | 882.342 | 3529.3682 | 4 | 0 | 4 | C | VLS_Inline | 4 | 4 | 4 | 6 | BranchMin_4BranchMax_6 | 4 | 5 | 12 | HeaderMin_5HeaderMax_12 | 10
501 | 121 | 40159-4P-50HP VLSC | VLSC_40159_4P_50HP | 882.342 | 882.342 | 3529.3682 | 4 | 0 | 4 | C | VLS_Inline | 4 | 4 | 4 | 6 | BranchMin_4BranchMax_6 | 4 | 5 | 12 | HeaderMin_5HeaderMax_12 | 12
501 | 121 | 40159-4P-50HP VLSC | VLSC_40159_4P_50HP | 882.342 | 882.342 | 3529.3682 | 4 | 0 | 4 | C | VLS_Inline | 4 | 4 | 4 | 6 | BranchMin_4BranchMax_6 | 5 | 5 | 12 | HeaderMin_5HeaderMax_12 | 5 | INVALID
501 | 121 | 40159-4P-50HP VLSC | VLSC_40159_4P_50HP | 882.342 | 882.342 | 3529.3682 | 4 | 0 | 4 | C | VLS_Inline | 4 | 4 | 4 | 6 | BranchMin_4BranchMax_6 | 5 | 5 | 12 | HeaderMin_5HeaderMax_12 | 6
501 | 121 | 40159-4P-50HP VLSC | VLSC_40159_4P_50HP | 882.342 | 882.342 | 3529.3682 | 4 | 0 | 4 | C | VLS_Inline | 4 | 4 | 4 | 6 | BranchMin_4BranchMax_6 | 5 | 5 | 12 | HeaderMin_5HeaderMax_12 | 8
501 | 121 | 40159-4P-50HP VLSC | VLSC_40159_4P_50HP | 882.342 | 882.342 | 3529.3682 | 4 | 0 | 4 | C | VLS_Inline | 4 | 4 | 4 | 6 | BranchMin_4BranchMax_6 | 5 | 5 | 12 | HeaderMin_5HeaderMax_12 | 10
501 | 121 | 40159-4P-50HP VLSC | VLSC_40159_4P_50HP | 882.342 | 882.342 | 3529.3682 | 4 | 0 | 4 | C | VLS_Inline | 4 | 4 | 4 | 6 | BranchMin_4BranchMax_6 | 5 | 5 | 12 | HeaderMin_5HeaderMax_12 | 12
501 | 121 | 40159-4P-50HP VLSC | VLSC_40159_4P_50HP | 882.342 | 882.342 | 3529.3682 | 4 | 0 | 4 | C | VLS_Inline | 4 | 4 | 4 | 6 | BranchMin_4BranchMax_6 | 6 | 5 | 12 | HeaderMin_5HeaderMax_12 | 5 | INVALID
501 | 121 | 40159-4P-50HP VLSC | VLSC_40159_4P_50HP | 882.342 | 882.342 | 3529.3682 | 4 | 0 | 4 | C | VLS_Inline | 4 | 4 | 4 | 6 | BranchMin_4BranchMax_6 | 6 | 5 | 12 | HeaderMin_5HeaderMax_12 | 6 | INVALID
501 | 121 | 40159-4P-50HP VLSC | VLSC_40159_4P_50HP | 882.342 | 882.342 | 3529.3682 | 4 | 0 | 4 | C | VLS_Inline | 4 | 4 | 4 | 6 | BranchMin_4BranchMax_6 | 6 | 5 | 12 | HeaderMin_5HeaderMax_12 | 8
501 | 121 | 40159-4P-50HP VLSC | VLSC_40159_4P_50HP | 882.342 | 882.342 | 3529.3682 | 4 | 0 | 4 | C | VLS_Inline | 4 | 4 | 4 | 6 | BranchMin_4BranchMax_6 | 6 | 5 | 12 | HeaderMin_5HeaderMax_12 | 10
501 | 121 | 40159-4P-50HP VLSC | VLSC_40159_4P_50HP | 882.342 | 882.342 | 3529.3682 | 4 | 0 | 4 | C | VLS_Inline | 4 | 4 | 4 | 6 | BranchMin_4BranchMax_6 | 6 | 5 | 12 | HeaderMin_5HeaderMax_12 | 12
502 | 122 | 50707-2P-30HP VLSC | VLSC_50707_2P_30HP | 935.9263 | 935.9263 | 3743.7052 | 4 | 0 | 4 | C | VLS_Inline | 5 | 5 | 5 | 6 | BranchMin_5BranchMax_6 | 5 | 6 | 14 | HeaderMin_6HeaderMax_14 | 6
502 | 122 | 50707-2P-30HP VLSC | VLSC_50707_2P_30HP | 935.9263 | 935.9263 | 3743.7052 | 4 | 0 | 4 | C | VLS_Inline | 5 | 5 | 5 | 6 | BranchMin_5BranchMax_6 | 5 | 6 | 14 | HeaderMin_6HeaderMax_14 | 8
502 | 122 | 50707-2P-30HP VLSC | VLSC_50707_2P_30HP | 935.9263 | 935.9263 | 3743.7052 | 4 | 0 | 4 | C | VLS_Inline | 5 | 5 | 5 | 6 | BranchMin_5BranchMax_6 | 5 | 6 | 14 | HeaderMin_6HeaderMax_14 | 10
502 | 122 | 50707-2P-30HP VLSC | VLSC_50707_2P_30HP | 935.9263 | 935.9263 | 3743.7052 | 4 | 0 | 4 | C | VLS_Inline | 5 | 5 | 5 | 6 | BranchMin_5BranchMax_6 | 5 | 6 | 14 | HeaderMin_6HeaderMax_14 | 12
502 | 122 | 50707-2P-30HP VLSC | VLSC_50707_2P_30HP | 935.9263 | 935.9263 | 3743.7052 | 4 | 0 | 4 | C | VLS_Inline | 5 | 5 | 5 | 6 | BranchMin_5BranchMax_6 | 5 | 6 | 14 | HeaderMin_6HeaderMax_14 | 14
502 | 122 | 50707-2P-30HP VLSC | VLSC_50707_2P_30HP | 935.9263 | 935.9263 | 3743.7052 | 4 | 0 | 4 | C | VLS_Inline | 5 | 5 | 5 | 6 | BranchMin_5BranchMax_6 | 6 | 6 | 14 | HeaderMin_6HeaderMax_14 | 6 | INVALID
502 | 122 | 50707-2P-30HP VLSC | VLSC_50707_2P_30HP | 935.9263 | 935.9263 | 3743.7052 | 4 | 0 | 4 | C | VLS_Inline | 5 | 5 | 5 | 6 | BranchMin_5BranchMax_6 | 6 | 6 | 14 | HeaderMin_6HeaderMax_14 | 8
502 | 122 | 50707-2P-30HP VLSC | VLSC_50707_2P_30HP | 935.9263 | 935.9263 | 3743.7052 | 4 | 0 | 4 | C | VLS_Inline | 5 | 5 | 5 | 6 | BranchMin_5BranchMax_6 | 6 | 6 | 14 | HeaderMin_6HeaderMax_14 | 10
502 | 122 | 50707-2P-30HP VLSC | VLSC_50707_2P_30HP | 935.9263 | 935.9263 | 3743.7052 | 4 | 0 | 4 | C | VLS_Inline | 5 | 5 | 5 | 6 | BranchMin_5BranchMax_6 | 6 | 6 | 14 | HeaderMin_6HeaderMax_14 | 12
502 | 122 | 50707-2P-30HP VLSC | VLSC_50707_2P_30HP | 935.9263 | 935.9263 | 3743.7052 | 4 | 0 | 4 | C | VLS_Inline | 5 | 5 | 5 | 6 | BranchMin_5BranchMax_6 | 6 | 6 | 14 | HeaderMin_6HeaderMax_14 | 14
503 | 123 | 50707-2P-40HP VLSC | VLSC_50707_2P_40HP | 1136.2741 | 1136.2741 | 4545.0963 | 4 | 0 | 4 | C | VLS_Inline | 5 | 5 | 5 | 8 | BranchMin_5BranchMax_8 | 5 | 6 | 16 | HeaderMin_6HeaderMax_16 | 6
503 | 123 | 50707-2P-40HP VLSC | VLSC_50707_2P_40HP | 1136.2741 | 1136.2741 | 4545.0963 | 4 | 0 | 4 | C | VLS_Inline | 5 | 5 | 5 | 8 | BranchMin_5BranchMax_8 | 5 | 6 | 16 | HeaderMin_6HeaderMax_16 | 8
503 | 123 | 50707-2P-40HP VLSC | VLSC_50707_2P_40HP | 1136.2741 | 1136.2741 | 4545.0963 | 4 | 0 | 4 | C | VLS_Inline | 5 | 5 | 5 | 8 | BranchMin_5BranchMax_8 | 5 | 6 | 16 | HeaderMin_6HeaderMax_16 | 10
503 | 123 | 50707-2P-40HP VLSC | VLSC_50707_2P_40HP | 1136.2741 | 1136.2741 | 4545.0963 | 4 | 0 | 4 | C | VLS_Inline | 5 | 5 | 5 | 8 | BranchMin_5BranchMax_8 | 5 | 6 | 16 | HeaderMin_6HeaderMax_16 | 12
503 | 123 | 50707-2P-40HP VLSC | VLSC_50707_2P_40HP | 1136.2741 | 1136.2741 | 4545.0963 | 4 | 0 | 4 | C | VLS_Inline | 5 | 5 | 5 | 8 | BranchMin_5BranchMax_8 | 5 | 6 | 16 | HeaderMin_6HeaderMax_16 | 14
503 | 123 | 50707-2P-40HP VLSC | VLSC_50707_2P_40HP | 1136.2741 | 1136.2741 | 4545.0963 | 4 | 0 | 4 | C | VLS_Inline | 5 | 5 | 5 | 8 | BranchMin_5BranchMax_8 | 5 | 6 | 16 | HeaderMin_6HeaderMax_16 | 16
503 | 123 | 50707-2P-40HP VLSC | VLSC_50707_2P_40HP | 1136.2741 | 1136.2741 | 4545.0963 | 4 | 0 | 4 | C | VLS_Inline | 5 | 5 | 5 | 8 | BranchMin_5BranchMax_8 | 6 | 6 | 16 | HeaderMin_6HeaderMax_16 | 6 | INVALID
503 | 123 | 50707-2P-40HP VLSC | VLSC_50707_2P_40HP | 1136.2741 | 1136.2741 | 4545.0963 | 4 | 0 | 4 | C | VLS_Inline | 5 | 5 | 5 | 8 | BranchMin_5BranchMax_8 | 6 | 6 | 16 | HeaderMin_6HeaderMax_16 | 8
503 | 123 | 50707-2P-40HP VLSC | VLSC_50707_2P_40HP | 1136.2741 | 1136.2741 | 4545.0963 | 4 | 0 | 4 | C | VLS_Inline | 5 | 5 | 5 | 8 | BranchMin_5BranchMax_8 | 6 | 6 | 16 | HeaderMin_6HeaderMax_16 | 10
503 | 123 | 50707-2P-40HP VLSC | VLSC_50707_2P_40HP | 1136.2741 | 1136.2741 | 4545.0963 | 4 | 0 | 4 | C | VLS_Inline | 5 | 5 | 5 | 8 | BranchMin_5BranchMax_8 | 6 | 6 | 16 | HeaderMin_6HeaderMax_16 | 12
503 | 123 | 50707-2P-40HP VLSC | VLSC_50707_2P_40HP | 1136.2741 | 1136.2741 | 4545.0963 | 4 | 0 | 4 | C | VLS_Inline | 5 | 5 | 5 | 8 | BranchMin_5BranchMax_8 | 6 | 6 | 16 | HeaderMin_6HeaderMax_16 | 14
503 | 123 | 50707-2P-40HP VLSC | VLSC_50707_2P_40HP | 1136.2741 | 1136.2741 | 4545.0963 | 4 | 0 | 4 | C | VLS_Inline | 5 | 5 | 5 | 8 | BranchMin_5BranchMax_8 | 6 | 6 | 16 | HeaderMin_6HeaderMax_16 | 16
503 | 123 | 50707-2P-40HP VLSC | VLSC_50707_2P_40HP | 1136.2741 | 1136.2741 | 4545.0963 | 4 | 0 | 4 | C | VLS_Inline | 5 | 5 | 5 | 8 | BranchMin_5BranchMax_8 | 8 | 6 | 16 | HeaderMin_6HeaderMax_16 | 6 | INVALID
503 | 123 | 50707-2P-40HP VLSC | VLSC_50707_2P_40HP | 1136.2741 | 1136.2741 | 4545.0963 | 4 | 0 | 4 | C | VLS_Inline | 5 | 5 | 5 | 8 | BranchMin_5BranchMax_8 | 8 | 6 | 16 | HeaderMin_6HeaderMax_16 | 8 | INVALID
503 | 123 | 50707-2P-40HP VLSC | VLSC_50707_2P_40HP | 1136.2741 | 1136.2741 | 4545.0963 | 4 | 0 | 4 | C | VLS_Inline | 5 | 5 | 5 | 8 | BranchMin_5BranchMax_8 | 8 | 6 | 16 | HeaderMin_6HeaderMax_16 | 10
503 | 123 | 50707-2P-40HP VLSC | VLSC_50707_2P_40HP | 1136.2741 | 1136.2741 | 4545.0963 | 4 | 0 | 4 | C | VLS_Inline | 5 | 5 | 5 | 8 | BranchMin_5BranchMax_8 | 8 | 6 | 16 | HeaderMin_6HeaderMax_16 | 12
503 | 123 | 50707-2P-40HP VLSC | VLSC_50707_2P_40HP | 1136.2741 | 1136.2741 | 4545.0963 | 4 | 0 | 4 | C | VLS_Inline | 5 | 5 | 5 | 8 | BranchMin_5BranchMax_8 | 8 | 6 | 16 | HeaderMin_6HeaderMax_16 | 14
503 | 123 | 50707-2P-40HP VLSC | VLSC_50707_2P_40HP | 1136.2741 | 1136.2741 | 4545.0963 | 4 | 0 | 4 | C | VLS_Inline | 5 | 5 | 5 | 8 | BranchMin_5BranchMax_8 | 8 | 6 | 16 | HeaderMin_6HeaderMax_16 | 16
504 | 124 | 50707-2P-50HP VLSC | VLSC_50707_2P_50HP | 1332.9681 | 1332.9681 | 5331.8724 | 4 | 0 | 4 | C | VLS_Inline | 5 | 5 | 5 | 8 | BranchMin_5BranchMax_8 | 5 | 6 | 16 | HeaderMin_6HeaderMax_16 | 6
504 | 124 | 50707-2P-50HP VLSC | VLSC_50707_2P_50HP | 1332.9681 | 1332.9681 | 5331.8724 | 4 | 0 | 4 | C | VLS_Inline | 5 | 5 | 5 | 8 | BranchMin_5BranchMax_8 | 5 | 6 | 16 | HeaderMin_6HeaderMax_16 | 8
504 | 124 | 50707-2P-50HP VLSC | VLSC_50707_2P_50HP | 1332.9681 | 1332.9681 | 5331.8724 | 4 | 0 | 4 | C | VLS_Inline | 5 | 5 | 5 | 8 | BranchMin_5BranchMax_8 | 5 | 6 | 16 | HeaderMin_6HeaderMax_16 | 10
504 | 124 | 50707-2P-50HP VLSC | VLSC_50707_2P_50HP | 1332.9681 | 1332.9681 | 5331.8724 | 4 | 0 | 4 | C | VLS_Inline | 5 | 5 | 5 | 8 | BranchMin_5BranchMax_8 | 5 | 6 | 16 | HeaderMin_6HeaderMax_16 | 12
504 | 124 | 50707-2P-50HP VLSC | VLSC_50707_2P_50HP | 1332.9681 | 1332.9681 | 5331.8724 | 4 | 0 | 4 | C | VLS_Inline | 5 | 5 | 5 | 8 | BranchMin_5BranchMax_8 | 5 | 6 | 16 | HeaderMin_6HeaderMax_16 | 14
504 | 124 | 50707-2P-50HP VLSC | VLSC_50707_2P_50HP | 1332.9681 | 1332.9681 | 5331.8724 | 4 | 0 | 4 | C | VLS_Inline | 5 | 5 | 5 | 8 | BranchMin_5BranchMax_8 | 5 | 6 | 16 | HeaderMin_6HeaderMax_16 | 16
504 | 124 | 50707-2P-50HP VLSC | VLSC_50707_2P_50HP | 1332.9681 | 1332.9681 | 5331.8724 | 4 | 0 | 4 | C | VLS_Inline | 5 | 5 | 5 | 8 | BranchMin_5BranchMax_8 | 6 | 6 | 16 | HeaderMin_6HeaderMax_16 | 6 | INVALID
504 | 124 | 50707-2P-50HP VLSC | VLSC_50707_2P_50HP | 1332.9681 | 1332.9681 | 5331.8724 | 4 | 0 | 4 | C | VLS_Inline | 5 | 5 | 5 | 8 | BranchMin_5BranchMax_8 | 6 | 6 | 16 | HeaderMin_6HeaderMax_16 | 8
504 | 124 | 50707-2P-50HP VLSC | VLSC_50707_2P_50HP | 1332.9681 | 1332.9681 | 5331.8724 | 4 | 0 | 4 | C | VLS_Inline | 5 | 5 | 5 | 8 | BranchMin_5BranchMax_8 | 6 | 6 | 16 | HeaderMin_6HeaderMax_16 | 10
504 | 124 | 50707-2P-50HP VLSC | VLSC_50707_2P_50HP | 1332.9681 | 1332.9681 | 5331.8724 | 4 | 0 | 4 | C | VLS_Inline | 5 | 5 | 5 | 8 | BranchMin_5BranchMax_8 | 6 | 6 | 16 | HeaderMin_6HeaderMax_16 | 12
504 | 124 | 50707-2P-50HP VLSC | VLSC_50707_2P_50HP | 1332.9681 | 1332.9681 | 5331.8724 | 4 | 0 | 4 | C | VLS_Inline | 5 | 5 | 5 | 8 | BranchMin_5BranchMax_8 | 6 | 6 | 16 | HeaderMin_6HeaderMax_16 | 14
504 | 124 | 50707-2P-50HP VLSC | VLSC_50707_2P_50HP | 1332.9681 | 1332.9681 | 5331.8724 | 4 | 0 | 4 | C | VLS_Inline | 5 | 5 | 5 | 8 | BranchMin_5BranchMax_8 | 6 | 6 | 16 | HeaderMin_6HeaderMax_16 | 16
504 | 124 | 50707-2P-50HP VLSC | VLSC_50707_2P_50HP | 1332.9681 | 1332.9681 | 5331.8724 | 4 | 0 | 4 | C | VLS_Inline | 5 | 5 | 5 | 8 | BranchMin_5BranchMax_8 | 8 | 6 | 16 | HeaderMin_6HeaderMax_16 | 6 | INVALID
504 | 124 | 50707-2P-50HP VLSC | VLSC_50707_2P_50HP | 1332.9681 | 1332.9681 | 5331.8724 | 4 | 0 | 4 | C | VLS_Inline | 5 | 5 | 5 | 8 | BranchMin_5BranchMax_8 | 8 | 6 | 16 | HeaderMin_6HeaderMax_16 | 8 | INVALID
504 | 124 | 50707-2P-50HP VLSC | VLSC_50707_2P_50HP | 1332.9681 | 1332.9681 | 5331.8724 | 4 | 0 | 4 | C | VLS_Inline | 5 | 5 | 5 | 8 | BranchMin_5BranchMax_8 | 8 | 6 | 16 | HeaderMin_6HeaderMax_16 | 10
504 | 124 | 50707-2P-50HP VLSC | VLSC_50707_2P_50HP | 1332.9681 | 1332.9681 | 5331.8724 | 4 | 0 | 4 | C | VLS_Inline | 5 | 5 | 5 | 8 | BranchMin_5BranchMax_8 | 8 | 6 | 16 | HeaderMin_6HeaderMax_16 | 12
504 | 124 | 50707-2P-50HP VLSC | VLSC_50707_2P_50HP | 1332.9681 | 1332.9681 | 5331.8724 | 4 | 0 | 4 | C | VLS_Inline | 5 | 5 | 5 | 8 | BranchMin_5BranchMax_8 | 8 | 6 | 16 | HeaderMin_6HeaderMax_16 | 14
504 | 124 | 50707-2P-50HP VLSC | VLSC_50707_2P_50HP | 1332.9681 | 1332.9681 | 5331.8724 | 4 | 0 | 4 | C | VLS_Inline | 5 | 5 | 5 | 8 | BranchMin_5BranchMax_8 | 8 | 6 | 16 | HeaderMin_6HeaderMax_16 | 16
505 | 125 | 50707-2P-60HP VLSC | VLSC_50707_2P_60HP | 1528.3535 | 1528.3535 | 6113.414 | 4 | 0 | 4 | C | VLS_Inline | 5 | 5 | 5 | 8 | BranchMin_5BranchMax_8 | 5 | 6 | 18 | HeaderMin_6HeaderMax_18 | 6
505 | 125 | 50707-2P-60HP VLSC | VLSC_50707_2P_60HP | 1528.3535 | 1528.3535 | 6113.414 | 4 | 0 | 4 | C | VLS_Inline | 5 | 5 | 5 | 8 | BranchMin_5BranchMax_8 | 5 | 6 | 18 | HeaderMin_6HeaderMax_18 | 8
505 | 125 | 50707-2P-60HP VLSC | VLSC_50707_2P_60HP | 1528.3535 | 1528.3535 | 6113.414 | 4 | 0 | 4 | C | VLS_Inline | 5 | 5 | 5 | 8 | BranchMin_5BranchMax_8 | 5 | 6 | 18 | HeaderMin_6HeaderMax_18 | 10
505 | 125 | 50707-2P-60HP VLSC | VLSC_50707_2P_60HP | 1528.3535 | 1528.3535 | 6113.414 | 4 | 0 | 4 | C | VLS_Inline | 5 | 5 | 5 | 8 | BranchMin_5BranchMax_8 | 5 | 6 | 18 | HeaderMin_6HeaderMax_18 | 12
505 | 125 | 50707-2P-60HP VLSC | VLSC_50707_2P_60HP | 1528.3535 | 1528.3535 | 6113.414 | 4 | 0 | 4 | C | VLS_Inline | 5 | 5 | 5 | 8 | BranchMin_5BranchMax_8 | 5 | 6 | 18 | HeaderMin_6HeaderMax_18 | 14
505 | 125 | 50707-2P-60HP VLSC | VLSC_50707_2P_60HP | 1528.3535 | 1528.3535 | 6113.414 | 4 | 0 | 4 | C | VLS_Inline | 5 | 5 | 5 | 8 | BranchMin_5BranchMax_8 | 5 | 6 | 18 | HeaderMin_6HeaderMax_18 | 16
505 | 125 | 50707-2P-60HP VLSC | VLSC_50707_2P_60HP | 1528.3535 | 1528.3535 | 6113.414 | 4 | 0 | 4 | C | VLS_Inline | 5 | 5 | 5 | 8 | BranchMin_5BranchMax_8 | 5 | 6 | 18 | HeaderMin_6HeaderMax_18 | 18
505 | 125 | 50707-2P-60HP VLSC | VLSC_50707_2P_60HP | 1528.3535 | 1528.3535 | 6113.414 | 4 | 0 | 4 | C | VLS_Inline | 5 | 5 | 5 | 8 | BranchMin_5BranchMax_8 | 6 | 6 | 18 | HeaderMin_6HeaderMax_18 | 6 | INVALID
505 | 125 | 50707-2P-60HP VLSC | VLSC_50707_2P_60HP | 1528.3535 | 1528.3535 | 6113.414 | 4 | 0 | 4 | C | VLS_Inline | 5 | 5 | 5 | 8 | BranchMin_5BranchMax_8 | 6 | 6 | 18 | HeaderMin_6HeaderMax_18 | 8
505 | 125 | 50707-2P-60HP VLSC | VLSC_50707_2P_60HP | 1528.3535 | 1528.3535 | 6113.414 | 4 | 0 | 4 | C | VLS_Inline | 5 | 5 | 5 | 8 | BranchMin_5BranchMax_8 | 6 | 6 | 18 | HeaderMin_6HeaderMax_18 | 10
505 | 125 | 50707-2P-60HP VLSC | VLSC_50707_2P_60HP | 1528.3535 | 1528.3535 | 6113.414 | 4 | 0 | 4 | C | VLS_Inline | 5 | 5 | 5 | 8 | BranchMin_5BranchMax_8 | 6 | 6 | 18 | HeaderMin_6HeaderMax_18 | 12
505 | 125 | 50707-2P-60HP VLSC | VLSC_50707_2P_60HP | 1528.3535 | 1528.3535 | 6113.414 | 4 | 0 | 4 | C | VLS_Inline | 5 | 5 | 5 | 8 | BranchMin_5BranchMax_8 | 6 | 6 | 18 | HeaderMin_6HeaderMax_18 | 14
505 | 125 | 50707-2P-60HP VLSC | VLSC_50707_2P_60HP | 1528.3535 | 1528.3535 | 6113.414 | 4 | 0 | 4 | C | VLS_Inline | 5 | 5 | 5 | 8 | BranchMin_5BranchMax_8 | 6 | 6 | 18 | HeaderMin_6HeaderMax_18 | 16
505 | 125 | 50707-2P-60HP VLSC | VLSC_50707_2P_60HP | 1528.3535 | 1528.3535 | 6113.414 | 4 | 0 | 4 | C | VLS_Inline | 5 | 5 | 5 | 8 | BranchMin_5BranchMax_8 | 6 | 6 | 18 | HeaderMin_6HeaderMax_18 | 18
505 | 125 | 50707-2P-60HP VLSC | VLSC_50707_2P_60HP | 1528.3535 | 1528.3535 | 6113.414 | 4 | 0 | 4 | C | VLS_Inline | 5 | 5 | 5 | 8 | BranchMin_5BranchMax_8 | 8 | 6 | 18 | HeaderMin_6HeaderMax_18 | 6 | INVALID
505 | 125 | 50707-2P-60HP VLSC | VLSC_50707_2P_60HP | 1528.3535 | 1528.3535 | 6113.414 | 4 | 0 | 4 | C | VLS_Inline | 5 | 5 | 5 | 8 | BranchMin_5BranchMax_8 | 8 | 6 | 18 | HeaderMin_6HeaderMax_18 | 8 | INVALID
505 | 125 | 50707-2P-60HP VLSC | VLSC_50707_2P_60HP | 1528.3535 | 1528.3535 | 6113.414 | 4 | 0 | 4 | C | VLS_Inline | 5 | 5 | 5 | 8 | BranchMin_5BranchMax_8 | 8 | 6 | 18 | HeaderMin_6HeaderMax_18 | 10
505 | 125 | 50707-2P-60HP VLSC | VLSC_50707_2P_60HP | 1528.3535 | 1528.3535 | 6113.414 | 4 | 0 | 4 | C | VLS_Inline | 5 | 5 | 5 | 8 | BranchMin_5BranchMax_8 | 8 | 6 | 18 | HeaderMin_6HeaderMax_18 | 12
505 | 125 | 50707-2P-60HP VLSC | VLSC_50707_2P_60HP | 1528.3535 | 1528.3535 | 6113.414 | 4 | 0 | 4 | C | VLS_Inline | 5 | 5 | 5 | 8 | BranchMin_5BranchMax_8 | 8 | 6 | 18 | HeaderMin_6HeaderMax_18 | 14
505 | 125 | 50707-2P-60HP VLSC | VLSC_50707_2P_60HP | 1528.3535 | 1528.3535 | 6113.414 | 4 | 0 | 4 | C | VLS_Inline | 5 | 5 | 5 | 8 | BranchMin_5BranchMax_8 | 8 | 6 | 18 | HeaderMin_6HeaderMax_18 | 16
505 | 125 | 50707-2P-60HP VLSC | VLSC_50707_2P_60HP | 1528.3535 | 1528.3535 | 6113.414 | 4 | 0 | 4 | C | VLS_Inline | 5 | 5 | 5 | 8 | BranchMin_5BranchMax_8 | 8 | 6 | 18 | HeaderMin_6HeaderMax_18 | 18
506 | 126 | 50707-4P-5HP VLSC | VLSC_50707_4P_5HP | 626.346 | 626.346 | 2505.3838 | 4 | 0 | 4 | C | VLS_Inline | 5 | 5 | 5 | 5 | BranchMin_5BranchMax_5 | 5 | 6 | 12 | HeaderMin_6HeaderMax_12 | 6
506 | 126 | 50707-4P-5HP VLSC | VLSC_50707_4P_5HP | 626.346 | 626.346 | 2505.3838 | 4 | 0 | 4 | C | VLS_Inline | 5 | 5 | 5 | 5 | BranchMin_5BranchMax_5 | 5 | 6 | 12 | HeaderMin_6HeaderMax_12 | 8
506 | 126 | 50707-4P-5HP VLSC | VLSC_50707_4P_5HP | 626.346 | 626.346 | 2505.3838 | 4 | 0 | 4 | C | VLS_Inline | 5 | 5 | 5 | 5 | BranchMin_5BranchMax_5 | 5 | 6 | 12 | HeaderMin_6HeaderMax_12 | 10
506 | 126 | 50707-4P-5HP VLSC | VLSC_50707_4P_5HP | 626.346 | 626.346 | 2505.3838 | 4 | 0 | 4 | C | VLS_Inline | 5 | 5 | 5 | 5 | BranchMin_5BranchMax_5 | 5 | 6 | 12 | HeaderMin_6HeaderMax_12 | 12
507 | 127 | 50707-4P-7.5HP VLSC | VLSC_50707_4P_7.5HP | 764.9699 | 764.9699 | 3059.8797 | 4 | 0 | 4 | C | VLS_Inline | 5 | 5 | 5 | 6 | BranchMin_5BranchMax_6 | 5 | 6 | 12 | HeaderMin_6HeaderMax_12 | 6
507 | 127 | 50707-4P-7.5HP VLSC | VLSC_50707_4P_7.5HP | 764.9699 | 764.9699 | 3059.8797 | 4 | 0 | 4 | C | VLS_Inline | 5 | 5 | 5 | 6 | BranchMin_5BranchMax_6 | 5 | 6 | 12 | HeaderMin_6HeaderMax_12 | 8
507 | 127 | 50707-4P-7.5HP VLSC | VLSC_50707_4P_7.5HP | 764.9699 | 764.9699 | 3059.8797 | 4 | 0 | 4 | C | VLS_Inline | 5 | 5 | 5 | 6 | BranchMin_5BranchMax_6 | 5 | 6 | 12 | HeaderMin_6HeaderMax_12 | 10
507 | 127 | 50707-4P-7.5HP VLSC | VLSC_50707_4P_7.5HP | 764.9699 | 764.9699 | 3059.8797 | 4 | 0 | 4 | C | VLS_Inline | 5 | 5 | 5 | 6 | BranchMin_5BranchMax_6 | 5 | 6 | 12 | HeaderMin_6HeaderMax_12 | 12
507 | 127 | 50707-4P-7.5HP VLSC | VLSC_50707_4P_7.5HP | 764.9699 | 764.9699 | 3059.8797 | 4 | 0 | 4 | C | VLS_Inline | 5 | 5 | 5 | 6 | BranchMin_5BranchMax_6 | 6 | 6 | 12 | HeaderMin_6HeaderMax_12 | 6 | INVALID
507 | 127 | 50707-4P-7.5HP VLSC | VLSC_50707_4P_7.5HP | 764.9699 | 764.9699 | 3059.8797 | 4 | 0 | 4 | C | VLS_Inline | 5 | 5 | 5 | 6 | BranchMin_5BranchMax_6 | 6 | 6 | 12 | HeaderMin_6HeaderMax_12 | 8
507 | 127 | 50707-4P-7.5HP VLSC | VLSC_50707_4P_7.5HP | 764.9699 | 764.9699 | 3059.8797 | 4 | 0 | 4 | C | VLS_Inline | 5 | 5 | 5 | 6 | BranchMin_5BranchMax_6 | 6 | 6 | 12 | HeaderMin_6HeaderMax_12 | 10
507 | 127 | 50707-4P-7.5HP VLSC | VLSC_50707_4P_7.5HP | 764.9699 | 764.9699 | 3059.8797 | 4 | 0 | 4 | C | VLS_Inline | 5 | 5 | 5 | 6 | BranchMin_5BranchMax_6 | 6 | 6 | 12 | HeaderMin_6HeaderMax_12 | 12
508 | 128 | 50957-4P-7.5HP VLSC | RC2552-7.24 | 682.0481 | 682.0481 | 2728.1922 | 4 | 0 | 4 | C | VLS_Inline | 5 | 5 | 5 | 6 | BranchMin_5BranchMax_6 | 5 | 6 | 12 | HeaderMin_6HeaderMax_12 | 6
508 | 128 | 50957-4P-7.5HP VLSC | RC2552-7.24 | 682.0481 | 682.0481 | 2728.1922 | 4 | 0 | 4 | C | VLS_Inline | 5 | 5 | 5 | 6 | BranchMin_5BranchMax_6 | 5 | 6 | 12 | HeaderMin_6HeaderMax_12 | 8
508 | 128 | 50957-4P-7.5HP VLSC | RC2552-7.24 | 682.0481 | 682.0481 | 2728.1922 | 4 | 0 | 4 | C | VLS_Inline | 5 | 5 | 5 | 6 | BranchMin_5BranchMax_6 | 5 | 6 | 12 | HeaderMin_6HeaderMax_12 | 10
508 | 128 | 50957-4P-7.5HP VLSC | RC2552-7.24 | 682.0481 | 682.0481 | 2728.1922 | 4 | 0 | 4 | C | VLS_Inline | 5 | 5 | 5 | 6 | BranchMin_5BranchMax_6 | 5 | 6 | 12 | HeaderMin_6HeaderMax_12 | 12
508 | 128 | 50957-4P-7.5HP VLSC | RC2552-7.24 | 682.0481 | 682.0481 | 2728.1922 | 4 | 0 | 4 | C | VLS_Inline | 5 | 5 | 5 | 6 | BranchMin_5BranchMax_6 | 6 | 6 | 12 | HeaderMin_6HeaderMax_12 | 6 | INVALID
508 | 128 | 50957-4P-7.5HP VLSC | RC2552-7.24 | 682.0481 | 682.0481 | 2728.1922 | 4 | 0 | 4 | C | VLS_Inline | 5 | 5 | 5 | 6 | BranchMin_5BranchMax_6 | 6 | 6 | 12 | HeaderMin_6HeaderMax_12 | 8
508 | 128 | 50957-4P-7.5HP VLSC | RC2552-7.24 | 682.0481 | 682.0481 | 2728.1922 | 4 | 0 | 4 | C | VLS_Inline | 5 | 5 | 5 | 6 | BranchMin_5BranchMax_6 | 6 | 6 | 12 | HeaderMin_6HeaderMax_12 | 10
508 | 128 | 50957-4P-7.5HP VLSC | RC2552-7.24 | 682.0481 | 682.0481 | 2728.1922 | 4 | 0 | 4 | C | VLS_Inline | 5 | 5 | 5 | 6 | BranchMin_5BranchMax_6 | 6 | 6 | 12 | HeaderMin_6HeaderMax_12 | 12
509 | 129 | 50957-4P-10HP VLSC | RC2552-8.02 | 802.7921 | 802.7921 | 3211.1683 | 4 | 0 | 4 | C | VLS_Inline | 5 | 5 | 5 | 6 | BranchMin_5BranchMax_6 | 5 | 6 | 12 | HeaderMin_6HeaderMax_12 | 6
509 | 129 | 50957-4P-10HP VLSC | RC2552-8.02 | 802.7921 | 802.7921 | 3211.1683 | 4 | 0 | 4 | C | VLS_Inline | 5 | 5 | 5 | 6 | BranchMin_5BranchMax_6 | 5 | 6 | 12 | HeaderMin_6HeaderMax_12 | 8
509 | 129 | 50957-4P-10HP VLSC | RC2552-8.02 | 802.7921 | 802.7921 | 3211.1683 | 4 | 0 | 4 | C | VLS_Inline | 5 | 5 | 5 | 6 | BranchMin_5BranchMax_6 | 5 | 6 | 12 | HeaderMin_6HeaderMax_12 | 10
509 | 129 | 50957-4P-10HP VLSC | RC2552-8.02 | 802.7921 | 802.7921 | 3211.1683 | 4 | 0 | 4 | C | VLS_Inline | 5 | 5 | 5 | 6 | BranchMin_5BranchMax_6 | 5 | 6 | 12 | HeaderMin_6HeaderMax_12 | 12
509 | 129 | 50957-4P-10HP VLSC | RC2552-8.02 | 802.7921 | 802.7921 | 3211.1683 | 4 | 0 | 4 | C | VLS_Inline | 5 | 5 | 5 | 6 | BranchMin_5BranchMax_6 | 6 | 6 | 12 | HeaderMin_6HeaderMax_12 | 6 | INVALID
509 | 129 | 50957-4P-10HP VLSC | RC2552-8.02 | 802.7921 | 802.7921 | 3211.1683 | 4 | 0 | 4 | C | VLS_Inline | 5 | 5 | 5 | 6 | BranchMin_5BranchMax_6 | 6 | 6 | 12 | HeaderMin_6HeaderMax_12 | 8
509 | 129 | 50957-4P-10HP VLSC | RC2552-8.02 | 802.7921 | 802.7921 | 3211.1683 | 4 | 0 | 4 | C | VLS_Inline | 5 | 5 | 5 | 6 | BranchMin_5BranchMax_6 | 6 | 6 | 12 | HeaderMin_6HeaderMax_12 | 10
509 | 129 | 50957-4P-10HP VLSC | RC2552-8.02 | 802.7921 | 802.7921 | 3211.1683 | 4 | 0 | 4 | C | VLS_Inline | 5 | 5 | 5 | 6 | BranchMin_5BranchMax_6 | 6 | 6 | 12 | HeaderMin_6HeaderMax_12 | 12
510 | 130 | 50957-4P-15HP VLSC | RC2552-9.10 | 932.9167 | 932.9167 | 3731.667 | 4 | 0 | 4 | C | VLS_Inline | 5 | 5 | 5 | 6 | BranchMin_5BranchMax_6 | 5 | 6 | 14 | HeaderMin_6HeaderMax_14 | 6
510 | 130 | 50957-4P-15HP VLSC | RC2552-9.10 | 932.9167 | 932.9167 | 3731.667 | 4 | 0 | 4 | C | VLS_Inline | 5 | 5 | 5 | 6 | BranchMin_5BranchMax_6 | 5 | 6 | 14 | HeaderMin_6HeaderMax_14 | 8
510 | 130 | 50957-4P-15HP VLSC | RC2552-9.10 | 932.9167 | 932.9167 | 3731.667 | 4 | 0 | 4 | C | VLS_Inline | 5 | 5 | 5 | 6 | BranchMin_5BranchMax_6 | 5 | 6 | 14 | HeaderMin_6HeaderMax_14 | 10
510 | 130 | 50957-4P-15HP VLSC | RC2552-9.10 | 932.9167 | 932.9167 | 3731.667 | 4 | 0 | 4 | C | VLS_Inline | 5 | 5 | 5 | 6 | BranchMin_5BranchMax_6 | 5 | 6 | 14 | HeaderMin_6HeaderMax_14 | 12
510 | 130 | 50957-4P-15HP VLSC | RC2552-9.10 | 932.9167 | 932.9167 | 3731.667 | 4 | 0 | 4 | C | VLS_Inline | 5 | 5 | 5 | 6 | BranchMin_5BranchMax_6 | 5 | 6 | 14 | HeaderMin_6HeaderMax_14 | 14
510 | 130 | 50957-4P-15HP VLSC | RC2552-9.10 | 932.9167 | 932.9167 | 3731.667 | 4 | 0 | 4 | C | VLS_Inline | 5 | 5 | 5 | 6 | BranchMin_5BranchMax_6 | 6 | 6 | 14 | HeaderMin_6HeaderMax_14 | 6 | INVALID
510 | 130 | 50957-4P-15HP VLSC | RC2552-9.10 | 932.9167 | 932.9167 | 3731.667 | 4 | 0 | 4 | C | VLS_Inline | 5 | 5 | 5 | 6 | BranchMin_5BranchMax_6 | 6 | 6 | 14 | HeaderMin_6HeaderMax_14 | 8
510 | 130 | 50957-4P-15HP VLSC | RC2552-9.10 | 932.9167 | 932.9167 | 3731.667 | 4 | 0 | 4 | C | VLS_Inline | 5 | 5 | 5 | 6 | BranchMin_5BranchMax_6 | 6 | 6 | 14 | HeaderMin_6HeaderMax_14 | 10
510 | 130 | 50957-4P-15HP VLSC | RC2552-9.10 | 932.9167 | 932.9167 | 3731.667 | 4 | 0 | 4 | C | VLS_Inline | 5 | 5 | 5 | 6 | BranchMin_5BranchMax_6 | 6 | 6 | 14 | HeaderMin_6HeaderMax_14 | 12
510 | 130 | 50957-4P-15HP VLSC | RC2552-9.10 | 932.9167 | 932.9167 | 3731.667 | 4 | 0 | 4 | C | VLS_Inline | 5 | 5 | 5 | 6 | BranchMin_5BranchMax_6 | 6 | 6 | 14 | HeaderMin_6HeaderMax_14 | 14
511 | 131 | 50957-4P-20HP VLSC | RC2552-9.6 | 1000.0001 | 1000.0001 | 4000.0003 | 4 | 0 | 4 | C | VLS_Inline | 5 | 5 | 5 | 8 | BranchMin_5BranchMax_8 | 5 | 6 | 14 | HeaderMin_6HeaderMax_14 | 6
511 | 131 | 50957-4P-20HP VLSC | RC2552-9.6 | 1000.0001 | 1000.0001 | 4000.0003 | 4 | 0 | 4 | C | VLS_Inline | 5 | 5 | 5 | 8 | BranchMin_5BranchMax_8 | 5 | 6 | 14 | HeaderMin_6HeaderMax_14 | 8
511 | 131 | 50957-4P-20HP VLSC | RC2552-9.6 | 1000.0001 | 1000.0001 | 4000.0003 | 4 | 0 | 4 | C | VLS_Inline | 5 | 5 | 5 | 8 | BranchMin_5BranchMax_8 | 5 | 6 | 14 | HeaderMin_6HeaderMax_14 | 10
511 | 131 | 50957-4P-20HP VLSC | RC2552-9.6 | 1000.0001 | 1000.0001 | 4000.0003 | 4 | 0 | 4 | C | VLS_Inline | 5 | 5 | 5 | 8 | BranchMin_5BranchMax_8 | 5 | 6 | 14 | HeaderMin_6HeaderMax_14 | 12
511 | 131 | 50957-4P-20HP VLSC | RC2552-9.6 | 1000.0001 | 1000.0001 | 4000.0003 | 4 | 0 | 4 | C | VLS_Inline | 5 | 5 | 5 | 8 | BranchMin_5BranchMax_8 | 5 | 6 | 14 | HeaderMin_6HeaderMax_14 | 14
511 | 131 | 50957-4P-20HP VLSC | RC2552-9.6 | 1000.0001 | 1000.0001 | 4000.0003 | 4 | 0 | 4 | C | VLS_Inline | 5 | 5 | 5 | 8 | BranchMin_5BranchMax_8 | 6 | 6 | 14 | HeaderMin_6HeaderMax_14 | 6 | INVALID
511 | 131 | 50957-4P-20HP VLSC | RC2552-9.6 | 1000.0001 | 1000.0001 | 4000.0003 | 4 | 0 | 4 | C | VLS_Inline | 5 | 5 | 5 | 8 | BranchMin_5BranchMax_8 | 6 | 6 | 14 | HeaderMin_6HeaderMax_14 | 8
511 | 131 | 50957-4P-20HP VLSC | RC2552-9.6 | 1000.0001 | 1000.0001 | 4000.0003 | 4 | 0 | 4 | C | VLS_Inline | 5 | 5 | 5 | 8 | BranchMin_5BranchMax_8 | 6 | 6 | 14 | HeaderMin_6HeaderMax_14 | 10
511 | 131 | 50957-4P-20HP VLSC | RC2552-9.6 | 1000.0001 | 1000.0001 | 4000.0003 | 4 | 0 | 4 | C | VLS_Inline | 5 | 5 | 5 | 8 | BranchMin_5BranchMax_8 | 6 | 6 | 14 | HeaderMin_6HeaderMax_14 | 12
511 | 131 | 50957-4P-20HP VLSC | RC2552-9.6 | 1000.0001 | 1000.0001 | 4000.0003 | 4 | 0 | 4 | C | VLS_Inline | 5 | 5 | 5 | 8 | BranchMin_5BranchMax_8 | 6 | 6 | 14 | HeaderMin_6HeaderMax_14 | 14
511 | 131 | 50957-4P-20HP VLSC | RC2552-9.6 | 1000.0001 | 1000.0001 | 4000.0003 | 4 | 0 | 4 | C | VLS_Inline | 5 | 5 | 5 | 8 | BranchMin_5BranchMax_8 | 8 | 6 | 14 | HeaderMin_6HeaderMax_14 | 6 | INVALID
511 | 131 | 50957-4P-20HP VLSC | RC2552-9.6 | 1000.0001 | 1000.0001 | 4000.0003 | 4 | 0 | 4 | C | VLS_Inline | 5 | 5 | 5 | 8 | BranchMin_5BranchMax_8 | 8 | 6 | 14 | HeaderMin_6HeaderMax_14 | 8 | INVALID
511 | 131 | 50957-4P-20HP VLSC | RC2552-9.6 | 1000.0001 | 1000.0001 | 4000.0003 | 4 | 0 | 4 | C | VLS_Inline | 5 | 5 | 5 | 8 | BranchMin_5BranchMax_8 | 8 | 6 | 14 | HeaderMin_6HeaderMax_14 | 10
511 | 131 | 50957-4P-20HP VLSC | RC2552-9.6 | 1000.0001 | 1000.0001 | 4000.0003 | 4 | 0 | 4 | C | VLS_Inline | 5 | 5 | 5 | 8 | BranchMin_5BranchMax_8 | 8 | 6 | 14 | HeaderMin_6HeaderMax_14 | 12
511 | 131 | 50957-4P-20HP VLSC | RC2552-9.6 | 1000.0001 | 1000.0001 | 4000.0003 | 4 | 0 | 4 | C | VLS_Inline | 5 | 5 | 5 | 8 | BranchMin_5BranchMax_8 | 8 | 6 | 14 | HeaderMin_6HeaderMax_14 | 14
512 | 132 | 5095A-4P-7.5HP VLSC | VLSC_5095A_4P_7.5HP | 753.2463 | 753.2463 | 3012.9853 | 4 | 0 | 4 | C | VLS_Inline | 5 | 5 | 5 | 6 | BranchMin_5BranchMax_6 | 5 | 6 | 12 | HeaderMin_6HeaderMax_12 | 6
512 | 132 | 5095A-4P-7.5HP VLSC | VLSC_5095A_4P_7.5HP | 753.2463 | 753.2463 | 3012.9853 | 4 | 0 | 4 | C | VLS_Inline | 5 | 5 | 5 | 6 | BranchMin_5BranchMax_6 | 5 | 6 | 12 | HeaderMin_6HeaderMax_12 | 8
512 | 132 | 5095A-4P-7.5HP VLSC | VLSC_5095A_4P_7.5HP | 753.2463 | 753.2463 | 3012.9853 | 4 | 0 | 4 | C | VLS_Inline | 5 | 5 | 5 | 6 | BranchMin_5BranchMax_6 | 5 | 6 | 12 | HeaderMin_6HeaderMax_12 | 10
512 | 132 | 5095A-4P-7.5HP VLSC | VLSC_5095A_4P_7.5HP | 753.2463 | 753.2463 | 3012.9853 | 4 | 0 | 4 | C | VLS_Inline | 5 | 5 | 5 | 6 | BranchMin_5BranchMax_6 | 5 | 6 | 12 | HeaderMin_6HeaderMax_12 | 12
512 | 132 | 5095A-4P-7.5HP VLSC | VLSC_5095A_4P_7.5HP | 753.2463 | 753.2463 | 3012.9853 | 4 | 0 | 4 | C | VLS_Inline | 5 | 5 | 5 | 6 | BranchMin_5BranchMax_6 | 6 | 6 | 12 | HeaderMin_6HeaderMax_12 | 6 | INVALID
512 | 132 | 5095A-4P-7.5HP VLSC | VLSC_5095A_4P_7.5HP | 753.2463 | 753.2463 | 3012.9853 | 4 | 0 | 4 | C | VLS_Inline | 5 | 5 | 5 | 6 | BranchMin_5BranchMax_6 | 6 | 6 | 12 | HeaderMin_6HeaderMax_12 | 8
512 | 132 | 5095A-4P-7.5HP VLSC | VLSC_5095A_4P_7.5HP | 753.2463 | 753.2463 | 3012.9853 | 4 | 0 | 4 | C | VLS_Inline | 5 | 5 | 5 | 6 | BranchMin_5BranchMax_6 | 6 | 6 | 12 | HeaderMin_6HeaderMax_12 | 10
512 | 132 | 5095A-4P-7.5HP VLSC | VLSC_5095A_4P_7.5HP | 753.2463 | 753.2463 | 3012.9853 | 4 | 0 | 4 | C | VLS_Inline | 5 | 5 | 5 | 6 | BranchMin_5BranchMax_6 | 6 | 6 | 12 | HeaderMin_6HeaderMax_12 | 12
513 | 133 | 5095A-4P-10HP VLSC | VLSC_5095A_4P_10HP | 820.4429 | 820.4429 | 3281.7717 | 4 | 0 | 4 | C | VLS_Inline | 5 | 5 | 5 | 6 | BranchMin_5BranchMax_6 | 5 | 6 | 12 | HeaderMin_6HeaderMax_12 | 6
513 | 133 | 5095A-4P-10HP VLSC | VLSC_5095A_4P_10HP | 820.4429 | 820.4429 | 3281.7717 | 4 | 0 | 4 | C | VLS_Inline | 5 | 5 | 5 | 6 | BranchMin_5BranchMax_6 | 5 | 6 | 12 | HeaderMin_6HeaderMax_12 | 8
513 | 133 | 5095A-4P-10HP VLSC | VLSC_5095A_4P_10HP | 820.4429 | 820.4429 | 3281.7717 | 4 | 0 | 4 | C | VLS_Inline | 5 | 5 | 5 | 6 | BranchMin_5BranchMax_6 | 5 | 6 | 12 | HeaderMin_6HeaderMax_12 | 10
513 | 133 | 5095A-4P-10HP VLSC | VLSC_5095A_4P_10HP | 820.4429 | 820.4429 | 3281.7717 | 4 | 0 | 4 | C | VLS_Inline | 5 | 5 | 5 | 6 | BranchMin_5BranchMax_6 | 5 | 6 | 12 | HeaderMin_6HeaderMax_12 | 12
513 | 133 | 5095A-4P-10HP VLSC | VLSC_5095A_4P_10HP | 820.4429 | 820.4429 | 3281.7717 | 4 | 0 | 4 | C | VLS_Inline | 5 | 5 | 5 | 6 | BranchMin_5BranchMax_6 | 6 | 6 | 12 | HeaderMin_6HeaderMax_12 | 6 | INVALID
513 | 133 | 5095A-4P-10HP VLSC | VLSC_5095A_4P_10HP | 820.4429 | 820.4429 | 3281.7717 | 4 | 0 | 4 | C | VLS_Inline | 5 | 5 | 5 | 6 | BranchMin_5BranchMax_6 | 6 | 6 | 12 | HeaderMin_6HeaderMax_12 | 8
513 | 133 | 5095A-4P-10HP VLSC | VLSC_5095A_4P_10HP | 820.4429 | 820.4429 | 3281.7717 | 4 | 0 | 4 | C | VLS_Inline | 5 | 5 | 5 | 6 | BranchMin_5BranchMax_6 | 6 | 6 | 12 | HeaderMin_6HeaderMax_12 | 10
513 | 133 | 5095A-4P-10HP VLSC | VLSC_5095A_4P_10HP | 820.4429 | 820.4429 | 3281.7717 | 4 | 0 | 4 | C | VLS_Inline | 5 | 5 | 5 | 6 | BranchMin_5BranchMax_6 | 6 | 6 | 12 | HeaderMin_6HeaderMax_12 | 12
514 | 134 | 5095A-4P-15HP VLSC | VLSC_5095A_4P_15HP | 953.3171 | 953.3171 | 3813.2684 | 4 | 0 | 4 | C | VLS_Inline | 5 | 5 | 5 | 8 | BranchMin_5BranchMax_8 | 5 | 6 | 14 | HeaderMin_6HeaderMax_14 | 6
514 | 134 | 5095A-4P-15HP VLSC | VLSC_5095A_4P_15HP | 953.3171 | 953.3171 | 3813.2684 | 4 | 0 | 4 | C | VLS_Inline | 5 | 5 | 5 | 8 | BranchMin_5BranchMax_8 | 5 | 6 | 14 | HeaderMin_6HeaderMax_14 | 8
514 | 134 | 5095A-4P-15HP VLSC | VLSC_5095A_4P_15HP | 953.3171 | 953.3171 | 3813.2684 | 4 | 0 | 4 | C | VLS_Inline | 5 | 5 | 5 | 8 | BranchMin_5BranchMax_8 | 5 | 6 | 14 | HeaderMin_6HeaderMax_14 | 10
514 | 134 | 5095A-4P-15HP VLSC | VLSC_5095A_4P_15HP | 953.3171 | 953.3171 | 3813.2684 | 4 | 0 | 4 | C | VLS_Inline | 5 | 5 | 5 | 8 | BranchMin_5BranchMax_8 | 5 | 6 | 14 | HeaderMin_6HeaderMax_14 | 12
514 | 134 | 5095A-4P-15HP VLSC | VLSC_5095A_4P_15HP | 953.3171 | 953.3171 | 3813.2684 | 4 | 0 | 4 | C | VLS_Inline | 5 | 5 | 5 | 8 | BranchMin_5BranchMax_8 | 5 | 6 | 14 | HeaderMin_6HeaderMax_14 | 14
514 | 134 | 5095A-4P-15HP VLSC | VLSC_5095A_4P_15HP | 953.3171 | 953.3171 | 3813.2684 | 4 | 0 | 4 | C | VLS_Inline | 5 | 5 | 5 | 8 | BranchMin_5BranchMax_8 | 6 | 6 | 14 | HeaderMin_6HeaderMax_14 | 6 | INVALID
514 | 134 | 5095A-4P-15HP VLSC | VLSC_5095A_4P_15HP | 953.3171 | 953.3171 | 3813.2684 | 4 | 0 | 4 | C | VLS_Inline | 5 | 5 | 5 | 8 | BranchMin_5BranchMax_8 | 6 | 6 | 14 | HeaderMin_6HeaderMax_14 | 8
514 | 134 | 5095A-4P-15HP VLSC | VLSC_5095A_4P_15HP | 953.3171 | 953.3171 | 3813.2684 | 4 | 0 | 4 | C | VLS_Inline | 5 | 5 | 5 | 8 | BranchMin_5BranchMax_8 | 6 | 6 | 14 | HeaderMin_6HeaderMax_14 | 10
514 | 134 | 5095A-4P-15HP VLSC | VLSC_5095A_4P_15HP | 953.3171 | 953.3171 | 3813.2684 | 4 | 0 | 4 | C | VLS_Inline | 5 | 5 | 5 | 8 | BranchMin_5BranchMax_8 | 6 | 6 | 14 | HeaderMin_6HeaderMax_14 | 12
514 | 134 | 5095A-4P-15HP VLSC | VLSC_5095A_4P_15HP | 953.3171 | 953.3171 | 3813.2684 | 4 | 0 | 4 | C | VLS_Inline | 5 | 5 | 5 | 8 | BranchMin_5BranchMax_8 | 6 | 6 | 14 | HeaderMin_6HeaderMax_14 | 14
514 | 134 | 5095A-4P-15HP VLSC | VLSC_5095A_4P_15HP | 953.3171 | 953.3171 | 3813.2684 | 4 | 0 | 4 | C | VLS_Inline | 5 | 5 | 5 | 8 | BranchMin_5BranchMax_8 | 8 | 6 | 14 | HeaderMin_6HeaderMax_14 | 6 | INVALID
514 | 134 | 5095A-4P-15HP VLSC | VLSC_5095A_4P_15HP | 953.3171 | 953.3171 | 3813.2684 | 4 | 0 | 4 | C | VLS_Inline | 5 | 5 | 5 | 8 | BranchMin_5BranchMax_8 | 8 | 6 | 14 | HeaderMin_6HeaderMax_14 | 8 | INVALID
514 | 134 | 5095A-4P-15HP VLSC | VLSC_5095A_4P_15HP | 953.3171 | 953.3171 | 3813.2684 | 4 | 0 | 4 | C | VLS_Inline | 5 | 5 | 5 | 8 | BranchMin_5BranchMax_8 | 8 | 6 | 14 | HeaderMin_6HeaderMax_14 | 10
514 | 134 | 5095A-4P-15HP VLSC | VLSC_5095A_4P_15HP | 953.3171 | 953.3171 | 3813.2684 | 4 | 0 | 4 | C | VLS_Inline | 5 | 5 | 5 | 8 | BranchMin_5BranchMax_8 | 8 | 6 | 14 | HeaderMin_6HeaderMax_14 | 12
514 | 134 | 5095A-4P-15HP VLSC | VLSC_5095A_4P_15HP | 953.3171 | 953.3171 | 3813.2684 | 4 | 0 | 4 | C | VLS_Inline | 5 | 5 | 5 | 8 | BranchMin_5BranchMax_8 | 8 | 6 | 14 | HeaderMin_6HeaderMax_14 | 14
515 | 135 | 5095A-4P-20HP VLSC | VLSC_5095A_4P_20HP | 1029.7585 | 1029.7585 | 4119.0339 | 4 | 0 | 4 | C | VLS_Inline | 5 | 5 | 5 | 8 | BranchMin_5BranchMax_8 | 5 | 6 | 14 | HeaderMin_6HeaderMax_14 | 6
515 | 135 | 5095A-4P-20HP VLSC | VLSC_5095A_4P_20HP | 1029.7585 | 1029.7585 | 4119.0339 | 4 | 0 | 4 | C | VLS_Inline | 5 | 5 | 5 | 8 | BranchMin_5BranchMax_8 | 5 | 6 | 14 | HeaderMin_6HeaderMax_14 | 8
515 | 135 | 5095A-4P-20HP VLSC | VLSC_5095A_4P_20HP | 1029.7585 | 1029.7585 | 4119.0339 | 4 | 0 | 4 | C | VLS_Inline | 5 | 5 | 5 | 8 | BranchMin_5BranchMax_8 | 5 | 6 | 14 | HeaderMin_6HeaderMax_14 | 10
515 | 135 | 5095A-4P-20HP VLSC | VLSC_5095A_4P_20HP | 1029.7585 | 1029.7585 | 4119.0339 | 4 | 0 | 4 | C | VLS_Inline | 5 | 5 | 5 | 8 | BranchMin_5BranchMax_8 | 5 | 6 | 14 | HeaderMin_6HeaderMax_14 | 12
515 | 135 | 5095A-4P-20HP VLSC | VLSC_5095A_4P_20HP | 1029.7585 | 1029.7585 | 4119.0339 | 4 | 0 | 4 | C | VLS_Inline | 5 | 5 | 5 | 8 | BranchMin_5BranchMax_8 | 5 | 6 | 14 | HeaderMin_6HeaderMax_14 | 14
515 | 135 | 5095A-4P-20HP VLSC | VLSC_5095A_4P_20HP | 1029.7585 | 1029.7585 | 4119.0339 | 4 | 0 | 4 | C | VLS_Inline | 5 | 5 | 5 | 8 | BranchMin_5BranchMax_8 | 6 | 6 | 14 | HeaderMin_6HeaderMax_14 | 6 | INVALID
515 | 135 | 5095A-4P-20HP VLSC | VLSC_5095A_4P_20HP | 1029.7585 | 1029.7585 | 4119.0339 | 4 | 0 | 4 | C | VLS_Inline | 5 | 5 | 5 | 8 | BranchMin_5BranchMax_8 | 6 | 6 | 14 | HeaderMin_6HeaderMax_14 | 8
515 | 135 | 5095A-4P-20HP VLSC | VLSC_5095A_4P_20HP | 1029.7585 | 1029.7585 | 4119.0339 | 4 | 0 | 4 | C | VLS_Inline | 5 | 5 | 5 | 8 | BranchMin_5BranchMax_8 | 6 | 6 | 14 | HeaderMin_6HeaderMax_14 | 10
515 | 135 | 5095A-4P-20HP VLSC | VLSC_5095A_4P_20HP | 1029.7585 | 1029.7585 | 4119.0339 | 4 | 0 | 4 | C | VLS_Inline | 5 | 5 | 5 | 8 | BranchMin_5BranchMax_8 | 6 | 6 | 14 | HeaderMin_6HeaderMax_14 | 12
515 | 135 | 5095A-4P-20HP VLSC | VLSC_5095A_4P_20HP | 1029.7585 | 1029.7585 | 4119.0339 | 4 | 0 | 4 | C | VLS_Inline | 5 | 5 | 5 | 8 | BranchMin_5BranchMax_8 | 6 | 6 | 14 | HeaderMin_6HeaderMax_14 | 14
515 | 135 | 5095A-4P-20HP VLSC | VLSC_5095A_4P_20HP | 1029.7585 | 1029.7585 | 4119.0339 | 4 | 0 | 4 | C | VLS_Inline | 5 | 5 | 5 | 8 | BranchMin_5BranchMax_8 | 8 | 6 | 14 | HeaderMin_6HeaderMax_14 | 6 | INVALID
515 | 135 | 5095A-4P-20HP VLSC | VLSC_5095A_4P_20HP | 1029.7585 | 1029.7585 | 4119.0339 | 4 | 0 | 4 | C | VLS_Inline | 5 | 5 | 5 | 8 | BranchMin_5BranchMax_8 | 8 | 6 | 14 | HeaderMin_6HeaderMax_14 | 8 | INVALID
515 | 135 | 5095A-4P-20HP VLSC | VLSC_5095A_4P_20HP | 1029.7585 | 1029.7585 | 4119.0339 | 4 | 0 | 4 | C | VLS_Inline | 5 | 5 | 5 | 8 | BranchMin_5BranchMax_8 | 8 | 6 | 14 | HeaderMin_6HeaderMax_14 | 10
515 | 135 | 5095A-4P-20HP VLSC | VLSC_5095A_4P_20HP | 1029.7585 | 1029.7585 | 4119.0339 | 4 | 0 | 4 | C | VLS_Inline | 5 | 5 | 5 | 8 | BranchMin_5BranchMax_8 | 8 | 6 | 14 | HeaderMin_6HeaderMax_14 | 12
515 | 135 | 5095A-4P-20HP VLSC | VLSC_5095A_4P_20HP | 1029.7585 | 1029.7585 | 4119.0339 | 4 | 0 | 4 | C | VLS_Inline | 5 | 5 | 5 | 8 | BranchMin_5BranchMax_8 | 8 | 6 | 14 | HeaderMin_6HeaderMax_14 | 14
516 | 136 | 50959-2P-60HP VLSC | VLSC_50959_2P_60HP | 1330.3437 | 1330.3437 | 5321.3749 | 4 | 0 | 4 | C | VLS_Inline | 5 | 5 | 5 | 8 | BranchMin_5BranchMax_8 | 5 | 6 | 16 | HeaderMin_6HeaderMax_16 | 6
516 | 136 | 50959-2P-60HP VLSC | VLSC_50959_2P_60HP | 1330.3437 | 1330.3437 | 5321.3749 | 4 | 0 | 4 | C | VLS_Inline | 5 | 5 | 5 | 8 | BranchMin_5BranchMax_8 | 5 | 6 | 16 | HeaderMin_6HeaderMax_16 | 8
516 | 136 | 50959-2P-60HP VLSC | VLSC_50959_2P_60HP | 1330.3437 | 1330.3437 | 5321.3749 | 4 | 0 | 4 | C | VLS_Inline | 5 | 5 | 5 | 8 | BranchMin_5BranchMax_8 | 5 | 6 | 16 | HeaderMin_6HeaderMax_16 | 10
516 | 136 | 50959-2P-60HP VLSC | VLSC_50959_2P_60HP | 1330.3437 | 1330.3437 | 5321.3749 | 4 | 0 | 4 | C | VLS_Inline | 5 | 5 | 5 | 8 | BranchMin_5BranchMax_8 | 5 | 6 | 16 | HeaderMin_6HeaderMax_16 | 12
516 | 136 | 50959-2P-60HP VLSC | VLSC_50959_2P_60HP | 1330.3437 | 1330.3437 | 5321.3749 | 4 | 0 | 4 | C | VLS_Inline | 5 | 5 | 5 | 8 | BranchMin_5BranchMax_8 | 5 | 6 | 16 | HeaderMin_6HeaderMax_16 | 14
516 | 136 | 50959-2P-60HP VLSC | VLSC_50959_2P_60HP | 1330.3437 | 1330.3437 | 5321.3749 | 4 | 0 | 4 | C | VLS_Inline | 5 | 5 | 5 | 8 | BranchMin_5BranchMax_8 | 5 | 6 | 16 | HeaderMin_6HeaderMax_16 | 16
516 | 136 | 50959-2P-60HP VLSC | VLSC_50959_2P_60HP | 1330.3437 | 1330.3437 | 5321.3749 | 4 | 0 | 4 | C | VLS_Inline | 5 | 5 | 5 | 8 | BranchMin_5BranchMax_8 | 6 | 6 | 16 | HeaderMin_6HeaderMax_16 | 6 | INVALID
516 | 136 | 50959-2P-60HP VLSC | VLSC_50959_2P_60HP | 1330.3437 | 1330.3437 | 5321.3749 | 4 | 0 | 4 | C | VLS_Inline | 5 | 5 | 5 | 8 | BranchMin_5BranchMax_8 | 6 | 6 | 16 | HeaderMin_6HeaderMax_16 | 8
516 | 136 | 50959-2P-60HP VLSC | VLSC_50959_2P_60HP | 1330.3437 | 1330.3437 | 5321.3749 | 4 | 0 | 4 | C | VLS_Inline | 5 | 5 | 5 | 8 | BranchMin_5BranchMax_8 | 6 | 6 | 16 | HeaderMin_6HeaderMax_16 | 10
516 | 136 | 50959-2P-60HP VLSC | VLSC_50959_2P_60HP | 1330.3437 | 1330.3437 | 5321.3749 | 4 | 0 | 4 | C | VLS_Inline | 5 | 5 | 5 | 8 | BranchMin_5BranchMax_8 | 6 | 6 | 16 | HeaderMin_6HeaderMax_16 | 12
516 | 136 | 50959-2P-60HP VLSC | VLSC_50959_2P_60HP | 1330.3437 | 1330.3437 | 5321.3749 | 4 | 0 | 4 | C | VLS_Inline | 5 | 5 | 5 | 8 | BranchMin_5BranchMax_8 | 6 | 6 | 16 | HeaderMin_6HeaderMax_16 | 14
516 | 136 | 50959-2P-60HP VLSC | VLSC_50959_2P_60HP | 1330.3437 | 1330.3437 | 5321.3749 | 4 | 0 | 4 | C | VLS_Inline | 5 | 5 | 5 | 8 | BranchMin_5BranchMax_8 | 6 | 6 | 16 | HeaderMin_6HeaderMax_16 | 16
516 | 136 | 50959-2P-60HP VLSC | VLSC_50959_2P_60HP | 1330.3437 | 1330.3437 | 5321.3749 | 4 | 0 | 4 | C | VLS_Inline | 5 | 5 | 5 | 8 | BranchMin_5BranchMax_8 | 8 | 6 | 16 | HeaderMin_6HeaderMax_16 | 6 | INVALID
516 | 136 | 50959-2P-60HP VLSC | VLSC_50959_2P_60HP | 1330.3437 | 1330.3437 | 5321.3749 | 4 | 0 | 4 | C | VLS_Inline | 5 | 5 | 5 | 8 | BranchMin_5BranchMax_8 | 8 | 6 | 16 | HeaderMin_6HeaderMax_16 | 8 | INVALID
516 | 136 | 50959-2P-60HP VLSC | VLSC_50959_2P_60HP | 1330.3437 | 1330.3437 | 5321.3749 | 4 | 0 | 4 | C | VLS_Inline | 5 | 5 | 5 | 8 | BranchMin_5BranchMax_8 | 8 | 6 | 16 | HeaderMin_6HeaderMax_16 | 10
516 | 136 | 50959-2P-60HP VLSC | VLSC_50959_2P_60HP | 1330.3437 | 1330.3437 | 5321.3749 | 4 | 0 | 4 | C | VLS_Inline | 5 | 5 | 5 | 8 | BranchMin_5BranchMax_8 | 8 | 6 | 16 | HeaderMin_6HeaderMax_16 | 12
516 | 136 | 50959-2P-60HP VLSC | VLSC_50959_2P_60HP | 1330.3437 | 1330.3437 | 5321.3749 | 4 | 0 | 4 | C | VLS_Inline | 5 | 5 | 5 | 8 | BranchMin_5BranchMax_8 | 8 | 6 | 16 | HeaderMin_6HeaderMax_16 | 14
516 | 136 | 50959-2P-60HP VLSC | VLSC_50959_2P_60HP | 1330.3437 | 1330.3437 | 5321.3749 | 4 | 0 | 4 | C | VLS_Inline | 5 | 5 | 5 | 8 | BranchMin_5BranchMax_8 | 8 | 6 | 16 | HeaderMin_6HeaderMax_16 | 16
517 | 137 | 50959-2P-75HP VLSC | VLSC_50959_2P_75HP | 1378.5213 | 1378.5213 | 5514.0852 | 4 | 0 | 4 | C | VLS_Inline | 5 | 5 | 5 | 8 | BranchMin_5BranchMax_8 | 5 | 6 | 16 | HeaderMin_6HeaderMax_16 | 6
517 | 137 | 50959-2P-75HP VLSC | VLSC_50959_2P_75HP | 1378.5213 | 1378.5213 | 5514.0852 | 4 | 0 | 4 | C | VLS_Inline | 5 | 5 | 5 | 8 | BranchMin_5BranchMax_8 | 5 | 6 | 16 | HeaderMin_6HeaderMax_16 | 8
517 | 137 | 50959-2P-75HP VLSC | VLSC_50959_2P_75HP | 1378.5213 | 1378.5213 | 5514.0852 | 4 | 0 | 4 | C | VLS_Inline | 5 | 5 | 5 | 8 | BranchMin_5BranchMax_8 | 5 | 6 | 16 | HeaderMin_6HeaderMax_16 | 10
517 | 137 | 50959-2P-75HP VLSC | VLSC_50959_2P_75HP | 1378.5213 | 1378.5213 | 5514.0852 | 4 | 0 | 4 | C | VLS_Inline | 5 | 5 | 5 | 8 | BranchMin_5BranchMax_8 | 5 | 6 | 16 | HeaderMin_6HeaderMax_16 | 12
517 | 137 | 50959-2P-75HP VLSC | VLSC_50959_2P_75HP | 1378.5213 | 1378.5213 | 5514.0852 | 4 | 0 | 4 | C | VLS_Inline | 5 | 5 | 5 | 8 | BranchMin_5BranchMax_8 | 5 | 6 | 16 | HeaderMin_6HeaderMax_16 | 14
517 | 137 | 50959-2P-75HP VLSC | VLSC_50959_2P_75HP | 1378.5213 | 1378.5213 | 5514.0852 | 4 | 0 | 4 | C | VLS_Inline | 5 | 5 | 5 | 8 | BranchMin_5BranchMax_8 | 5 | 6 | 16 | HeaderMin_6HeaderMax_16 | 16
517 | 137 | 50959-2P-75HP VLSC | VLSC_50959_2P_75HP | 1378.5213 | 1378.5213 | 5514.0852 | 4 | 0 | 4 | C | VLS_Inline | 5 | 5 | 5 | 8 | BranchMin_5BranchMax_8 | 6 | 6 | 16 | HeaderMin_6HeaderMax_16 | 6 | INVALID
517 | 137 | 50959-2P-75HP VLSC | VLSC_50959_2P_75HP | 1378.5213 | 1378.5213 | 5514.0852 | 4 | 0 | 4 | C | VLS_Inline | 5 | 5 | 5 | 8 | BranchMin_5BranchMax_8 | 6 | 6 | 16 | HeaderMin_6HeaderMax_16 | 8
517 | 137 | 50959-2P-75HP VLSC | VLSC_50959_2P_75HP | 1378.5213 | 1378.5213 | 5514.0852 | 4 | 0 | 4 | C | VLS_Inline | 5 | 5 | 5 | 8 | BranchMin_5BranchMax_8 | 6 | 6 | 16 | HeaderMin_6HeaderMax_16 | 10
517 | 137 | 50959-2P-75HP VLSC | VLSC_50959_2P_75HP | 1378.5213 | 1378.5213 | 5514.0852 | 4 | 0 | 4 | C | VLS_Inline | 5 | 5 | 5 | 8 | BranchMin_5BranchMax_8 | 6 | 6 | 16 | HeaderMin_6HeaderMax_16 | 12
517 | 137 | 50959-2P-75HP VLSC | VLSC_50959_2P_75HP | 1378.5213 | 1378.5213 | 5514.0852 | 4 | 0 | 4 | C | VLS_Inline | 5 | 5 | 5 | 8 | BranchMin_5BranchMax_8 | 6 | 6 | 16 | HeaderMin_6HeaderMax_16 | 14
517 | 137 | 50959-2P-75HP VLSC | VLSC_50959_2P_75HP | 1378.5213 | 1378.5213 | 5514.0852 | 4 | 0 | 4 | C | VLS_Inline | 5 | 5 | 5 | 8 | BranchMin_5BranchMax_8 | 6 | 6 | 16 | HeaderMin_6HeaderMax_16 | 16
517 | 137 | 50959-2P-75HP VLSC | VLSC_50959_2P_75HP | 1378.5213 | 1378.5213 | 5514.0852 | 4 | 0 | 4 | C | VLS_Inline | 5 | 5 | 5 | 8 | BranchMin_5BranchMax_8 | 8 | 6 | 16 | HeaderMin_6HeaderMax_16 | 6 | INVALID
517 | 137 | 50959-2P-75HP VLSC | VLSC_50959_2P_75HP | 1378.5213 | 1378.5213 | 5514.0852 | 4 | 0 | 4 | C | VLS_Inline | 5 | 5 | 5 | 8 | BranchMin_5BranchMax_8 | 8 | 6 | 16 | HeaderMin_6HeaderMax_16 | 8 | INVALID
517 | 137 | 50959-2P-75HP VLSC | VLSC_50959_2P_75HP | 1378.5213 | 1378.5213 | 5514.0852 | 4 | 0 | 4 | C | VLS_Inline | 5 | 5 | 5 | 8 | BranchMin_5BranchMax_8 | 8 | 6 | 16 | HeaderMin_6HeaderMax_16 | 10
517 | 137 | 50959-2P-75HP VLSC | VLSC_50959_2P_75HP | 1378.5213 | 1378.5213 | 5514.0852 | 4 | 0 | 4 | C | VLS_Inline | 5 | 5 | 5 | 8 | BranchMin_5BranchMax_8 | 8 | 6 | 16 | HeaderMin_6HeaderMax_16 | 12
517 | 137 | 50959-2P-75HP VLSC | VLSC_50959_2P_75HP | 1378.5213 | 1378.5213 | 5514.0852 | 4 | 0 | 4 | C | VLS_Inline | 5 | 5 | 5 | 8 | BranchMin_5BranchMax_8 | 8 | 6 | 16 | HeaderMin_6HeaderMax_16 | 14
517 | 137 | 50959-2P-75HP VLSC | VLSC_50959_2P_75HP | 1378.5213 | 1378.5213 | 5514.0852 | 4 | 0 | 4 | C | VLS_Inline | 5 | 5 | 5 | 8 | BranchMin_5BranchMax_8 | 8 | 6 | 16 | HeaderMin_6HeaderMax_16 | 16
518 | 138 | 50959-2P-100HP VLSC | VLSC_50959_2P_100HP | 1467.9509 | 1467.9509 | 5871.8037 | 4 | 0 | 4 | C | VLS_Inline | 5 | 5 | 5 | 8 | BranchMin_5BranchMax_8 | 5 | 6 | 18 | HeaderMin_6HeaderMax_18 | 6
518 | 138 | 50959-2P-100HP VLSC | VLSC_50959_2P_100HP | 1467.9509 | 1467.9509 | 5871.8037 | 4 | 0 | 4 | C | VLS_Inline | 5 | 5 | 5 | 8 | BranchMin_5BranchMax_8 | 5 | 6 | 18 | HeaderMin_6HeaderMax_18 | 8
518 | 138 | 50959-2P-100HP VLSC | VLSC_50959_2P_100HP | 1467.9509 | 1467.9509 | 5871.8037 | 4 | 0 | 4 | C | VLS_Inline | 5 | 5 | 5 | 8 | BranchMin_5BranchMax_8 | 5 | 6 | 18 | HeaderMin_6HeaderMax_18 | 10
518 | 138 | 50959-2P-100HP VLSC | VLSC_50959_2P_100HP | 1467.9509 | 1467.9509 | 5871.8037 | 4 | 0 | 4 | C | VLS_Inline | 5 | 5 | 5 | 8 | BranchMin_5BranchMax_8 | 5 | 6 | 18 | HeaderMin_6HeaderMax_18 | 12
518 | 138 | 50959-2P-100HP VLSC | VLSC_50959_2P_100HP | 1467.9509 | 1467.9509 | 5871.8037 | 4 | 0 | 4 | C | VLS_Inline | 5 | 5 | 5 | 8 | BranchMin_5BranchMax_8 | 5 | 6 | 18 | HeaderMin_6HeaderMax_18 | 14
518 | 138 | 50959-2P-100HP VLSC | VLSC_50959_2P_100HP | 1467.9509 | 1467.9509 | 5871.8037 | 4 | 0 | 4 | C | VLS_Inline | 5 | 5 | 5 | 8 | BranchMin_5BranchMax_8 | 5 | 6 | 18 | HeaderMin_6HeaderMax_18 | 16
518 | 138 | 50959-2P-100HP VLSC | VLSC_50959_2P_100HP | 1467.9509 | 1467.9509 | 5871.8037 | 4 | 0 | 4 | C | VLS_Inline | 5 | 5 | 5 | 8 | BranchMin_5BranchMax_8 | 5 | 6 | 18 | HeaderMin_6HeaderMax_18 | 18
518 | 138 | 50959-2P-100HP VLSC | VLSC_50959_2P_100HP | 1467.9509 | 1467.9509 | 5871.8037 | 4 | 0 | 4 | C | VLS_Inline | 5 | 5 | 5 | 8 | BranchMin_5BranchMax_8 | 6 | 6 | 18 | HeaderMin_6HeaderMax_18 | 6 | INVALID
518 | 138 | 50959-2P-100HP VLSC | VLSC_50959_2P_100HP | 1467.9509 | 1467.9509 | 5871.8037 | 4 | 0 | 4 | C | VLS_Inline | 5 | 5 | 5 | 8 | BranchMin_5BranchMax_8 | 6 | 6 | 18 | HeaderMin_6HeaderMax_18 | 8
518 | 138 | 50959-2P-100HP VLSC | VLSC_50959_2P_100HP | 1467.9509 | 1467.9509 | 5871.8037 | 4 | 0 | 4 | C | VLS_Inline | 5 | 5 | 5 | 8 | BranchMin_5BranchMax_8 | 6 | 6 | 18 | HeaderMin_6HeaderMax_18 | 10
518 | 138 | 50959-2P-100HP VLSC | VLSC_50959_2P_100HP | 1467.9509 | 1467.9509 | 5871.8037 | 4 | 0 | 4 | C | VLS_Inline | 5 | 5 | 5 | 8 | BranchMin_5BranchMax_8 | 6 | 6 | 18 | HeaderMin_6HeaderMax_18 | 12
518 | 138 | 50959-2P-100HP VLSC | VLSC_50959_2P_100HP | 1467.9509 | 1467.9509 | 5871.8037 | 4 | 0 | 4 | C | VLS_Inline | 5 | 5 | 5 | 8 | BranchMin_5BranchMax_8 | 6 | 6 | 18 | HeaderMin_6HeaderMax_18 | 14
518 | 138 | 50959-2P-100HP VLSC | VLSC_50959_2P_100HP | 1467.9509 | 1467.9509 | 5871.8037 | 4 | 0 | 4 | C | VLS_Inline | 5 | 5 | 5 | 8 | BranchMin_5BranchMax_8 | 6 | 6 | 18 | HeaderMin_6HeaderMax_18 | 16
518 | 138 | 50959-2P-100HP VLSC | VLSC_50959_2P_100HP | 1467.9509 | 1467.9509 | 5871.8037 | 4 | 0 | 4 | C | VLS_Inline | 5 | 5 | 5 | 8 | BranchMin_5BranchMax_8 | 6 | 6 | 18 | HeaderMin_6HeaderMax_18 | 18
518 | 138 | 50959-2P-100HP VLSC | VLSC_50959_2P_100HP | 1467.9509 | 1467.9509 | 5871.8037 | 4 | 0 | 4 | C | VLS_Inline | 5 | 5 | 5 | 8 | BranchMin_5BranchMax_8 | 8 | 6 | 18 | HeaderMin_6HeaderMax_18 | 6 | INVALID
518 | 138 | 50959-2P-100HP VLSC | VLSC_50959_2P_100HP | 1467.9509 | 1467.9509 | 5871.8037 | 4 | 0 | 4 | C | VLS_Inline | 5 | 5 | 5 | 8 | BranchMin_5BranchMax_8 | 8 | 6 | 18 | HeaderMin_6HeaderMax_18 | 8 | INVALID
518 | 138 | 50959-2P-100HP VLSC | VLSC_50959_2P_100HP | 1467.9509 | 1467.9509 | 5871.8037 | 4 | 0 | 4 | C | VLS_Inline | 5 | 5 | 5 | 8 | BranchMin_5BranchMax_8 | 8 | 6 | 18 | HeaderMin_6HeaderMax_18 | 10
518 | 138 | 50959-2P-100HP VLSC | VLSC_50959_2P_100HP | 1467.9509 | 1467.9509 | 5871.8037 | 4 | 0 | 4 | C | VLS_Inline | 5 | 5 | 5 | 8 | BranchMin_5BranchMax_8 | 8 | 6 | 18 | HeaderMin_6HeaderMax_18 | 12
518 | 138 | 50959-2P-100HP VLSC | VLSC_50959_2P_100HP | 1467.9509 | 1467.9509 | 5871.8037 | 4 | 0 | 4 | C | VLS_Inline | 5 | 5 | 5 | 8 | BranchMin_5BranchMax_8 | 8 | 6 | 18 | HeaderMin_6HeaderMax_18 | 14
518 | 138 | 50959-2P-100HP VLSC | VLSC_50959_2P_100HP | 1467.9509 | 1467.9509 | 5871.8037 | 4 | 0 | 4 | C | VLS_Inline | 5 | 5 | 5 | 8 | BranchMin_5BranchMax_8 | 8 | 6 | 18 | HeaderMin_6HeaderMax_18 | 16
518 | 138 | 50959-2P-100HP VLSC | VLSC_50959_2P_100HP | 1467.9509 | 1467.9509 | 5871.8037 | 4 | 0 | 4 | C | VLS_Inline | 5 | 5 | 5 | 8 | BranchMin_5BranchMax_8 | 8 | 6 | 18 | HeaderMin_6HeaderMax_18 | 18
519 | 139 | 50129-4P-15HP VLSC | VLSC_50129_4P_15HP | 844.864 | 844.864 | 3379.4558 | 4 | 0 | 4 | C | VLS_Inline | 5 | 5 | 5 | 6 | BranchMin_5BranchMax_6 | 5 | 6 | 12 | HeaderMin_6HeaderMax_12 | 6
519 | 139 | 50129-4P-15HP VLSC | VLSC_50129_4P_15HP | 844.864 | 844.864 | 3379.4558 | 4 | 0 | 4 | C | VLS_Inline | 5 | 5 | 5 | 6 | BranchMin_5BranchMax_6 | 5 | 6 | 12 | HeaderMin_6HeaderMax_12 | 8
519 | 139 | 50129-4P-15HP VLSC | VLSC_50129_4P_15HP | 844.864 | 844.864 | 3379.4558 | 4 | 0 | 4 | C | VLS_Inline | 5 | 5 | 5 | 6 | BranchMin_5BranchMax_6 | 5 | 6 | 12 | HeaderMin_6HeaderMax_12 | 10
519 | 139 | 50129-4P-15HP VLSC | VLSC_50129_4P_15HP | 844.864 | 844.864 | 3379.4558 | 4 | 0 | 4 | C | VLS_Inline | 5 | 5 | 5 | 6 | BranchMin_5BranchMax_6 | 5 | 6 | 12 | HeaderMin_6HeaderMax_12 | 12
519 | 139 | 50129-4P-15HP VLSC | VLSC_50129_4P_15HP | 844.864 | 844.864 | 3379.4558 | 4 | 0 | 4 | C | VLS_Inline | 5 | 5 | 5 | 6 | BranchMin_5BranchMax_6 | 6 | 6 | 12 | HeaderMin_6HeaderMax_12 | 6 | INVALID
519 | 139 | 50129-4P-15HP VLSC | VLSC_50129_4P_15HP | 844.864 | 844.864 | 3379.4558 | 4 | 0 | 4 | C | VLS_Inline | 5 | 5 | 5 | 6 | BranchMin_5BranchMax_6 | 6 | 6 | 12 | HeaderMin_6HeaderMax_12 | 8
519 | 139 | 50129-4P-15HP VLSC | VLSC_50129_4P_15HP | 844.864 | 844.864 | 3379.4558 | 4 | 0 | 4 | C | VLS_Inline | 5 | 5 | 5 | 6 | BranchMin_5BranchMax_6 | 6 | 6 | 12 | HeaderMin_6HeaderMax_12 | 10
519 | 139 | 50129-4P-15HP VLSC | VLSC_50129_4P_15HP | 844.864 | 844.864 | 3379.4558 | 4 | 0 | 4 | C | VLS_Inline | 5 | 5 | 5 | 6 | BranchMin_5BranchMax_6 | 6 | 6 | 12 | HeaderMin_6HeaderMax_12 | 12
520 | 140 | 50129-4P-20HP VLSC | VLSC_50129_4P_20HP | 982.3526 | 982.3526 | 3929.4104 | 4 | 0 | 4 | C | VLS_Inline | 5 | 5 | 5 | 8 | BranchMin_5BranchMax_8 | 5 | 6 | 14 | HeaderMin_6HeaderMax_14 | 6
520 | 140 | 50129-4P-20HP VLSC | VLSC_50129_4P_20HP | 982.3526 | 982.3526 | 3929.4104 | 4 | 0 | 4 | C | VLS_Inline | 5 | 5 | 5 | 8 | BranchMin_5BranchMax_8 | 5 | 6 | 14 | HeaderMin_6HeaderMax_14 | 8
520 | 140 | 50129-4P-20HP VLSC | VLSC_50129_4P_20HP | 982.3526 | 982.3526 | 3929.4104 | 4 | 0 | 4 | C | VLS_Inline | 5 | 5 | 5 | 8 | BranchMin_5BranchMax_8 | 5 | 6 | 14 | HeaderMin_6HeaderMax_14 | 10
520 | 140 | 50129-4P-20HP VLSC | VLSC_50129_4P_20HP | 982.3526 | 982.3526 | 3929.4104 | 4 | 0 | 4 | C | VLS_Inline | 5 | 5 | 5 | 8 | BranchMin_5BranchMax_8 | 5 | 6 | 14 | HeaderMin_6HeaderMax_14 | 12
520 | 140 | 50129-4P-20HP VLSC | VLSC_50129_4P_20HP | 982.3526 | 982.3526 | 3929.4104 | 4 | 0 | 4 | C | VLS_Inline | 5 | 5 | 5 | 8 | BranchMin_5BranchMax_8 | 5 | 6 | 14 | HeaderMin_6HeaderMax_14 | 14
520 | 140 | 50129-4P-20HP VLSC | VLSC_50129_4P_20HP | 982.3526 | 982.3526 | 3929.4104 | 4 | 0 | 4 | C | VLS_Inline | 5 | 5 | 5 | 8 | BranchMin_5BranchMax_8 | 6 | 6 | 14 | HeaderMin_6HeaderMax_14 | 6 | INVALID
520 | 140 | 50129-4P-20HP VLSC | VLSC_50129_4P_20HP | 982.3526 | 982.3526 | 3929.4104 | 4 | 0 | 4 | C | VLS_Inline | 5 | 5 | 5 | 8 | BranchMin_5BranchMax_8 | 6 | 6 | 14 | HeaderMin_6HeaderMax_14 | 8
520 | 140 | 50129-4P-20HP VLSC | VLSC_50129_4P_20HP | 982.3526 | 982.3526 | 3929.4104 | 4 | 0 | 4 | C | VLS_Inline | 5 | 5 | 5 | 8 | BranchMin_5BranchMax_8 | 6 | 6 | 14 | HeaderMin_6HeaderMax_14 | 10
520 | 140 | 50129-4P-20HP VLSC | VLSC_50129_4P_20HP | 982.3526 | 982.3526 | 3929.4104 | 4 | 0 | 4 | C | VLS_Inline | 5 | 5 | 5 | 8 | BranchMin_5BranchMax_8 | 6 | 6 | 14 | HeaderMin_6HeaderMax_14 | 12
520 | 140 | 50129-4P-20HP VLSC | VLSC_50129_4P_20HP | 982.3526 | 982.3526 | 3929.4104 | 4 | 0 | 4 | C | VLS_Inline | 5 | 5 | 5 | 8 | BranchMin_5BranchMax_8 | 6 | 6 | 14 | HeaderMin_6HeaderMax_14 | 14
520 | 140 | 50129-4P-20HP VLSC | VLSC_50129_4P_20HP | 982.3526 | 982.3526 | 3929.4104 | 4 | 0 | 4 | C | VLS_Inline | 5 | 5 | 5 | 8 | BranchMin_5BranchMax_8 | 8 | 6 | 14 | HeaderMin_6HeaderMax_14 | 6 | INVALID
520 | 140 | 50129-4P-20HP VLSC | VLSC_50129_4P_20HP | 982.3526 | 982.3526 | 3929.4104 | 4 | 0 | 4 | C | VLS_Inline | 5 | 5 | 5 | 8 | BranchMin_5BranchMax_8 | 8 | 6 | 14 | HeaderMin_6HeaderMax_14 | 8 | INVALID
520 | 140 | 50129-4P-20HP VLSC | VLSC_50129_4P_20HP | 982.3526 | 982.3526 | 3929.4104 | 4 | 0 | 4 | C | VLS_Inline | 5 | 5 | 5 | 8 | BranchMin_5BranchMax_8 | 8 | 6 | 14 | HeaderMin_6HeaderMax_14 | 10
520 | 140 | 50129-4P-20HP VLSC | VLSC_50129_4P_20HP | 982.3526 | 982.3526 | 3929.4104 | 4 | 0 | 4 | C | VLS_Inline | 5 | 5 | 5 | 8 | BranchMin_5BranchMax_8 | 8 | 6 | 14 | HeaderMin_6HeaderMax_14 | 12
520 | 140 | 50129-4P-20HP VLSC | VLSC_50129_4P_20HP | 982.3526 | 982.3526 | 3929.4104 | 4 | 0 | 4 | C | VLS_Inline | 5 | 5 | 5 | 8 | BranchMin_5BranchMax_8 | 8 | 6 | 14 | HeaderMin_6HeaderMax_14 | 14
521 | 141 | 50129-4P-25HP VLSC | VLSC_50129_4P_25HP | 1104.8611 | 1104.8611 | 4419.4445 | 4 | 0 | 4 | C | VLS_Inline | 5 | 5 | 5 | 8 | BranchMin_5BranchMax_8 | 5 | 6 | 16 | HeaderMin_6HeaderMax_16 | 6
521 | 141 | 50129-4P-25HP VLSC | VLSC_50129_4P_25HP | 1104.8611 | 1104.8611 | 4419.4445 | 4 | 0 | 4 | C | VLS_Inline | 5 | 5 | 5 | 8 | BranchMin_5BranchMax_8 | 5 | 6 | 16 | HeaderMin_6HeaderMax_16 | 8
521 | 141 | 50129-4P-25HP VLSC | VLSC_50129_4P_25HP | 1104.8611 | 1104.8611 | 4419.4445 | 4 | 0 | 4 | C | VLS_Inline | 5 | 5 | 5 | 8 | BranchMin_5BranchMax_8 | 5 | 6 | 16 | HeaderMin_6HeaderMax_16 | 10
521 | 141 | 50129-4P-25HP VLSC | VLSC_50129_4P_25HP | 1104.8611 | 1104.8611 | 4419.4445 | 4 | 0 | 4 | C | VLS_Inline | 5 | 5 | 5 | 8 | BranchMin_5BranchMax_8 | 5 | 6 | 16 | HeaderMin_6HeaderMax_16 | 12
521 | 141 | 50129-4P-25HP VLSC | VLSC_50129_4P_25HP | 1104.8611 | 1104.8611 | 4419.4445 | 4 | 0 | 4 | C | VLS_Inline | 5 | 5 | 5 | 8 | BranchMin_5BranchMax_8 | 5 | 6 | 16 | HeaderMin_6HeaderMax_16 | 14
521 | 141 | 50129-4P-25HP VLSC | VLSC_50129_4P_25HP | 1104.8611 | 1104.8611 | 4419.4445 | 4 | 0 | 4 | C | VLS_Inline | 5 | 5 | 5 | 8 | BranchMin_5BranchMax_8 | 5 | 6 | 16 | HeaderMin_6HeaderMax_16 | 16
521 | 141 | 50129-4P-25HP VLSC | VLSC_50129_4P_25HP | 1104.8611 | 1104.8611 | 4419.4445 | 4 | 0 | 4 | C | VLS_Inline | 5 | 5 | 5 | 8 | BranchMin_5BranchMax_8 | 6 | 6 | 16 | HeaderMin_6HeaderMax_16 | 6 | INVALID
521 | 141 | 50129-4P-25HP VLSC | VLSC_50129_4P_25HP | 1104.8611 | 1104.8611 | 4419.4445 | 4 | 0 | 4 | C | VLS_Inline | 5 | 5 | 5 | 8 | BranchMin_5BranchMax_8 | 6 | 6 | 16 | HeaderMin_6HeaderMax_16 | 8
521 | 141 | 50129-4P-25HP VLSC | VLSC_50129_4P_25HP | 1104.8611 | 1104.8611 | 4419.4445 | 4 | 0 | 4 | C | VLS_Inline | 5 | 5 | 5 | 8 | BranchMin_5BranchMax_8 | 6 | 6 | 16 | HeaderMin_6HeaderMax_16 | 10
521 | 141 | 50129-4P-25HP VLSC | VLSC_50129_4P_25HP | 1104.8611 | 1104.8611 | 4419.4445 | 4 | 0 | 4 | C | VLS_Inline | 5 | 5 | 5 | 8 | BranchMin_5BranchMax_8 | 6 | 6 | 16 | HeaderMin_6HeaderMax_16 | 12
521 | 141 | 50129-4P-25HP VLSC | VLSC_50129_4P_25HP | 1104.8611 | 1104.8611 | 4419.4445 | 4 | 0 | 4 | C | VLS_Inline | 5 | 5 | 5 | 8 | BranchMin_5BranchMax_8 | 6 | 6 | 16 | HeaderMin_6HeaderMax_16 | 14
521 | 141 | 50129-4P-25HP VLSC | VLSC_50129_4P_25HP | 1104.8611 | 1104.8611 | 4419.4445 | 4 | 0 | 4 | C | VLS_Inline | 5 | 5 | 5 | 8 | BranchMin_5BranchMax_8 | 6 | 6 | 16 | HeaderMin_6HeaderMax_16 | 16
521 | 141 | 50129-4P-25HP VLSC | VLSC_50129_4P_25HP | 1104.8611 | 1104.8611 | 4419.4445 | 4 | 0 | 4 | C | VLS_Inline | 5 | 5 | 5 | 8 | BranchMin_5BranchMax_8 | 8 | 6 | 16 | HeaderMin_6HeaderMax_16 | 6 | INVALID
521 | 141 | 50129-4P-25HP VLSC | VLSC_50129_4P_25HP | 1104.8611 | 1104.8611 | 4419.4445 | 4 | 0 | 4 | C | VLS_Inline | 5 | 5 | 5 | 8 | BranchMin_5BranchMax_8 | 8 | 6 | 16 | HeaderMin_6HeaderMax_16 | 8 | INVALID
521 | 141 | 50129-4P-25HP VLSC | VLSC_50129_4P_25HP | 1104.8611 | 1104.8611 | 4419.4445 | 4 | 0 | 4 | C | VLS_Inline | 5 | 5 | 5 | 8 | BranchMin_5BranchMax_8 | 8 | 6 | 16 | HeaderMin_6HeaderMax_16 | 10
521 | 141 | 50129-4P-25HP VLSC | VLSC_50129_4P_25HP | 1104.8611 | 1104.8611 | 4419.4445 | 4 | 0 | 4 | C | VLS_Inline | 5 | 5 | 5 | 8 | BranchMin_5BranchMax_8 | 8 | 6 | 16 | HeaderMin_6HeaderMax_16 | 12
521 | 141 | 50129-4P-25HP VLSC | VLSC_50129_4P_25HP | 1104.8611 | 1104.8611 | 4419.4445 | 4 | 0 | 4 | C | VLS_Inline | 5 | 5 | 5 | 8 | BranchMin_5BranchMax_8 | 8 | 6 | 16 | HeaderMin_6HeaderMax_16 | 14
521 | 141 | 50129-4P-25HP VLSC | VLSC_50129_4P_25HP | 1104.8611 | 1104.8611 | 4419.4445 | 4 | 0 | 4 | C | VLS_Inline | 5 | 5 | 5 | 8 | BranchMin_5BranchMax_8 | 8 | 6 | 16 | HeaderMin_6HeaderMax_16 | 16
522 | 142 | 50129-4P-30HP VLSC | VLSC_50129_4P_30HP | 1214.4257 | 1214.4257 | 4857.7027 | 4 | 0 | 4 | C | VLS_Inline | 5 | 5 | 5 | 8 | BranchMin_5BranchMax_8 | 5 | 6 | 16 | HeaderMin_6HeaderMax_16 | 6
522 | 142 | 50129-4P-30HP VLSC | VLSC_50129_4P_30HP | 1214.4257 | 1214.4257 | 4857.7027 | 4 | 0 | 4 | C | VLS_Inline | 5 | 5 | 5 | 8 | BranchMin_5BranchMax_8 | 5 | 6 | 16 | HeaderMin_6HeaderMax_16 | 8
522 | 142 | 50129-4P-30HP VLSC | VLSC_50129_4P_30HP | 1214.4257 | 1214.4257 | 4857.7027 | 4 | 0 | 4 | C | VLS_Inline | 5 | 5 | 5 | 8 | BranchMin_5BranchMax_8 | 5 | 6 | 16 | HeaderMin_6HeaderMax_16 | 10
522 | 142 | 50129-4P-30HP VLSC | VLSC_50129_4P_30HP | 1214.4257 | 1214.4257 | 4857.7027 | 4 | 0 | 4 | C | VLS_Inline | 5 | 5 | 5 | 8 | BranchMin_5BranchMax_8 | 5 | 6 | 16 | HeaderMin_6HeaderMax_16 | 12
522 | 142 | 50129-4P-30HP VLSC | VLSC_50129_4P_30HP | 1214.4257 | 1214.4257 | 4857.7027 | 4 | 0 | 4 | C | VLS_Inline | 5 | 5 | 5 | 8 | BranchMin_5BranchMax_8 | 5 | 6 | 16 | HeaderMin_6HeaderMax_16 | 14
522 | 142 | 50129-4P-30HP VLSC | VLSC_50129_4P_30HP | 1214.4257 | 1214.4257 | 4857.7027 | 4 | 0 | 4 | C | VLS_Inline | 5 | 5 | 5 | 8 | BranchMin_5BranchMax_8 | 5 | 6 | 16 | HeaderMin_6HeaderMax_16 | 16
522 | 142 | 50129-4P-30HP VLSC | VLSC_50129_4P_30HP | 1214.4257 | 1214.4257 | 4857.7027 | 4 | 0 | 4 | C | VLS_Inline | 5 | 5 | 5 | 8 | BranchMin_5BranchMax_8 | 6 | 6 | 16 | HeaderMin_6HeaderMax_16 | 6 | INVALID
522 | 142 | 50129-4P-30HP VLSC | VLSC_50129_4P_30HP | 1214.4257 | 1214.4257 | 4857.7027 | 4 | 0 | 4 | C | VLS_Inline | 5 | 5 | 5 | 8 | BranchMin_5BranchMax_8 | 6 | 6 | 16 | HeaderMin_6HeaderMax_16 | 8
522 | 142 | 50129-4P-30HP VLSC | VLSC_50129_4P_30HP | 1214.4257 | 1214.4257 | 4857.7027 | 4 | 0 | 4 | C | VLS_Inline | 5 | 5 | 5 | 8 | BranchMin_5BranchMax_8 | 6 | 6 | 16 | HeaderMin_6HeaderMax_16 | 10
522 | 142 | 50129-4P-30HP VLSC | VLSC_50129_4P_30HP | 1214.4257 | 1214.4257 | 4857.7027 | 4 | 0 | 4 | C | VLS_Inline | 5 | 5 | 5 | 8 | BranchMin_5BranchMax_8 | 6 | 6 | 16 | HeaderMin_6HeaderMax_16 | 12
522 | 142 | 50129-4P-30HP VLSC | VLSC_50129_4P_30HP | 1214.4257 | 1214.4257 | 4857.7027 | 4 | 0 | 4 | C | VLS_Inline | 5 | 5 | 5 | 8 | BranchMin_5BranchMax_8 | 6 | 6 | 16 | HeaderMin_6HeaderMax_16 | 14
522 | 142 | 50129-4P-30HP VLSC | VLSC_50129_4P_30HP | 1214.4257 | 1214.4257 | 4857.7027 | 4 | 0 | 4 | C | VLS_Inline | 5 | 5 | 5 | 8 | BranchMin_5BranchMax_8 | 6 | 6 | 16 | HeaderMin_6HeaderMax_16 | 16
522 | 142 | 50129-4P-30HP VLSC | VLSC_50129_4P_30HP | 1214.4257 | 1214.4257 | 4857.7027 | 4 | 0 | 4 | C | VLS_Inline | 5 | 5 | 5 | 8 | BranchMin_5BranchMax_8 | 8 | 6 | 16 | HeaderMin_6HeaderMax_16 | 6 | INVALID
522 | 142 | 50129-4P-30HP VLSC | VLSC_50129_4P_30HP | 1214.4257 | 1214.4257 | 4857.7027 | 4 | 0 | 4 | C | VLS_Inline | 5 | 5 | 5 | 8 | BranchMin_5BranchMax_8 | 8 | 6 | 16 | HeaderMin_6HeaderMax_16 | 8 | INVALID
522 | 142 | 50129-4P-30HP VLSC | VLSC_50129_4P_30HP | 1214.4257 | 1214.4257 | 4857.7027 | 4 | 0 | 4 | C | VLS_Inline | 5 | 5 | 5 | 8 | BranchMin_5BranchMax_8 | 8 | 6 | 16 | HeaderMin_6HeaderMax_16 | 10
522 | 142 | 50129-4P-30HP VLSC | VLSC_50129_4P_30HP | 1214.4257 | 1214.4257 | 4857.7027 | 4 | 0 | 4 | C | VLS_Inline | 5 | 5 | 5 | 8 | BranchMin_5BranchMax_8 | 8 | 6 | 16 | HeaderMin_6HeaderMax_16 | 12
522 | 142 | 50129-4P-30HP VLSC | VLSC_50129_4P_30HP | 1214.4257 | 1214.4257 | 4857.7027 | 4 | 0 | 4 | C | VLS_Inline | 5 | 5 | 5 | 8 | BranchMin_5BranchMax_8 | 8 | 6 | 16 | HeaderMin_6HeaderMax_16 | 14
522 | 142 | 50129-4P-30HP VLSC | VLSC_50129_4P_30HP | 1214.4257 | 1214.4257 | 4857.7027 | 4 | 0 | 4 | C | VLS_Inline | 5 | 5 | 5 | 8 | BranchMin_5BranchMax_8 | 8 | 6 | 16 | HeaderMin_6HeaderMax_16 | 16
523 | 143 | 50129-4P-40HP VLSC | VLSC_50129_4P_40HP | 1383.6857 | 1383.6857 | 5534.743 | 4 | 0 | 4 | C | VLS_Inline | 5 | 5 | 5 | 8 | BranchMin_5BranchMax_8 | 5 | 6 | 16 | HeaderMin_6HeaderMax_16 | 6
523 | 143 | 50129-4P-40HP VLSC | VLSC_50129_4P_40HP | 1383.6857 | 1383.6857 | 5534.743 | 4 | 0 | 4 | C | VLS_Inline | 5 | 5 | 5 | 8 | BranchMin_5BranchMax_8 | 5 | 6 | 16 | HeaderMin_6HeaderMax_16 | 8
523 | 143 | 50129-4P-40HP VLSC | VLSC_50129_4P_40HP | 1383.6857 | 1383.6857 | 5534.743 | 4 | 0 | 4 | C | VLS_Inline | 5 | 5 | 5 | 8 | BranchMin_5BranchMax_8 | 5 | 6 | 16 | HeaderMin_6HeaderMax_16 | 10
523 | 143 | 50129-4P-40HP VLSC | VLSC_50129_4P_40HP | 1383.6857 | 1383.6857 | 5534.743 | 4 | 0 | 4 | C | VLS_Inline | 5 | 5 | 5 | 8 | BranchMin_5BranchMax_8 | 5 | 6 | 16 | HeaderMin_6HeaderMax_16 | 12
523 | 143 | 50129-4P-40HP VLSC | VLSC_50129_4P_40HP | 1383.6857 | 1383.6857 | 5534.743 | 4 | 0 | 4 | C | VLS_Inline | 5 | 5 | 5 | 8 | BranchMin_5BranchMax_8 | 5 | 6 | 16 | HeaderMin_6HeaderMax_16 | 14
523 | 143 | 50129-4P-40HP VLSC | VLSC_50129_4P_40HP | 1383.6857 | 1383.6857 | 5534.743 | 4 | 0 | 4 | C | VLS_Inline | 5 | 5 | 5 | 8 | BranchMin_5BranchMax_8 | 5 | 6 | 16 | HeaderMin_6HeaderMax_16 | 16
523 | 143 | 50129-4P-40HP VLSC | VLSC_50129_4P_40HP | 1383.6857 | 1383.6857 | 5534.743 | 4 | 0 | 4 | C | VLS_Inline | 5 | 5 | 5 | 8 | BranchMin_5BranchMax_8 | 6 | 6 | 16 | HeaderMin_6HeaderMax_16 | 6 | INVALID
523 | 143 | 50129-4P-40HP VLSC | VLSC_50129_4P_40HP | 1383.6857 | 1383.6857 | 5534.743 | 4 | 0 | 4 | C | VLS_Inline | 5 | 5 | 5 | 8 | BranchMin_5BranchMax_8 | 6 | 6 | 16 | HeaderMin_6HeaderMax_16 | 8
523 | 143 | 50129-4P-40HP VLSC | VLSC_50129_4P_40HP | 1383.6857 | 1383.6857 | 5534.743 | 4 | 0 | 4 | C | VLS_Inline | 5 | 5 | 5 | 8 | BranchMin_5BranchMax_8 | 6 | 6 | 16 | HeaderMin_6HeaderMax_16 | 10
523 | 143 | 50129-4P-40HP VLSC | VLSC_50129_4P_40HP | 1383.6857 | 1383.6857 | 5534.743 | 4 | 0 | 4 | C | VLS_Inline | 5 | 5 | 5 | 8 | BranchMin_5BranchMax_8 | 6 | 6 | 16 | HeaderMin_6HeaderMax_16 | 12
523 | 143 | 50129-4P-40HP VLSC | VLSC_50129_4P_40HP | 1383.6857 | 1383.6857 | 5534.743 | 4 | 0 | 4 | C | VLS_Inline | 5 | 5 | 5 | 8 | BranchMin_5BranchMax_8 | 6 | 6 | 16 | HeaderMin_6HeaderMax_16 | 14
523 | 143 | 50129-4P-40HP VLSC | VLSC_50129_4P_40HP | 1383.6857 | 1383.6857 | 5534.743 | 4 | 0 | 4 | C | VLS_Inline | 5 | 5 | 5 | 8 | BranchMin_5BranchMax_8 | 6 | 6 | 16 | HeaderMin_6HeaderMax_16 | 16
523 | 143 | 50129-4P-40HP VLSC | VLSC_50129_4P_40HP | 1383.6857 | 1383.6857 | 5534.743 | 4 | 0 | 4 | C | VLS_Inline | 5 | 5 | 5 | 8 | BranchMin_5BranchMax_8 | 8 | 6 | 16 | HeaderMin_6HeaderMax_16 | 6 | INVALID
523 | 143 | 50129-4P-40HP VLSC | VLSC_50129_4P_40HP | 1383.6857 | 1383.6857 | 5534.743 | 4 | 0 | 4 | C | VLS_Inline | 5 | 5 | 5 | 8 | BranchMin_5BranchMax_8 | 8 | 6 | 16 | HeaderMin_6HeaderMax_16 | 8 | INVALID
523 | 143 | 50129-4P-40HP VLSC | VLSC_50129_4P_40HP | 1383.6857 | 1383.6857 | 5534.743 | 4 | 0 | 4 | C | VLS_Inline | 5 | 5 | 5 | 8 | BranchMin_5BranchMax_8 | 8 | 6 | 16 | HeaderMin_6HeaderMax_16 | 10
523 | 143 | 50129-4P-40HP VLSC | VLSC_50129_4P_40HP | 1383.6857 | 1383.6857 | 5534.743 | 4 | 0 | 4 | C | VLS_Inline | 5 | 5 | 5 | 8 | BranchMin_5BranchMax_8 | 8 | 6 | 16 | HeaderMin_6HeaderMax_16 | 12
523 | 143 | 50129-4P-40HP VLSC | VLSC_50129_4P_40HP | 1383.6857 | 1383.6857 | 5534.743 | 4 | 0 | 4 | C | VLS_Inline | 5 | 5 | 5 | 8 | BranchMin_5BranchMax_8 | 8 | 6 | 16 | HeaderMin_6HeaderMax_16 | 14
523 | 143 | 50129-4P-40HP VLSC | VLSC_50129_4P_40HP | 1383.6857 | 1383.6857 | 5534.743 | 4 | 0 | 4 | C | VLS_Inline | 5 | 5 | 5 | 8 | BranchMin_5BranchMax_8 | 8 | 6 | 16 | HeaderMin_6HeaderMax_16 | 16
524 | 144 | 50129-4P-50HP VLSC | VLSC_50129_4P_50HP | 1551.2098 | 1551.2098 | 6204.8391 | 4 | 0 | 4 | C | VLS_Inline | 5 | 5 | 5 | 8 | BranchMin_5BranchMax_8 | 5 | 6 | 18 | HeaderMin_6HeaderMax_18 | 6
524 | 144 | 50129-4P-50HP VLSC | VLSC_50129_4P_50HP | 1551.2098 | 1551.2098 | 6204.8391 | 4 | 0 | 4 | C | VLS_Inline | 5 | 5 | 5 | 8 | BranchMin_5BranchMax_8 | 5 | 6 | 18 | HeaderMin_6HeaderMax_18 | 8
524 | 144 | 50129-4P-50HP VLSC | VLSC_50129_4P_50HP | 1551.2098 | 1551.2098 | 6204.8391 | 4 | 0 | 4 | C | VLS_Inline | 5 | 5 | 5 | 8 | BranchMin_5BranchMax_8 | 5 | 6 | 18 | HeaderMin_6HeaderMax_18 | 10
524 | 144 | 50129-4P-50HP VLSC | VLSC_50129_4P_50HP | 1551.2098 | 1551.2098 | 6204.8391 | 4 | 0 | 4 | C | VLS_Inline | 5 | 5 | 5 | 8 | BranchMin_5BranchMax_8 | 5 | 6 | 18 | HeaderMin_6HeaderMax_18 | 12
524 | 144 | 50129-4P-50HP VLSC | VLSC_50129_4P_50HP | 1551.2098 | 1551.2098 | 6204.8391 | 4 | 0 | 4 | C | VLS_Inline | 5 | 5 | 5 | 8 | BranchMin_5BranchMax_8 | 5 | 6 | 18 | HeaderMin_6HeaderMax_18 | 14
524 | 144 | 50129-4P-50HP VLSC | VLSC_50129_4P_50HP | 1551.2098 | 1551.2098 | 6204.8391 | 4 | 0 | 4 | C | VLS_Inline | 5 | 5 | 5 | 8 | BranchMin_5BranchMax_8 | 5 | 6 | 18 | HeaderMin_6HeaderMax_18 | 16
524 | 144 | 50129-4P-50HP VLSC | VLSC_50129_4P_50HP | 1551.2098 | 1551.2098 | 6204.8391 | 4 | 0 | 4 | C | VLS_Inline | 5 | 5 | 5 | 8 | BranchMin_5BranchMax_8 | 5 | 6 | 18 | HeaderMin_6HeaderMax_18 | 18
524 | 144 | 50129-4P-50HP VLSC | VLSC_50129_4P_50HP | 1551.2098 | 1551.2098 | 6204.8391 | 4 | 0 | 4 | C | VLS_Inline | 5 | 5 | 5 | 8 | BranchMin_5BranchMax_8 | 6 | 6 | 18 | HeaderMin_6HeaderMax_18 | 6 | INVALID
524 | 144 | 50129-4P-50HP VLSC | VLSC_50129_4P_50HP | 1551.2098 | 1551.2098 | 6204.8391 | 4 | 0 | 4 | C | VLS_Inline | 5 | 5 | 5 | 8 | BranchMin_5BranchMax_8 | 6 | 6 | 18 | HeaderMin_6HeaderMax_18 | 8
524 | 144 | 50129-4P-50HP VLSC | VLSC_50129_4P_50HP | 1551.2098 | 1551.2098 | 6204.8391 | 4 | 0 | 4 | C | VLS_Inline | 5 | 5 | 5 | 8 | BranchMin_5BranchMax_8 | 6 | 6 | 18 | HeaderMin_6HeaderMax_18 | 10
524 | 144 | 50129-4P-50HP VLSC | VLSC_50129_4P_50HP | 1551.2098 | 1551.2098 | 6204.8391 | 4 | 0 | 4 | C | VLS_Inline | 5 | 5 | 5 | 8 | BranchMin_5BranchMax_8 | 6 | 6 | 18 | HeaderMin_6HeaderMax_18 | 12
524 | 144 | 50129-4P-50HP VLSC | VLSC_50129_4P_50HP | 1551.2098 | 1551.2098 | 6204.8391 | 4 | 0 | 4 | C | VLS_Inline | 5 | 5 | 5 | 8 | BranchMin_5BranchMax_8 | 6 | 6 | 18 | HeaderMin_6HeaderMax_18 | 14
524 | 144 | 50129-4P-50HP VLSC | VLSC_50129_4P_50HP | 1551.2098 | 1551.2098 | 6204.8391 | 4 | 0 | 4 | C | VLS_Inline | 5 | 5 | 5 | 8 | BranchMin_5BranchMax_8 | 6 | 6 | 18 | HeaderMin_6HeaderMax_18 | 16
524 | 144 | 50129-4P-50HP VLSC | VLSC_50129_4P_50HP | 1551.2098 | 1551.2098 | 6204.8391 | 4 | 0 | 4 | C | VLS_Inline | 5 | 5 | 5 | 8 | BranchMin_5BranchMax_8 | 6 | 6 | 18 | HeaderMin_6HeaderMax_18 | 18
524 | 144 | 50129-4P-50HP VLSC | VLSC_50129_4P_50HP | 1551.2098 | 1551.2098 | 6204.8391 | 4 | 0 | 4 | C | VLS_Inline | 5 | 5 | 5 | 8 | BranchMin_5BranchMax_8 | 8 | 6 | 18 | HeaderMin_6HeaderMax_18 | 6 | INVALID
524 | 144 | 50129-4P-50HP VLSC | VLSC_50129_4P_50HP | 1551.2098 | 1551.2098 | 6204.8391 | 4 | 0 | 4 | C | VLS_Inline | 5 | 5 | 5 | 8 | BranchMin_5BranchMax_8 | 8 | 6 | 18 | HeaderMin_6HeaderMax_18 | 8 | INVALID
524 | 144 | 50129-4P-50HP VLSC | VLSC_50129_4P_50HP | 1551.2098 | 1551.2098 | 6204.8391 | 4 | 0 | 4 | C | VLS_Inline | 5 | 5 | 5 | 8 | BranchMin_5BranchMax_8 | 8 | 6 | 18 | HeaderMin_6HeaderMax_18 | 10
524 | 144 | 50129-4P-50HP VLSC | VLSC_50129_4P_50HP | 1551.2098 | 1551.2098 | 6204.8391 | 4 | 0 | 4 | C | VLS_Inline | 5 | 5 | 5 | 8 | BranchMin_5BranchMax_8 | 8 | 6 | 18 | HeaderMin_6HeaderMax_18 | 12
524 | 144 | 50129-4P-50HP VLSC | VLSC_50129_4P_50HP | 1551.2098 | 1551.2098 | 6204.8391 | 4 | 0 | 4 | C | VLS_Inline | 5 | 5 | 5 | 8 | BranchMin_5BranchMax_8 | 8 | 6 | 18 | HeaderMin_6HeaderMax_18 | 14
524 | 144 | 50129-4P-50HP VLSC | VLSC_50129_4P_50HP | 1551.2098 | 1551.2098 | 6204.8391 | 4 | 0 | 4 | C | VLS_Inline | 5 | 5 | 5 | 8 | BranchMin_5BranchMax_8 | 8 | 6 | 18 | HeaderMin_6HeaderMax_18 | 16
524 | 144 | 50129-4P-50HP VLSC | VLSC_50129_4P_50HP | 1551.2098 | 1551.2098 | 6204.8391 | 4 | 0 | 4 | C | VLS_Inline | 5 | 5 | 5 | 8 | BranchMin_5BranchMax_8 | 8 | 6 | 18 | HeaderMin_6HeaderMax_18 | 18
525 | 145 | 50129-4P-60HP VLSC | VLSC_50129_4P_60HP | 1664.6746 | 1664.6746 | 6658.6983 | 4 | 0 | 4 | C | VLS_Inline | 5 | 5 | 5 | 10 | BranchMin_5BranchMax_10 | 5 | 6 | 18 | HeaderMin_6HeaderMax_18 | 6
525 | 145 | 50129-4P-60HP VLSC | VLSC_50129_4P_60HP | 1664.6746 | 1664.6746 | 6658.6983 | 4 | 0 | 4 | C | VLS_Inline | 5 | 5 | 5 | 10 | BranchMin_5BranchMax_10 | 5 | 6 | 18 | HeaderMin_6HeaderMax_18 | 8
525 | 145 | 50129-4P-60HP VLSC | VLSC_50129_4P_60HP | 1664.6746 | 1664.6746 | 6658.6983 | 4 | 0 | 4 | C | VLS_Inline | 5 | 5 | 5 | 10 | BranchMin_5BranchMax_10 | 5 | 6 | 18 | HeaderMin_6HeaderMax_18 | 10
525 | 145 | 50129-4P-60HP VLSC | VLSC_50129_4P_60HP | 1664.6746 | 1664.6746 | 6658.6983 | 4 | 0 | 4 | C | VLS_Inline | 5 | 5 | 5 | 10 | BranchMin_5BranchMax_10 | 5 | 6 | 18 | HeaderMin_6HeaderMax_18 | 12
525 | 145 | 50129-4P-60HP VLSC | VLSC_50129_4P_60HP | 1664.6746 | 1664.6746 | 6658.6983 | 4 | 0 | 4 | C | VLS_Inline | 5 | 5 | 5 | 10 | BranchMin_5BranchMax_10 | 5 | 6 | 18 | HeaderMin_6HeaderMax_18 | 14
525 | 145 | 50129-4P-60HP VLSC | VLSC_50129_4P_60HP | 1664.6746 | 1664.6746 | 6658.6983 | 4 | 0 | 4 | C | VLS_Inline | 5 | 5 | 5 | 10 | BranchMin_5BranchMax_10 | 5 | 6 | 18 | HeaderMin_6HeaderMax_18 | 16
525 | 145 | 50129-4P-60HP VLSC | VLSC_50129_4P_60HP | 1664.6746 | 1664.6746 | 6658.6983 | 4 | 0 | 4 | C | VLS_Inline | 5 | 5 | 5 | 10 | BranchMin_5BranchMax_10 | 5 | 6 | 18 | HeaderMin_6HeaderMax_18 | 18
525 | 145 | 50129-4P-60HP VLSC | VLSC_50129_4P_60HP | 1664.6746 | 1664.6746 | 6658.6983 | 4 | 0 | 4 | C | VLS_Inline | 5 | 5 | 5 | 10 | BranchMin_5BranchMax_10 | 6 | 6 | 18 | HeaderMin_6HeaderMax_18 | 6 | INVALID
525 | 145 | 50129-4P-60HP VLSC | VLSC_50129_4P_60HP | 1664.6746 | 1664.6746 | 6658.6983 | 4 | 0 | 4 | C | VLS_Inline | 5 | 5 | 5 | 10 | BranchMin_5BranchMax_10 | 6 | 6 | 18 | HeaderMin_6HeaderMax_18 | 8
525 | 145 | 50129-4P-60HP VLSC | VLSC_50129_4P_60HP | 1664.6746 | 1664.6746 | 6658.6983 | 4 | 0 | 4 | C | VLS_Inline | 5 | 5 | 5 | 10 | BranchMin_5BranchMax_10 | 6 | 6 | 18 | HeaderMin_6HeaderMax_18 | 10
525 | 145 | 50129-4P-60HP VLSC | VLSC_50129_4P_60HP | 1664.6746 | 1664.6746 | 6658.6983 | 4 | 0 | 4 | C | VLS_Inline | 5 | 5 | 5 | 10 | BranchMin_5BranchMax_10 | 6 | 6 | 18 | HeaderMin_6HeaderMax_18 | 12
525 | 145 | 50129-4P-60HP VLSC | VLSC_50129_4P_60HP | 1664.6746 | 1664.6746 | 6658.6983 | 4 | 0 | 4 | C | VLS_Inline | 5 | 5 | 5 | 10 | BranchMin_5BranchMax_10 | 6 | 6 | 18 | HeaderMin_6HeaderMax_18 | 14
525 | 145 | 50129-4P-60HP VLSC | VLSC_50129_4P_60HP | 1664.6746 | 1664.6746 | 6658.6983 | 4 | 0 | 4 | C | VLS_Inline | 5 | 5 | 5 | 10 | BranchMin_5BranchMax_10 | 6 | 6 | 18 | HeaderMin_6HeaderMax_18 | 16
525 | 145 | 50129-4P-60HP VLSC | VLSC_50129_4P_60HP | 1664.6746 | 1664.6746 | 6658.6983 | 4 | 0 | 4 | C | VLS_Inline | 5 | 5 | 5 | 10 | BranchMin_5BranchMax_10 | 6 | 6 | 18 | HeaderMin_6HeaderMax_18 | 18
525 | 145 | 50129-4P-60HP VLSC | VLSC_50129_4P_60HP | 1664.6746 | 1664.6746 | 6658.6983 | 4 | 0 | 4 | C | VLS_Inline | 5 | 5 | 5 | 10 | BranchMin_5BranchMax_10 | 8 | 6 | 18 | HeaderMin_6HeaderMax_18 | 6 | INVALID
525 | 145 | 50129-4P-60HP VLSC | VLSC_50129_4P_60HP | 1664.6746 | 1664.6746 | 6658.6983 | 4 | 0 | 4 | C | VLS_Inline | 5 | 5 | 5 | 10 | BranchMin_5BranchMax_10 | 8 | 6 | 18 | HeaderMin_6HeaderMax_18 | 8 | INVALID
525 | 145 | 50129-4P-60HP VLSC | VLSC_50129_4P_60HP | 1664.6746 | 1664.6746 | 6658.6983 | 4 | 0 | 4 | C | VLS_Inline | 5 | 5 | 5 | 10 | BranchMin_5BranchMax_10 | 8 | 6 | 18 | HeaderMin_6HeaderMax_18 | 10
525 | 145 | 50129-4P-60HP VLSC | VLSC_50129_4P_60HP | 1664.6746 | 1664.6746 | 6658.6983 | 4 | 0 | 4 | C | VLS_Inline | 5 | 5 | 5 | 10 | BranchMin_5BranchMax_10 | 8 | 6 | 18 | HeaderMin_6HeaderMax_18 | 12
525 | 145 | 50129-4P-60HP VLSC | VLSC_50129_4P_60HP | 1664.6746 | 1664.6746 | 6658.6983 | 4 | 0 | 4 | C | VLS_Inline | 5 | 5 | 5 | 10 | BranchMin_5BranchMax_10 | 8 | 6 | 18 | HeaderMin_6HeaderMax_18 | 14
525 | 145 | 50129-4P-60HP VLSC | VLSC_50129_4P_60HP | 1664.6746 | 1664.6746 | 6658.6983 | 4 | 0 | 4 | C | VLS_Inline | 5 | 5 | 5 | 10 | BranchMin_5BranchMax_10 | 8 | 6 | 18 | HeaderMin_6HeaderMax_18 | 16
525 | 145 | 50129-4P-60HP VLSC | VLSC_50129_4P_60HP | 1664.6746 | 1664.6746 | 6658.6983 | 4 | 0 | 4 | C | VLS_Inline | 5 | 5 | 5 | 10 | BranchMin_5BranchMax_10 | 8 | 6 | 18 | HeaderMin_6HeaderMax_18 | 18
525 | 145 | 50129-4P-60HP VLSC | VLSC_50129_4P_60HP | 1664.6746 | 1664.6746 | 6658.6983 | 4 | 0 | 4 | C | VLS_Inline | 5 | 5 | 5 | 10 | BranchMin_5BranchMax_10 | 10 | 6 | 18 | HeaderMin_6HeaderMax_18 | 6 | INVALID
525 | 145 | 50129-4P-60HP VLSC | VLSC_50129_4P_60HP | 1664.6746 | 1664.6746 | 6658.6983 | 4 | 0 | 4 | C | VLS_Inline | 5 | 5 | 5 | 10 | BranchMin_5BranchMax_10 | 10 | 6 | 18 | HeaderMin_6HeaderMax_18 | 8 | INVALID
525 | 145 | 50129-4P-60HP VLSC | VLSC_50129_4P_60HP | 1664.6746 | 1664.6746 | 6658.6983 | 4 | 0 | 4 | C | VLS_Inline | 5 | 5 | 5 | 10 | BranchMin_5BranchMax_10 | 10 | 6 | 18 | HeaderMin_6HeaderMax_18 | 10 | INVALID
525 | 145 | 50129-4P-60HP VLSC | VLSC_50129_4P_60HP | 1664.6746 | 1664.6746 | 6658.6983 | 4 | 0 | 4 | C | VLS_Inline | 5 | 5 | 5 | 10 | BranchMin_5BranchMax_10 | 10 | 6 | 18 | HeaderMin_6HeaderMax_18 | 12
525 | 145 | 50129-4P-60HP VLSC | VLSC_50129_4P_60HP | 1664.6746 | 1664.6746 | 6658.6983 | 4 | 0 | 4 | C | VLS_Inline | 5 | 5 | 5 | 10 | BranchMin_5BranchMax_10 | 10 | 6 | 18 | HeaderMin_6HeaderMax_18 | 14
525 | 145 | 50129-4P-60HP VLSC | VLSC_50129_4P_60HP | 1664.6746 | 1664.6746 | 6658.6983 | 4 | 0 | 4 | C | VLS_Inline | 5 | 5 | 5 | 10 | BranchMin_5BranchMax_10 | 10 | 6 | 18 | HeaderMin_6HeaderMax_18 | 16
525 | 145 | 50129-4P-60HP VLSC | VLSC_50129_4P_60HP | 1664.6746 | 1664.6746 | 6658.6983 | 4 | 0 | 4 | C | VLS_Inline | 5 | 5 | 5 | 10 | BranchMin_5BranchMax_10 | 10 | 6 | 18 | HeaderMin_6HeaderMax_18 | 18
526 | 146 | 5012A-4P-10HP VLSC | RC9940-8.37 | 840.7876 | 840.7876 | 3363.1503 | 4 | 0 | 4 | C | VLS_Inline | 5 | 5 | 5 | 6 | BranchMin_5BranchMax_6 | 5 | 6 | 12 | HeaderMin_6HeaderMax_12 | 6
526 | 146 | 5012A-4P-10HP VLSC | RC9940-8.37 | 840.7876 | 840.7876 | 3363.1503 | 4 | 0 | 4 | C | VLS_Inline | 5 | 5 | 5 | 6 | BranchMin_5BranchMax_6 | 5 | 6 | 12 | HeaderMin_6HeaderMax_12 | 8
526 | 146 | 5012A-4P-10HP VLSC | RC9940-8.37 | 840.7876 | 840.7876 | 3363.1503 | 4 | 0 | 4 | C | VLS_Inline | 5 | 5 | 5 | 6 | BranchMin_5BranchMax_6 | 5 | 6 | 12 | HeaderMin_6HeaderMax_12 | 10
526 | 146 | 5012A-4P-10HP VLSC | RC9940-8.37 | 840.7876 | 840.7876 | 3363.1503 | 4 | 0 | 4 | C | VLS_Inline | 5 | 5 | 5 | 6 | BranchMin_5BranchMax_6 | 5 | 6 | 12 | HeaderMin_6HeaderMax_12 | 12
526 | 146 | 5012A-4P-10HP VLSC | RC9940-8.37 | 840.7876 | 840.7876 | 3363.1503 | 4 | 0 | 4 | C | VLS_Inline | 5 | 5 | 5 | 6 | BranchMin_5BranchMax_6 | 6 | 6 | 12 | HeaderMin_6HeaderMax_12 | 6 | INVALID
526 | 146 | 5012A-4P-10HP VLSC | RC9940-8.37 | 840.7876 | 840.7876 | 3363.1503 | 4 | 0 | 4 | C | VLS_Inline | 5 | 5 | 5 | 6 | BranchMin_5BranchMax_6 | 6 | 6 | 12 | HeaderMin_6HeaderMax_12 | 8
526 | 146 | 5012A-4P-10HP VLSC | RC9940-8.37 | 840.7876 | 840.7876 | 3363.1503 | 4 | 0 | 4 | C | VLS_Inline | 5 | 5 | 5 | 6 | BranchMin_5BranchMax_6 | 6 | 6 | 12 | HeaderMin_6HeaderMax_12 | 10
526 | 146 | 5012A-4P-10HP VLSC | RC9940-8.37 | 840.7876 | 840.7876 | 3363.1503 | 4 | 0 | 4 | C | VLS_Inline | 5 | 5 | 5 | 6 | BranchMin_5BranchMax_6 | 6 | 6 | 12 | HeaderMin_6HeaderMax_12 | 12
527 | 147 | 5012A-4P-15HP VLSC | RC9940-9.62 | 995.4751 | 995.4751 | 3981.9003 | 4 | 0 | 4 | C | VLS_Inline | 5 | 5 | 5 | 8 | BranchMin_5BranchMax_8 | 5 | 6 | 14 | HeaderMin_6HeaderMax_14 | 6
527 | 147 | 5012A-4P-15HP VLSC | RC9940-9.62 | 995.4751 | 995.4751 | 3981.9003 | 4 | 0 | 4 | C | VLS_Inline | 5 | 5 | 5 | 8 | BranchMin_5BranchMax_8 | 5 | 6 | 14 | HeaderMin_6HeaderMax_14 | 8
527 | 147 | 5012A-4P-15HP VLSC | RC9940-9.62 | 995.4751 | 995.4751 | 3981.9003 | 4 | 0 | 4 | C | VLS_Inline | 5 | 5 | 5 | 8 | BranchMin_5BranchMax_8 | 5 | 6 | 14 | HeaderMin_6HeaderMax_14 | 10
527 | 147 | 5012A-4P-15HP VLSC | RC9940-9.62 | 995.4751 | 995.4751 | 3981.9003 | 4 | 0 | 4 | C | VLS_Inline | 5 | 5 | 5 | 8 | BranchMin_5BranchMax_8 | 5 | 6 | 14 | HeaderMin_6HeaderMax_14 | 12
527 | 147 | 5012A-4P-15HP VLSC | RC9940-9.62 | 995.4751 | 995.4751 | 3981.9003 | 4 | 0 | 4 | C | VLS_Inline | 5 | 5 | 5 | 8 | BranchMin_5BranchMax_8 | 5 | 6 | 14 | HeaderMin_6HeaderMax_14 | 14
527 | 147 | 5012A-4P-15HP VLSC | RC9940-9.62 | 995.4751 | 995.4751 | 3981.9003 | 4 | 0 | 4 | C | VLS_Inline | 5 | 5 | 5 | 8 | BranchMin_5BranchMax_8 | 6 | 6 | 14 | HeaderMin_6HeaderMax_14 | 6 | INVALID
527 | 147 | 5012A-4P-15HP VLSC | RC9940-9.62 | 995.4751 | 995.4751 | 3981.9003 | 4 | 0 | 4 | C | VLS_Inline | 5 | 5 | 5 | 8 | BranchMin_5BranchMax_8 | 6 | 6 | 14 | HeaderMin_6HeaderMax_14 | 8
527 | 147 | 5012A-4P-15HP VLSC | RC9940-9.62 | 995.4751 | 995.4751 | 3981.9003 | 4 | 0 | 4 | C | VLS_Inline | 5 | 5 | 5 | 8 | BranchMin_5BranchMax_8 | 6 | 6 | 14 | HeaderMin_6HeaderMax_14 | 10
527 | 147 | 5012A-4P-15HP VLSC | RC9940-9.62 | 995.4751 | 995.4751 | 3981.9003 | 4 | 0 | 4 | C | VLS_Inline | 5 | 5 | 5 | 8 | BranchMin_5BranchMax_8 | 6 | 6 | 14 | HeaderMin_6HeaderMax_14 | 12
527 | 147 | 5012A-4P-15HP VLSC | RC9940-9.62 | 995.4751 | 995.4751 | 3981.9003 | 4 | 0 | 4 | C | VLS_Inline | 5 | 5 | 5 | 8 | BranchMin_5BranchMax_8 | 6 | 6 | 14 | HeaderMin_6HeaderMax_14 | 14
527 | 147 | 5012A-4P-15HP VLSC | RC9940-9.62 | 995.4751 | 995.4751 | 3981.9003 | 4 | 0 | 4 | C | VLS_Inline | 5 | 5 | 5 | 8 | BranchMin_5BranchMax_8 | 8 | 6 | 14 | HeaderMin_6HeaderMax_14 | 6 | INVALID
527 | 147 | 5012A-4P-15HP VLSC | RC9940-9.62 | 995.4751 | 995.4751 | 3981.9003 | 4 | 0 | 4 | C | VLS_Inline | 5 | 5 | 5 | 8 | BranchMin_5BranchMax_8 | 8 | 6 | 14 | HeaderMin_6HeaderMax_14 | 8 | INVALID
527 | 147 | 5012A-4P-15HP VLSC | RC9940-9.62 | 995.4751 | 995.4751 | 3981.9003 | 4 | 0 | 4 | C | VLS_Inline | 5 | 5 | 5 | 8 | BranchMin_5BranchMax_8 | 8 | 6 | 14 | HeaderMin_6HeaderMax_14 | 10
527 | 147 | 5012A-4P-15HP VLSC | RC9940-9.62 | 995.4751 | 995.4751 | 3981.9003 | 4 | 0 | 4 | C | VLS_Inline | 5 | 5 | 5 | 8 | BranchMin_5BranchMax_8 | 8 | 6 | 14 | HeaderMin_6HeaderMax_14 | 12
527 | 147 | 5012A-4P-15HP VLSC | RC9940-9.62 | 995.4751 | 995.4751 | 3981.9003 | 4 | 0 | 4 | C | VLS_Inline | 5 | 5 | 5 | 8 | BranchMin_5BranchMax_8 | 8 | 6 | 14 | HeaderMin_6HeaderMax_14 | 14
528 | 148 | 5012A-4P-20HP VLSC | RC9940-10.48 | 1093.6698 | 1093.6698 | 4374.6794 | 4 | 0 | 4 | C | VLS_Inline | 5 | 5 | 5 | 8 | BranchMin_5BranchMax_8 | 5 | 6 | 16 | HeaderMin_6HeaderMax_16 | 6
528 | 148 | 5012A-4P-20HP VLSC | RC9940-10.48 | 1093.6698 | 1093.6698 | 4374.6794 | 4 | 0 | 4 | C | VLS_Inline | 5 | 5 | 5 | 8 | BranchMin_5BranchMax_8 | 5 | 6 | 16 | HeaderMin_6HeaderMax_16 | 8
528 | 148 | 5012A-4P-20HP VLSC | RC9940-10.48 | 1093.6698 | 1093.6698 | 4374.6794 | 4 | 0 | 4 | C | VLS_Inline | 5 | 5 | 5 | 8 | BranchMin_5BranchMax_8 | 5 | 6 | 16 | HeaderMin_6HeaderMax_16 | 10
528 | 148 | 5012A-4P-20HP VLSC | RC9940-10.48 | 1093.6698 | 1093.6698 | 4374.6794 | 4 | 0 | 4 | C | VLS_Inline | 5 | 5 | 5 | 8 | BranchMin_5BranchMax_8 | 5 | 6 | 16 | HeaderMin_6HeaderMax_16 | 12
528 | 148 | 5012A-4P-20HP VLSC | RC9940-10.48 | 1093.6698 | 1093.6698 | 4374.6794 | 4 | 0 | 4 | C | VLS_Inline | 5 | 5 | 5 | 8 | BranchMin_5BranchMax_8 | 5 | 6 | 16 | HeaderMin_6HeaderMax_16 | 14
528 | 148 | 5012A-4P-20HP VLSC | RC9940-10.48 | 1093.6698 | 1093.6698 | 4374.6794 | 4 | 0 | 4 | C | VLS_Inline | 5 | 5 | 5 | 8 | BranchMin_5BranchMax_8 | 5 | 6 | 16 | HeaderMin_6HeaderMax_16 | 16
528 | 148 | 5012A-4P-20HP VLSC | RC9940-10.48 | 1093.6698 | 1093.6698 | 4374.6794 | 4 | 0 | 4 | C | VLS_Inline | 5 | 5 | 5 | 8 | BranchMin_5BranchMax_8 | 6 | 6 | 16 | HeaderMin_6HeaderMax_16 | 6 | INVALID
528 | 148 | 5012A-4P-20HP VLSC | RC9940-10.48 | 1093.6698 | 1093.6698 | 4374.6794 | 4 | 0 | 4 | C | VLS_Inline | 5 | 5 | 5 | 8 | BranchMin_5BranchMax_8 | 6 | 6 | 16 | HeaderMin_6HeaderMax_16 | 8
528 | 148 | 5012A-4P-20HP VLSC | RC9940-10.48 | 1093.6698 | 1093.6698 | 4374.6794 | 4 | 0 | 4 | C | VLS_Inline | 5 | 5 | 5 | 8 | BranchMin_5BranchMax_8 | 6 | 6 | 16 | HeaderMin_6HeaderMax_16 | 10
528 | 148 | 5012A-4P-20HP VLSC | RC9940-10.48 | 1093.6698 | 1093.6698 | 4374.6794 | 4 | 0 | 4 | C | VLS_Inline | 5 | 5 | 5 | 8 | BranchMin_5BranchMax_8 | 6 | 6 | 16 | HeaderMin_6HeaderMax_16 | 12
528 | 148 | 5012A-4P-20HP VLSC | RC9940-10.48 | 1093.6698 | 1093.6698 | 4374.6794 | 4 | 0 | 4 | C | VLS_Inline | 5 | 5 | 5 | 8 | BranchMin_5BranchMax_8 | 6 | 6 | 16 | HeaderMin_6HeaderMax_16 | 14
528 | 148 | 5012A-4P-20HP VLSC | RC9940-10.48 | 1093.6698 | 1093.6698 | 4374.6794 | 4 | 0 | 4 | C | VLS_Inline | 5 | 5 | 5 | 8 | BranchMin_5BranchMax_8 | 6 | 6 | 16 | HeaderMin_6HeaderMax_16 | 16
528 | 148 | 5012A-4P-20HP VLSC | RC9940-10.48 | 1093.6698 | 1093.6698 | 4374.6794 | 4 | 0 | 4 | C | VLS_Inline | 5 | 5 | 5 | 8 | BranchMin_5BranchMax_8 | 8 | 6 | 16 | HeaderMin_6HeaderMax_16 | 6 | INVALID
528 | 148 | 5012A-4P-20HP VLSC | RC9940-10.48 | 1093.6698 | 1093.6698 | 4374.6794 | 4 | 0 | 4 | C | VLS_Inline | 5 | 5 | 5 | 8 | BranchMin_5BranchMax_8 | 8 | 6 | 16 | HeaderMin_6HeaderMax_16 | 8 | INVALID
528 | 148 | 5012A-4P-20HP VLSC | RC9940-10.48 | 1093.6698 | 1093.6698 | 4374.6794 | 4 | 0 | 4 | C | VLS_Inline | 5 | 5 | 5 | 8 | BranchMin_5BranchMax_8 | 8 | 6 | 16 | HeaderMin_6HeaderMax_16 | 10
528 | 148 | 5012A-4P-20HP VLSC | RC9940-10.48 | 1093.6698 | 1093.6698 | 4374.6794 | 4 | 0 | 4 | C | VLS_Inline | 5 | 5 | 5 | 8 | BranchMin_5BranchMax_8 | 8 | 6 | 16 | HeaderMin_6HeaderMax_16 | 12
528 | 148 | 5012A-4P-20HP VLSC | RC9940-10.48 | 1093.6698 | 1093.6698 | 4374.6794 | 4 | 0 | 4 | C | VLS_Inline | 5 | 5 | 5 | 8 | BranchMin_5BranchMax_8 | 8 | 6 | 16 | HeaderMin_6HeaderMax_16 | 14
528 | 148 | 5012A-4P-20HP VLSC | RC9940-10.48 | 1093.6698 | 1093.6698 | 4374.6794 | 4 | 0 | 4 | C | VLS_Inline | 5 | 5 | 5 | 8 | BranchMin_5BranchMax_8 | 8 | 6 | 16 | HeaderMin_6HeaderMax_16 | 16
529 | 149 | 5012A-4P-25HP VLSC | RC9940-11.02 | 1144.8546 | 1144.8546 | 4579.4184 | 4 | 0 | 4 | C | VLS_Inline | 5 | 5 | 5 | 8 | BranchMin_5BranchMax_8 | 5 | 6 | 16 | HeaderMin_6HeaderMax_16 | 6
529 | 149 | 5012A-4P-25HP VLSC | RC9940-11.02 | 1144.8546 | 1144.8546 | 4579.4184 | 4 | 0 | 4 | C | VLS_Inline | 5 | 5 | 5 | 8 | BranchMin_5BranchMax_8 | 5 | 6 | 16 | HeaderMin_6HeaderMax_16 | 8
529 | 149 | 5012A-4P-25HP VLSC | RC9940-11.02 | 1144.8546 | 1144.8546 | 4579.4184 | 4 | 0 | 4 | C | VLS_Inline | 5 | 5 | 5 | 8 | BranchMin_5BranchMax_8 | 5 | 6 | 16 | HeaderMin_6HeaderMax_16 | 10
529 | 149 | 5012A-4P-25HP VLSC | RC9940-11.02 | 1144.8546 | 1144.8546 | 4579.4184 | 4 | 0 | 4 | C | VLS_Inline | 5 | 5 | 5 | 8 | BranchMin_5BranchMax_8 | 5 | 6 | 16 | HeaderMin_6HeaderMax_16 | 12
529 | 149 | 5012A-4P-25HP VLSC | RC9940-11.02 | 1144.8546 | 1144.8546 | 4579.4184 | 4 | 0 | 4 | C | VLS_Inline | 5 | 5 | 5 | 8 | BranchMin_5BranchMax_8 | 5 | 6 | 16 | HeaderMin_6HeaderMax_16 | 14
529 | 149 | 5012A-4P-25HP VLSC | RC9940-11.02 | 1144.8546 | 1144.8546 | 4579.4184 | 4 | 0 | 4 | C | VLS_Inline | 5 | 5 | 5 | 8 | BranchMin_5BranchMax_8 | 5 | 6 | 16 | HeaderMin_6HeaderMax_16 | 16
529 | 149 | 5012A-4P-25HP VLSC | RC9940-11.02 | 1144.8546 | 1144.8546 | 4579.4184 | 4 | 0 | 4 | C | VLS_Inline | 5 | 5 | 5 | 8 | BranchMin_5BranchMax_8 | 6 | 6 | 16 | HeaderMin_6HeaderMax_16 | 6 | INVALID
529 | 149 | 5012A-4P-25HP VLSC | RC9940-11.02 | 1144.8546 | 1144.8546 | 4579.4184 | 4 | 0 | 4 | C | VLS_Inline | 5 | 5 | 5 | 8 | BranchMin_5BranchMax_8 | 6 | 6 | 16 | HeaderMin_6HeaderMax_16 | 8
529 | 149 | 5012A-4P-25HP VLSC | RC9940-11.02 | 1144.8546 | 1144.8546 | 4579.4184 | 4 | 0 | 4 | C | VLS_Inline | 5 | 5 | 5 | 8 | BranchMin_5BranchMax_8 | 6 | 6 | 16 | HeaderMin_6HeaderMax_16 | 10
529 | 149 | 5012A-4P-25HP VLSC | RC9940-11.02 | 1144.8546 | 1144.8546 | 4579.4184 | 4 | 0 | 4 | C | VLS_Inline | 5 | 5 | 5 | 8 | BranchMin_5BranchMax_8 | 6 | 6 | 16 | HeaderMin_6HeaderMax_16 | 12
529 | 149 | 5012A-4P-25HP VLSC | RC9940-11.02 | 1144.8546 | 1144.8546 | 4579.4184 | 4 | 0 | 4 | C | VLS_Inline | 5 | 5 | 5 | 8 | BranchMin_5BranchMax_8 | 6 | 6 | 16 | HeaderMin_6HeaderMax_16 | 14
529 | 149 | 5012A-4P-25HP VLSC | RC9940-11.02 | 1144.8546 | 1144.8546 | 4579.4184 | 4 | 0 | 4 | C | VLS_Inline | 5 | 5 | 5 | 8 | BranchMin_5BranchMax_8 | 6 | 6 | 16 | HeaderMin_6HeaderMax_16 | 16
529 | 149 | 5012A-4P-25HP VLSC | RC9940-11.02 | 1144.8546 | 1144.8546 | 4579.4184 | 4 | 0 | 4 | C | VLS_Inline | 5 | 5 | 5 | 8 | BranchMin_5BranchMax_8 | 8 | 6 | 16 | HeaderMin_6HeaderMax_16 | 6 | INVALID
529 | 149 | 5012A-4P-25HP VLSC | RC9940-11.02 | 1144.8546 | 1144.8546 | 4579.4184 | 4 | 0 | 4 | C | VLS_Inline | 5 | 5 | 5 | 8 | BranchMin_5BranchMax_8 | 8 | 6 | 16 | HeaderMin_6HeaderMax_16 | 8 | INVALID
529 | 149 | 5012A-4P-25HP VLSC | RC9940-11.02 | 1144.8546 | 1144.8546 | 4579.4184 | 4 | 0 | 4 | C | VLS_Inline | 5 | 5 | 5 | 8 | BranchMin_5BranchMax_8 | 8 | 6 | 16 | HeaderMin_6HeaderMax_16 | 10
529 | 149 | 5012A-4P-25HP VLSC | RC9940-11.02 | 1144.8546 | 1144.8546 | 4579.4184 | 4 | 0 | 4 | C | VLS_Inline | 5 | 5 | 5 | 8 | BranchMin_5BranchMax_8 | 8 | 6 | 16 | HeaderMin_6HeaderMax_16 | 12
529 | 149 | 5012A-4P-25HP VLSC | RC9940-11.02 | 1144.8546 | 1144.8546 | 4579.4184 | 4 | 0 | 4 | C | VLS_Inline | 5 | 5 | 5 | 8 | BranchMin_5BranchMax_8 | 8 | 6 | 16 | HeaderMin_6HeaderMax_16 | 14
529 | 149 | 5012A-4P-25HP VLSC | RC9940-11.02 | 1144.8546 | 1144.8546 | 4579.4184 | 4 | 0 | 4 | C | VLS_Inline | 5 | 5 | 5 | 8 | BranchMin_5BranchMax_8 | 8 | 6 | 16 | HeaderMin_6HeaderMax_16 | 16
530 | 150 | 5012A-4P-30HP VLSC | RC9940-11.62-4P | 1204.5001 | 1204.5001 | 4818.0004 | 4 | 0 | 4 | C | VLS_Inline | 5 | 5 | 5 | 8 | BranchMin_5BranchMax_8 | 5 | 6 | 16 | HeaderMin_6HeaderMax_16 | 6
530 | 150 | 5012A-4P-30HP VLSC | RC9940-11.62-4P | 1204.5001 | 1204.5001 | 4818.0004 | 4 | 0 | 4 | C | VLS_Inline | 5 | 5 | 5 | 8 | BranchMin_5BranchMax_8 | 5 | 6 | 16 | HeaderMin_6HeaderMax_16 | 8
530 | 150 | 5012A-4P-30HP VLSC | RC9940-11.62-4P | 1204.5001 | 1204.5001 | 4818.0004 | 4 | 0 | 4 | C | VLS_Inline | 5 | 5 | 5 | 8 | BranchMin_5BranchMax_8 | 5 | 6 | 16 | HeaderMin_6HeaderMax_16 | 10
530 | 150 | 5012A-4P-30HP VLSC | RC9940-11.62-4P | 1204.5001 | 1204.5001 | 4818.0004 | 4 | 0 | 4 | C | VLS_Inline | 5 | 5 | 5 | 8 | BranchMin_5BranchMax_8 | 5 | 6 | 16 | HeaderMin_6HeaderMax_16 | 12
530 | 150 | 5012A-4P-30HP VLSC | RC9940-11.62-4P | 1204.5001 | 1204.5001 | 4818.0004 | 4 | 0 | 4 | C | VLS_Inline | 5 | 5 | 5 | 8 | BranchMin_5BranchMax_8 | 5 | 6 | 16 | HeaderMin_6HeaderMax_16 | 14
530 | 150 | 5012A-4P-30HP VLSC | RC9940-11.62-4P | 1204.5001 | 1204.5001 | 4818.0004 | 4 | 0 | 4 | C | VLS_Inline | 5 | 5 | 5 | 8 | BranchMin_5BranchMax_8 | 5 | 6 | 16 | HeaderMin_6HeaderMax_16 | 16
530 | 150 | 5012A-4P-30HP VLSC | RC9940-11.62-4P | 1204.5001 | 1204.5001 | 4818.0004 | 4 | 0 | 4 | C | VLS_Inline | 5 | 5 | 5 | 8 | BranchMin_5BranchMax_8 | 6 | 6 | 16 | HeaderMin_6HeaderMax_16 | 6 | INVALID
530 | 150 | 5012A-4P-30HP VLSC | RC9940-11.62-4P | 1204.5001 | 1204.5001 | 4818.0004 | 4 | 0 | 4 | C | VLS_Inline | 5 | 5 | 5 | 8 | BranchMin_5BranchMax_8 | 6 | 6 | 16 | HeaderMin_6HeaderMax_16 | 8
530 | 150 | 5012A-4P-30HP VLSC | RC9940-11.62-4P | 1204.5001 | 1204.5001 | 4818.0004 | 4 | 0 | 4 | C | VLS_Inline | 5 | 5 | 5 | 8 | BranchMin_5BranchMax_8 | 6 | 6 | 16 | HeaderMin_6HeaderMax_16 | 10
530 | 150 | 5012A-4P-30HP VLSC | RC9940-11.62-4P | 1204.5001 | 1204.5001 | 4818.0004 | 4 | 0 | 4 | C | VLS_Inline | 5 | 5 | 5 | 8 | BranchMin_5BranchMax_8 | 6 | 6 | 16 | HeaderMin_6HeaderMax_16 | 12
530 | 150 | 5012A-4P-30HP VLSC | RC9940-11.62-4P | 1204.5001 | 1204.5001 | 4818.0004 | 4 | 0 | 4 | C | VLS_Inline | 5 | 5 | 5 | 8 | BranchMin_5BranchMax_8 | 6 | 6 | 16 | HeaderMin_6HeaderMax_16 | 14
530 | 150 | 5012A-4P-30HP VLSC | RC9940-11.62-4P | 1204.5001 | 1204.5001 | 4818.0004 | 4 | 0 | 4 | C | VLS_Inline | 5 | 5 | 5 | 8 | BranchMin_5BranchMax_8 | 6 | 6 | 16 | HeaderMin_6HeaderMax_16 | 16
530 | 150 | 5012A-4P-30HP VLSC | RC9940-11.62-4P | 1204.5001 | 1204.5001 | 4818.0004 | 4 | 0 | 4 | C | VLS_Inline | 5 | 5 | 5 | 8 | BranchMin_5BranchMax_8 | 8 | 6 | 16 | HeaderMin_6HeaderMax_16 | 6 | INVALID
530 | 150 | 5012A-4P-30HP VLSC | RC9940-11.62-4P | 1204.5001 | 1204.5001 | 4818.0004 | 4 | 0 | 4 | C | VLS_Inline | 5 | 5 | 5 | 8 | BranchMin_5BranchMax_8 | 8 | 6 | 16 | HeaderMin_6HeaderMax_16 | 8 | INVALID
530 | 150 | 5012A-4P-30HP VLSC | RC9940-11.62-4P | 1204.5001 | 1204.5001 | 4818.0004 | 4 | 0 | 4 | C | VLS_Inline | 5 | 5 | 5 | 8 | BranchMin_5BranchMax_8 | 8 | 6 | 16 | HeaderMin_6HeaderMax_16 | 10
530 | 150 | 5012A-4P-30HP VLSC | RC9940-11.62-4P | 1204.5001 | 1204.5001 | 4818.0004 | 4 | 0 | 4 | C | VLS_Inline | 5 | 5 | 5 | 8 | BranchMin_5BranchMax_8 | 8 | 6 | 16 | HeaderMin_6HeaderMax_16 | 12
530 | 150 | 5012A-4P-30HP VLSC | RC9940-11.62-4P | 1204.5001 | 1204.5001 | 4818.0004 | 4 | 0 | 4 | C | VLS_Inline | 5 | 5 | 5 | 8 | BranchMin_5BranchMax_8 | 8 | 6 | 16 | HeaderMin_6HeaderMax_16 | 14
530 | 150 | 5012A-4P-30HP VLSC | RC9940-11.62-4P | 1204.5001 | 1204.5001 | 4818.0004 | 4 | 0 | 4 | C | VLS_Inline | 5 | 5 | 5 | 8 | BranchMin_5BranchMax_8 | 8 | 6 | 16 | HeaderMin_6HeaderMax_16 | 16
531 | 151 | 5012A-4P-40HP VLSC | RC9940-12.1-4P | 1252.5 | 1252.5 | 5010 | 4 | 0 | 4 | C | VLS_Inline | 5 | 5 | 5 | 8 | BranchMin_5BranchMax_8 | 5 | 6 | 16 | HeaderMin_6HeaderMax_16 | 6
531 | 151 | 5012A-4P-40HP VLSC | RC9940-12.1-4P | 1252.5 | 1252.5 | 5010 | 4 | 0 | 4 | C | VLS_Inline | 5 | 5 | 5 | 8 | BranchMin_5BranchMax_8 | 5 | 6 | 16 | HeaderMin_6HeaderMax_16 | 8
531 | 151 | 5012A-4P-40HP VLSC | RC9940-12.1-4P | 1252.5 | 1252.5 | 5010 | 4 | 0 | 4 | C | VLS_Inline | 5 | 5 | 5 | 8 | BranchMin_5BranchMax_8 | 5 | 6 | 16 | HeaderMin_6HeaderMax_16 | 10
531 | 151 | 5012A-4P-40HP VLSC | RC9940-12.1-4P | 1252.5 | 1252.5 | 5010 | 4 | 0 | 4 | C | VLS_Inline | 5 | 5 | 5 | 8 | BranchMin_5BranchMax_8 | 5 | 6 | 16 | HeaderMin_6HeaderMax_16 | 12
531 | 151 | 5012A-4P-40HP VLSC | RC9940-12.1-4P | 1252.5 | 1252.5 | 5010 | 4 | 0 | 4 | C | VLS_Inline | 5 | 5 | 5 | 8 | BranchMin_5BranchMax_8 | 5 | 6 | 16 | HeaderMin_6HeaderMax_16 | 14
531 | 151 | 5012A-4P-40HP VLSC | RC9940-12.1-4P | 1252.5 | 1252.5 | 5010 | 4 | 0 | 4 | C | VLS_Inline | 5 | 5 | 5 | 8 | BranchMin_5BranchMax_8 | 5 | 6 | 16 | HeaderMin_6HeaderMax_16 | 16
531 | 151 | 5012A-4P-40HP VLSC | RC9940-12.1-4P | 1252.5 | 1252.5 | 5010 | 4 | 0 | 4 | C | VLS_Inline | 5 | 5 | 5 | 8 | BranchMin_5BranchMax_8 | 6 | 6 | 16 | HeaderMin_6HeaderMax_16 | 6 | INVALID
531 | 151 | 5012A-4P-40HP VLSC | RC9940-12.1-4P | 1252.5 | 1252.5 | 5010 | 4 | 0 | 4 | C | VLS_Inline | 5 | 5 | 5 | 8 | BranchMin_5BranchMax_8 | 6 | 6 | 16 | HeaderMin_6HeaderMax_16 | 8
531 | 151 | 5012A-4P-40HP VLSC | RC9940-12.1-4P | 1252.5 | 1252.5 | 5010 | 4 | 0 | 4 | C | VLS_Inline | 5 | 5 | 5 | 8 | BranchMin_5BranchMax_8 | 6 | 6 | 16 | HeaderMin_6HeaderMax_16 | 10
531 | 151 | 5012A-4P-40HP VLSC | RC9940-12.1-4P | 1252.5 | 1252.5 | 5010 | 4 | 0 | 4 | C | VLS_Inline | 5 | 5 | 5 | 8 | BranchMin_5BranchMax_8 | 6 | 6 | 16 | HeaderMin_6HeaderMax_16 | 12
531 | 151 | 5012A-4P-40HP VLSC | RC9940-12.1-4P | 1252.5 | 1252.5 | 5010 | 4 | 0 | 4 | C | VLS_Inline | 5 | 5 | 5 | 8 | BranchMin_5BranchMax_8 | 6 | 6 | 16 | HeaderMin_6HeaderMax_16 | 14
531 | 151 | 5012A-4P-40HP VLSC | RC9940-12.1-4P | 1252.5 | 1252.5 | 5010 | 4 | 0 | 4 | C | VLS_Inline | 5 | 5 | 5 | 8 | BranchMin_5BranchMax_8 | 6 | 6 | 16 | HeaderMin_6HeaderMax_16 | 16
531 | 151 | 5012A-4P-40HP VLSC | RC9940-12.1-4P | 1252.5 | 1252.5 | 5010 | 4 | 0 | 4 | C | VLS_Inline | 5 | 5 | 5 | 8 | BranchMin_5BranchMax_8 | 8 | 6 | 16 | HeaderMin_6HeaderMax_16 | 6 | INVALID
531 | 151 | 5012A-4P-40HP VLSC | RC9940-12.1-4P | 1252.5 | 1252.5 | 5010 | 4 | 0 | 4 | C | VLS_Inline | 5 | 5 | 5 | 8 | BranchMin_5BranchMax_8 | 8 | 6 | 16 | HeaderMin_6HeaderMax_16 | 8 | INVALID
531 | 151 | 5012A-4P-40HP VLSC | RC9940-12.1-4P | 1252.5 | 1252.5 | 5010 | 4 | 0 | 4 | C | VLS_Inline | 5 | 5 | 5 | 8 | BranchMin_5BranchMax_8 | 8 | 6 | 16 | HeaderMin_6HeaderMax_16 | 10
531 | 151 | 5012A-4P-40HP VLSC | RC9940-12.1-4P | 1252.5 | 1252.5 | 5010 | 4 | 0 | 4 | C | VLS_Inline | 5 | 5 | 5 | 8 | BranchMin_5BranchMax_8 | 8 | 6 | 16 | HeaderMin_6HeaderMax_16 | 12
531 | 151 | 5012A-4P-40HP VLSC | RC9940-12.1-4P | 1252.5 | 1252.5 | 5010 | 4 | 0 | 4 | C | VLS_Inline | 5 | 5 | 5 | 8 | BranchMin_5BranchMax_8 | 8 | 6 | 16 | HeaderMin_6HeaderMax_16 | 14
531 | 151 | 5012A-4P-40HP VLSC | RC9940-12.1-4P | 1252.5 | 1252.5 | 5010 | 4 | 0 | 4 | C | VLS_Inline | 5 | 5 | 5 | 8 | BranchMin_5BranchMax_8 | 8 | 6 | 16 | HeaderMin_6HeaderMax_16 | 16
532 | 152 | 5012C-4P-10HP VLSC | VLSC_5012C_4P_10HP | 648.3835 | 648.3835 | 2593.534 | 4 | 0 | 4 | C | VLS_Inline | 5 | 5 | 5 | 5 | BranchMin_5BranchMax_5 | 5 | 6 | 12 | HeaderMin_6HeaderMax_12 | 6
532 | 152 | 5012C-4P-10HP VLSC | VLSC_5012C_4P_10HP | 648.3835 | 648.3835 | 2593.534 | 4 | 0 | 4 | C | VLS_Inline | 5 | 5 | 5 | 5 | BranchMin_5BranchMax_5 | 5 | 6 | 12 | HeaderMin_6HeaderMax_12 | 8
532 | 152 | 5012C-4P-10HP VLSC | VLSC_5012C_4P_10HP | 648.3835 | 648.3835 | 2593.534 | 4 | 0 | 4 | C | VLS_Inline | 5 | 5 | 5 | 5 | BranchMin_5BranchMax_5 | 5 | 6 | 12 | HeaderMin_6HeaderMax_12 | 10
532 | 152 | 5012C-4P-10HP VLSC | VLSC_5012C_4P_10HP | 648.3835 | 648.3835 | 2593.534 | 4 | 0 | 4 | C | VLS_Inline | 5 | 5 | 5 | 5 | BranchMin_5BranchMax_5 | 5 | 6 | 12 | HeaderMin_6HeaderMax_12 | 12
533 | 153 | 5012C-4P-15HP VLSC | VLSC_5012C_4P_15HP | 820.3589 | 820.3589 | 3281.4355 | 4 | 0 | 4 | C | VLS_Inline | 5 | 5 | 5 | 6 | BranchMin_5BranchMax_6 | 5 | 6 | 12 | HeaderMin_6HeaderMax_12 | 6
533 | 153 | 5012C-4P-15HP VLSC | VLSC_5012C_4P_15HP | 820.3589 | 820.3589 | 3281.4355 | 4 | 0 | 4 | C | VLS_Inline | 5 | 5 | 5 | 6 | BranchMin_5BranchMax_6 | 5 | 6 | 12 | HeaderMin_6HeaderMax_12 | 8
533 | 153 | 5012C-4P-15HP VLSC | VLSC_5012C_4P_15HP | 820.3589 | 820.3589 | 3281.4355 | 4 | 0 | 4 | C | VLS_Inline | 5 | 5 | 5 | 6 | BranchMin_5BranchMax_6 | 5 | 6 | 12 | HeaderMin_6HeaderMax_12 | 10
533 | 153 | 5012C-4P-15HP VLSC | VLSC_5012C_4P_15HP | 820.3589 | 820.3589 | 3281.4355 | 4 | 0 | 4 | C | VLS_Inline | 5 | 5 | 5 | 6 | BranchMin_5BranchMax_6 | 5 | 6 | 12 | HeaderMin_6HeaderMax_12 | 12
533 | 153 | 5012C-4P-15HP VLSC | VLSC_5012C_4P_15HP | 820.3589 | 820.3589 | 3281.4355 | 4 | 0 | 4 | C | VLS_Inline | 5 | 5 | 5 | 6 | BranchMin_5BranchMax_6 | 6 | 6 | 12 | HeaderMin_6HeaderMax_12 | 6 | INVALID
533 | 153 | 5012C-4P-15HP VLSC | VLSC_5012C_4P_15HP | 820.3589 | 820.3589 | 3281.4355 | 4 | 0 | 4 | C | VLS_Inline | 5 | 5 | 5 | 6 | BranchMin_5BranchMax_6 | 6 | 6 | 12 | HeaderMin_6HeaderMax_12 | 8
533 | 153 | 5012C-4P-15HP VLSC | VLSC_5012C_4P_15HP | 820.3589 | 820.3589 | 3281.4355 | 4 | 0 | 4 | C | VLS_Inline | 5 | 5 | 5 | 6 | BranchMin_5BranchMax_6 | 6 | 6 | 12 | HeaderMin_6HeaderMax_12 | 10
533 | 153 | 5012C-4P-15HP VLSC | VLSC_5012C_4P_15HP | 820.3589 | 820.3589 | 3281.4355 | 4 | 0 | 4 | C | VLS_Inline | 5 | 5 | 5 | 6 | BranchMin_5BranchMax_6 | 6 | 6 | 12 | HeaderMin_6HeaderMax_12 | 12
534 | 154 | 5012C-4P-20HP VLSC | VLSC_5012C_4P_20HP | 941.0352 | 941.0352 | 3764.1408 | 4 | 0 | 4 | C | VLS_Inline | 5 | 5 | 5 | 6 | BranchMin_5BranchMax_6 | 5 | 6 | 14 | HeaderMin_6HeaderMax_14 | 6
534 | 154 | 5012C-4P-20HP VLSC | VLSC_5012C_4P_20HP | 941.0352 | 941.0352 | 3764.1408 | 4 | 0 | 4 | C | VLS_Inline | 5 | 5 | 5 | 6 | BranchMin_5BranchMax_6 | 5 | 6 | 14 | HeaderMin_6HeaderMax_14 | 8
534 | 154 | 5012C-4P-20HP VLSC | VLSC_5012C_4P_20HP | 941.0352 | 941.0352 | 3764.1408 | 4 | 0 | 4 | C | VLS_Inline | 5 | 5 | 5 | 6 | BranchMin_5BranchMax_6 | 5 | 6 | 14 | HeaderMin_6HeaderMax_14 | 10
534 | 154 | 5012C-4P-20HP VLSC | VLSC_5012C_4P_20HP | 941.0352 | 941.0352 | 3764.1408 | 4 | 0 | 4 | C | VLS_Inline | 5 | 5 | 5 | 6 | BranchMin_5BranchMax_6 | 5 | 6 | 14 | HeaderMin_6HeaderMax_14 | 12
534 | 154 | 5012C-4P-20HP VLSC | VLSC_5012C_4P_20HP | 941.0352 | 941.0352 | 3764.1408 | 4 | 0 | 4 | C | VLS_Inline | 5 | 5 | 5 | 6 | BranchMin_5BranchMax_6 | 5 | 6 | 14 | HeaderMin_6HeaderMax_14 | 14
534 | 154 | 5012C-4P-20HP VLSC | VLSC_5012C_4P_20HP | 941.0352 | 941.0352 | 3764.1408 | 4 | 0 | 4 | C | VLS_Inline | 5 | 5 | 5 | 6 | BranchMin_5BranchMax_6 | 6 | 6 | 14 | HeaderMin_6HeaderMax_14 | 6 | INVALID
534 | 154 | 5012C-4P-20HP VLSC | VLSC_5012C_4P_20HP | 941.0352 | 941.0352 | 3764.1408 | 4 | 0 | 4 | C | VLS_Inline | 5 | 5 | 5 | 6 | BranchMin_5BranchMax_6 | 6 | 6 | 14 | HeaderMin_6HeaderMax_14 | 8
534 | 154 | 5012C-4P-20HP VLSC | VLSC_5012C_4P_20HP | 941.0352 | 941.0352 | 3764.1408 | 4 | 0 | 4 | C | VLS_Inline | 5 | 5 | 5 | 6 | BranchMin_5BranchMax_6 | 6 | 6 | 14 | HeaderMin_6HeaderMax_14 | 10
534 | 154 | 5012C-4P-20HP VLSC | VLSC_5012C_4P_20HP | 941.0352 | 941.0352 | 3764.1408 | 4 | 0 | 4 | C | VLS_Inline | 5 | 5 | 5 | 6 | BranchMin_5BranchMax_6 | 6 | 6 | 14 | HeaderMin_6HeaderMax_14 | 12
534 | 154 | 5012C-4P-20HP VLSC | VLSC_5012C_4P_20HP | 941.0352 | 941.0352 | 3764.1408 | 4 | 0 | 4 | C | VLS_Inline | 5 | 5 | 5 | 6 | BranchMin_5BranchMax_6 | 6 | 6 | 14 | HeaderMin_6HeaderMax_14 | 14
535 | 155 | 5012C-4P-25HP VLSC | VLSC_5012C_4P_25HP | 1045.3157 | 1045.3157 | 4181.2627 | 4 | 0 | 4 | C | VLS_Inline | 5 | 5 | 5 | 8 | BranchMin_5BranchMax_8 | 5 | 6 | 14 | HeaderMin_6HeaderMax_14 | 6
535 | 155 | 5012C-4P-25HP VLSC | VLSC_5012C_4P_25HP | 1045.3157 | 1045.3157 | 4181.2627 | 4 | 0 | 4 | C | VLS_Inline | 5 | 5 | 5 | 8 | BranchMin_5BranchMax_8 | 5 | 6 | 14 | HeaderMin_6HeaderMax_14 | 8
535 | 155 | 5012C-4P-25HP VLSC | VLSC_5012C_4P_25HP | 1045.3157 | 1045.3157 | 4181.2627 | 4 | 0 | 4 | C | VLS_Inline | 5 | 5 | 5 | 8 | BranchMin_5BranchMax_8 | 5 | 6 | 14 | HeaderMin_6HeaderMax_14 | 10
535 | 155 | 5012C-4P-25HP VLSC | VLSC_5012C_4P_25HP | 1045.3157 | 1045.3157 | 4181.2627 | 4 | 0 | 4 | C | VLS_Inline | 5 | 5 | 5 | 8 | BranchMin_5BranchMax_8 | 5 | 6 | 14 | HeaderMin_6HeaderMax_14 | 12
535 | 155 | 5012C-4P-25HP VLSC | VLSC_5012C_4P_25HP | 1045.3157 | 1045.3157 | 4181.2627 | 4 | 0 | 4 | C | VLS_Inline | 5 | 5 | 5 | 8 | BranchMin_5BranchMax_8 | 5 | 6 | 14 | HeaderMin_6HeaderMax_14 | 14
535 | 155 | 5012C-4P-25HP VLSC | VLSC_5012C_4P_25HP | 1045.3157 | 1045.3157 | 4181.2627 | 4 | 0 | 4 | C | VLS_Inline | 5 | 5 | 5 | 8 | BranchMin_5BranchMax_8 | 6 | 6 | 14 | HeaderMin_6HeaderMax_14 | 6 | INVALID
535 | 155 | 5012C-4P-25HP VLSC | VLSC_5012C_4P_25HP | 1045.3157 | 1045.3157 | 4181.2627 | 4 | 0 | 4 | C | VLS_Inline | 5 | 5 | 5 | 8 | BranchMin_5BranchMax_8 | 6 | 6 | 14 | HeaderMin_6HeaderMax_14 | 8
535 | 155 | 5012C-4P-25HP VLSC | VLSC_5012C_4P_25HP | 1045.3157 | 1045.3157 | 4181.2627 | 4 | 0 | 4 | C | VLS_Inline | 5 | 5 | 5 | 8 | BranchMin_5BranchMax_8 | 6 | 6 | 14 | HeaderMin_6HeaderMax_14 | 10
535 | 155 | 5012C-4P-25HP VLSC | VLSC_5012C_4P_25HP | 1045.3157 | 1045.3157 | 4181.2627 | 4 | 0 | 4 | C | VLS_Inline | 5 | 5 | 5 | 8 | BranchMin_5BranchMax_8 | 6 | 6 | 14 | HeaderMin_6HeaderMax_14 | 12
535 | 155 | 5012C-4P-25HP VLSC | VLSC_5012C_4P_25HP | 1045.3157 | 1045.3157 | 4181.2627 | 4 | 0 | 4 | C | VLS_Inline | 5 | 5 | 5 | 8 | BranchMin_5BranchMax_8 | 6 | 6 | 14 | HeaderMin_6HeaderMax_14 | 14
535 | 155 | 5012C-4P-25HP VLSC | VLSC_5012C_4P_25HP | 1045.3157 | 1045.3157 | 4181.2627 | 4 | 0 | 4 | C | VLS_Inline | 5 | 5 | 5 | 8 | BranchMin_5BranchMax_8 | 8 | 6 | 14 | HeaderMin_6HeaderMax_14 | 6 | INVALID
535 | 155 | 5012C-4P-25HP VLSC | VLSC_5012C_4P_25HP | 1045.3157 | 1045.3157 | 4181.2627 | 4 | 0 | 4 | C | VLS_Inline | 5 | 5 | 5 | 8 | BranchMin_5BranchMax_8 | 8 | 6 | 14 | HeaderMin_6HeaderMax_14 | 8 | INVALID
535 | 155 | 5012C-4P-25HP VLSC | VLSC_5012C_4P_25HP | 1045.3157 | 1045.3157 | 4181.2627 | 4 | 0 | 4 | C | VLS_Inline | 5 | 5 | 5 | 8 | BranchMin_5BranchMax_8 | 8 | 6 | 14 | HeaderMin_6HeaderMax_14 | 10
535 | 155 | 5012C-4P-25HP VLSC | VLSC_5012C_4P_25HP | 1045.3157 | 1045.3157 | 4181.2627 | 4 | 0 | 4 | C | VLS_Inline | 5 | 5 | 5 | 8 | BranchMin_5BranchMax_8 | 8 | 6 | 14 | HeaderMin_6HeaderMax_14 | 12
535 | 155 | 5012C-4P-25HP VLSC | VLSC_5012C_4P_25HP | 1045.3157 | 1045.3157 | 4181.2627 | 4 | 0 | 4 | C | VLS_Inline | 5 | 5 | 5 | 8 | BranchMin_5BranchMax_8 | 8 | 6 | 14 | HeaderMin_6HeaderMax_14 | 14
536 | 156 | 5012C-4P-30HP VLSC | VLSC_5012C_4P_30HP | 1136.5096 | 1136.5096 | 4546.0383 | 4 | 0 | 4 | C | VLS_Inline | 5 | 5 | 5 | 8 | BranchMin_5BranchMax_8 | 5 | 6 | 16 | HeaderMin_6HeaderMax_16 | 6
536 | 156 | 5012C-4P-30HP VLSC | VLSC_5012C_4P_30HP | 1136.5096 | 1136.5096 | 4546.0383 | 4 | 0 | 4 | C | VLS_Inline | 5 | 5 | 5 | 8 | BranchMin_5BranchMax_8 | 5 | 6 | 16 | HeaderMin_6HeaderMax_16 | 8
536 | 156 | 5012C-4P-30HP VLSC | VLSC_5012C_4P_30HP | 1136.5096 | 1136.5096 | 4546.0383 | 4 | 0 | 4 | C | VLS_Inline | 5 | 5 | 5 | 8 | BranchMin_5BranchMax_8 | 5 | 6 | 16 | HeaderMin_6HeaderMax_16 | 10
536 | 156 | 5012C-4P-30HP VLSC | VLSC_5012C_4P_30HP | 1136.5096 | 1136.5096 | 4546.0383 | 4 | 0 | 4 | C | VLS_Inline | 5 | 5 | 5 | 8 | BranchMin_5BranchMax_8 | 5 | 6 | 16 | HeaderMin_6HeaderMax_16 | 12
536 | 156 | 5012C-4P-30HP VLSC | VLSC_5012C_4P_30HP | 1136.5096 | 1136.5096 | 4546.0383 | 4 | 0 | 4 | C | VLS_Inline | 5 | 5 | 5 | 8 | BranchMin_5BranchMax_8 | 5 | 6 | 16 | HeaderMin_6HeaderMax_16 | 14
536 | 156 | 5012C-4P-30HP VLSC | VLSC_5012C_4P_30HP | 1136.5096 | 1136.5096 | 4546.0383 | 4 | 0 | 4 | C | VLS_Inline | 5 | 5 | 5 | 8 | BranchMin_5BranchMax_8 | 5 | 6 | 16 | HeaderMin_6HeaderMax_16 | 16
536 | 156 | 5012C-4P-30HP VLSC | VLSC_5012C_4P_30HP | 1136.5096 | 1136.5096 | 4546.0383 | 4 | 0 | 4 | C | VLS_Inline | 5 | 5 | 5 | 8 | BranchMin_5BranchMax_8 | 6 | 6 | 16 | HeaderMin_6HeaderMax_16 | 6 | INVALID
536 | 156 | 5012C-4P-30HP VLSC | VLSC_5012C_4P_30HP | 1136.5096 | 1136.5096 | 4546.0383 | 4 | 0 | 4 | C | VLS_Inline | 5 | 5 | 5 | 8 | BranchMin_5BranchMax_8 | 6 | 6 | 16 | HeaderMin_6HeaderMax_16 | 8
536 | 156 | 5012C-4P-30HP VLSC | VLSC_5012C_4P_30HP | 1136.5096 | 1136.5096 | 4546.0383 | 4 | 0 | 4 | C | VLS_Inline | 5 | 5 | 5 | 8 | BranchMin_5BranchMax_8 | 6 | 6 | 16 | HeaderMin_6HeaderMax_16 | 10
536 | 156 | 5012C-4P-30HP VLSC | VLSC_5012C_4P_30HP | 1136.5096 | 1136.5096 | 4546.0383 | 4 | 0 | 4 | C | VLS_Inline | 5 | 5 | 5 | 8 | BranchMin_5BranchMax_8 | 6 | 6 | 16 | HeaderMin_6HeaderMax_16 | 12
536 | 156 | 5012C-4P-30HP VLSC | VLSC_5012C_4P_30HP | 1136.5096 | 1136.5096 | 4546.0383 | 4 | 0 | 4 | C | VLS_Inline | 5 | 5 | 5 | 8 | BranchMin_5BranchMax_8 | 6 | 6 | 16 | HeaderMin_6HeaderMax_16 | 14
536 | 156 | 5012C-4P-30HP VLSC | VLSC_5012C_4P_30HP | 1136.5096 | 1136.5096 | 4546.0383 | 4 | 0 | 4 | C | VLS_Inline | 5 | 5 | 5 | 8 | BranchMin_5BranchMax_8 | 6 | 6 | 16 | HeaderMin_6HeaderMax_16 | 16
536 | 156 | 5012C-4P-30HP VLSC | VLSC_5012C_4P_30HP | 1136.5096 | 1136.5096 | 4546.0383 | 4 | 0 | 4 | C | VLS_Inline | 5 | 5 | 5 | 8 | BranchMin_5BranchMax_8 | 8 | 6 | 16 | HeaderMin_6HeaderMax_16 | 6 | INVALID
536 | 156 | 5012C-4P-30HP VLSC | VLSC_5012C_4P_30HP | 1136.5096 | 1136.5096 | 4546.0383 | 4 | 0 | 4 | C | VLS_Inline | 5 | 5 | 5 | 8 | BranchMin_5BranchMax_8 | 8 | 6 | 16 | HeaderMin_6HeaderMax_16 | 8 | INVALID
536 | 156 | 5012C-4P-30HP VLSC | VLSC_5012C_4P_30HP | 1136.5096 | 1136.5096 | 4546.0383 | 4 | 0 | 4 | C | VLS_Inline | 5 | 5 | 5 | 8 | BranchMin_5BranchMax_8 | 8 | 6 | 16 | HeaderMin_6HeaderMax_16 | 10
536 | 156 | 5012C-4P-30HP VLSC | VLSC_5012C_4P_30HP | 1136.5096 | 1136.5096 | 4546.0383 | 4 | 0 | 4 | C | VLS_Inline | 5 | 5 | 5 | 8 | BranchMin_5BranchMax_8 | 8 | 6 | 16 | HeaderMin_6HeaderMax_16 | 12
536 | 156 | 5012C-4P-30HP VLSC | VLSC_5012C_4P_30HP | 1136.5096 | 1136.5096 | 4546.0383 | 4 | 0 | 4 | C | VLS_Inline | 5 | 5 | 5 | 8 | BranchMin_5BranchMax_8 | 8 | 6 | 16 | HeaderMin_6HeaderMax_16 | 14
536 | 156 | 5012C-4P-30HP VLSC | VLSC_5012C_4P_30HP | 1136.5096 | 1136.5096 | 4546.0383 | 4 | 0 | 4 | C | VLS_Inline | 5 | 5 | 5 | 8 | BranchMin_5BranchMax_8 | 8 | 6 | 16 | HeaderMin_6HeaderMax_16 | 16
537 | 157 | 5012C-4P-40HP VLSC | VLSC_5012C_4P_40HP | 1235.933 | 1235.933 | 4943.7321 | 4 | 0 | 4 | C | VLS_Inline | 5 | 5 | 5 | 8 | BranchMin_5BranchMax_8 | 5 | 6 | 16 | HeaderMin_6HeaderMax_16 | 6
537 | 157 | 5012C-4P-40HP VLSC | VLSC_5012C_4P_40HP | 1235.933 | 1235.933 | 4943.7321 | 4 | 0 | 4 | C | VLS_Inline | 5 | 5 | 5 | 8 | BranchMin_5BranchMax_8 | 5 | 6 | 16 | HeaderMin_6HeaderMax_16 | 8
537 | 157 | 5012C-4P-40HP VLSC | VLSC_5012C_4P_40HP | 1235.933 | 1235.933 | 4943.7321 | 4 | 0 | 4 | C | VLS_Inline | 5 | 5 | 5 | 8 | BranchMin_5BranchMax_8 | 5 | 6 | 16 | HeaderMin_6HeaderMax_16 | 10
537 | 157 | 5012C-4P-40HP VLSC | VLSC_5012C_4P_40HP | 1235.933 | 1235.933 | 4943.7321 | 4 | 0 | 4 | C | VLS_Inline | 5 | 5 | 5 | 8 | BranchMin_5BranchMax_8 | 5 | 6 | 16 | HeaderMin_6HeaderMax_16 | 12
537 | 157 | 5012C-4P-40HP VLSC | VLSC_5012C_4P_40HP | 1235.933 | 1235.933 | 4943.7321 | 4 | 0 | 4 | C | VLS_Inline | 5 | 5 | 5 | 8 | BranchMin_5BranchMax_8 | 5 | 6 | 16 | HeaderMin_6HeaderMax_16 | 14
537 | 157 | 5012C-4P-40HP VLSC | VLSC_5012C_4P_40HP | 1235.933 | 1235.933 | 4943.7321 | 4 | 0 | 4 | C | VLS_Inline | 5 | 5 | 5 | 8 | BranchMin_5BranchMax_8 | 5 | 6 | 16 | HeaderMin_6HeaderMax_16 | 16
537 | 157 | 5012C-4P-40HP VLSC | VLSC_5012C_4P_40HP | 1235.933 | 1235.933 | 4943.7321 | 4 | 0 | 4 | C | VLS_Inline | 5 | 5 | 5 | 8 | BranchMin_5BranchMax_8 | 6 | 6 | 16 | HeaderMin_6HeaderMax_16 | 6 | INVALID
537 | 157 | 5012C-4P-40HP VLSC | VLSC_5012C_4P_40HP | 1235.933 | 1235.933 | 4943.7321 | 4 | 0 | 4 | C | VLS_Inline | 5 | 5 | 5 | 8 | BranchMin_5BranchMax_8 | 6 | 6 | 16 | HeaderMin_6HeaderMax_16 | 8
537 | 157 | 5012C-4P-40HP VLSC | VLSC_5012C_4P_40HP | 1235.933 | 1235.933 | 4943.7321 | 4 | 0 | 4 | C | VLS_Inline | 5 | 5 | 5 | 8 | BranchMin_5BranchMax_8 | 6 | 6 | 16 | HeaderMin_6HeaderMax_16 | 10
537 | 157 | 5012C-4P-40HP VLSC | VLSC_5012C_4P_40HP | 1235.933 | 1235.933 | 4943.7321 | 4 | 0 | 4 | C | VLS_Inline | 5 | 5 | 5 | 8 | BranchMin_5BranchMax_8 | 6 | 6 | 16 | HeaderMin_6HeaderMax_16 | 12
537 | 157 | 5012C-4P-40HP VLSC | VLSC_5012C_4P_40HP | 1235.933 | 1235.933 | 4943.7321 | 4 | 0 | 4 | C | VLS_Inline | 5 | 5 | 5 | 8 | BranchMin_5BranchMax_8 | 6 | 6 | 16 | HeaderMin_6HeaderMax_16 | 14
537 | 157 | 5012C-4P-40HP VLSC | VLSC_5012C_4P_40HP | 1235.933 | 1235.933 | 4943.7321 | 4 | 0 | 4 | C | VLS_Inline | 5 | 5 | 5 | 8 | BranchMin_5BranchMax_8 | 6 | 6 | 16 | HeaderMin_6HeaderMax_16 | 16
537 | 157 | 5012C-4P-40HP VLSC | VLSC_5012C_4P_40HP | 1235.933 | 1235.933 | 4943.7321 | 4 | 0 | 4 | C | VLS_Inline | 5 | 5 | 5 | 8 | BranchMin_5BranchMax_8 | 8 | 6 | 16 | HeaderMin_6HeaderMax_16 | 6 | INVALID
537 | 157 | 5012C-4P-40HP VLSC | VLSC_5012C_4P_40HP | 1235.933 | 1235.933 | 4943.7321 | 4 | 0 | 4 | C | VLS_Inline | 5 | 5 | 5 | 8 | BranchMin_5BranchMax_8 | 8 | 6 | 16 | HeaderMin_6HeaderMax_16 | 8 | INVALID
537 | 157 | 5012C-4P-40HP VLSC | VLSC_5012C_4P_40HP | 1235.933 | 1235.933 | 4943.7321 | 4 | 0 | 4 | C | VLS_Inline | 5 | 5 | 5 | 8 | BranchMin_5BranchMax_8 | 8 | 6 | 16 | HeaderMin_6HeaderMax_16 | 10
537 | 157 | 5012C-4P-40HP VLSC | VLSC_5012C_4P_40HP | 1235.933 | 1235.933 | 4943.7321 | 4 | 0 | 4 | C | VLS_Inline | 5 | 5 | 5 | 8 | BranchMin_5BranchMax_8 | 8 | 6 | 16 | HeaderMin_6HeaderMax_16 | 12
537 | 157 | 5012C-4P-40HP VLSC | VLSC_5012C_4P_40HP | 1235.933 | 1235.933 | 4943.7321 | 4 | 0 | 4 | C | VLS_Inline | 5 | 5 | 5 | 8 | BranchMin_5BranchMax_8 | 8 | 6 | 16 | HeaderMin_6HeaderMax_16 | 14
537 | 157 | 5012C-4P-40HP VLSC | VLSC_5012C_4P_40HP | 1235.933 | 1235.933 | 4943.7321 | 4 | 0 | 4 | C | VLS_Inline | 5 | 5 | 5 | 8 | BranchMin_5BranchMax_8 | 8 | 6 | 16 | HeaderMin_6HeaderMax_16 | 16
538 | 158 | 50157-4P-50HP VLSC | VLSC_50157_4P_50HP | 1229.0007 | 1229.0007 | 4916.0029 | 4 | 0 | 4 | C | VLS_Inline | 5 | 5 | 5 | 8 | BranchMin_5BranchMax_8 | 5 | 6 | 16 | HeaderMin_6HeaderMax_16 | 6
538 | 158 | 50157-4P-50HP VLSC | VLSC_50157_4P_50HP | 1229.0007 | 1229.0007 | 4916.0029 | 4 | 0 | 4 | C | VLS_Inline | 5 | 5 | 5 | 8 | BranchMin_5BranchMax_8 | 5 | 6 | 16 | HeaderMin_6HeaderMax_16 | 8
538 | 158 | 50157-4P-50HP VLSC | VLSC_50157_4P_50HP | 1229.0007 | 1229.0007 | 4916.0029 | 4 | 0 | 4 | C | VLS_Inline | 5 | 5 | 5 | 8 | BranchMin_5BranchMax_8 | 5 | 6 | 16 | HeaderMin_6HeaderMax_16 | 10
538 | 158 | 50157-4P-50HP VLSC | VLSC_50157_4P_50HP | 1229.0007 | 1229.0007 | 4916.0029 | 4 | 0 | 4 | C | VLS_Inline | 5 | 5 | 5 | 8 | BranchMin_5BranchMax_8 | 5 | 6 | 16 | HeaderMin_6HeaderMax_16 | 12
538 | 158 | 50157-4P-50HP VLSC | VLSC_50157_4P_50HP | 1229.0007 | 1229.0007 | 4916.0029 | 4 | 0 | 4 | C | VLS_Inline | 5 | 5 | 5 | 8 | BranchMin_5BranchMax_8 | 5 | 6 | 16 | HeaderMin_6HeaderMax_16 | 14
538 | 158 | 50157-4P-50HP VLSC | VLSC_50157_4P_50HP | 1229.0007 | 1229.0007 | 4916.0029 | 4 | 0 | 4 | C | VLS_Inline | 5 | 5 | 5 | 8 | BranchMin_5BranchMax_8 | 5 | 6 | 16 | HeaderMin_6HeaderMax_16 | 16
538 | 158 | 50157-4P-50HP VLSC | VLSC_50157_4P_50HP | 1229.0007 | 1229.0007 | 4916.0029 | 4 | 0 | 4 | C | VLS_Inline | 5 | 5 | 5 | 8 | BranchMin_5BranchMax_8 | 6 | 6 | 16 | HeaderMin_6HeaderMax_16 | 6 | INVALID
538 | 158 | 50157-4P-50HP VLSC | VLSC_50157_4P_50HP | 1229.0007 | 1229.0007 | 4916.0029 | 4 | 0 | 4 | C | VLS_Inline | 5 | 5 | 5 | 8 | BranchMin_5BranchMax_8 | 6 | 6 | 16 | HeaderMin_6HeaderMax_16 | 8
538 | 158 | 50157-4P-50HP VLSC | VLSC_50157_4P_50HP | 1229.0007 | 1229.0007 | 4916.0029 | 4 | 0 | 4 | C | VLS_Inline | 5 | 5 | 5 | 8 | BranchMin_5BranchMax_8 | 6 | 6 | 16 | HeaderMin_6HeaderMax_16 | 10
538 | 158 | 50157-4P-50HP VLSC | VLSC_50157_4P_50HP | 1229.0007 | 1229.0007 | 4916.0029 | 4 | 0 | 4 | C | VLS_Inline | 5 | 5 | 5 | 8 | BranchMin_5BranchMax_8 | 6 | 6 | 16 | HeaderMin_6HeaderMax_16 | 12
538 | 158 | 50157-4P-50HP VLSC | VLSC_50157_4P_50HP | 1229.0007 | 1229.0007 | 4916.0029 | 4 | 0 | 4 | C | VLS_Inline | 5 | 5 | 5 | 8 | BranchMin_5BranchMax_8 | 6 | 6 | 16 | HeaderMin_6HeaderMax_16 | 14
538 | 158 | 50157-4P-50HP VLSC | VLSC_50157_4P_50HP | 1229.0007 | 1229.0007 | 4916.0029 | 4 | 0 | 4 | C | VLS_Inline | 5 | 5 | 5 | 8 | BranchMin_5BranchMax_8 | 6 | 6 | 16 | HeaderMin_6HeaderMax_16 | 16
538 | 158 | 50157-4P-50HP VLSC | VLSC_50157_4P_50HP | 1229.0007 | 1229.0007 | 4916.0029 | 4 | 0 | 4 | C | VLS_Inline | 5 | 5 | 5 | 8 | BranchMin_5BranchMax_8 | 8 | 6 | 16 | HeaderMin_6HeaderMax_16 | 6 | INVALID
538 | 158 | 50157-4P-50HP VLSC | VLSC_50157_4P_50HP | 1229.0007 | 1229.0007 | 4916.0029 | 4 | 0 | 4 | C | VLS_Inline | 5 | 5 | 5 | 8 | BranchMin_5BranchMax_8 | 8 | 6 | 16 | HeaderMin_6HeaderMax_16 | 8 | INVALID
538 | 158 | 50157-4P-50HP VLSC | VLSC_50157_4P_50HP | 1229.0007 | 1229.0007 | 4916.0029 | 4 | 0 | 4 | C | VLS_Inline | 5 | 5 | 5 | 8 | BranchMin_5BranchMax_8 | 8 | 6 | 16 | HeaderMin_6HeaderMax_16 | 10
538 | 158 | 50157-4P-50HP VLSC | VLSC_50157_4P_50HP | 1229.0007 | 1229.0007 | 4916.0029 | 4 | 0 | 4 | C | VLS_Inline | 5 | 5 | 5 | 8 | BranchMin_5BranchMax_8 | 8 | 6 | 16 | HeaderMin_6HeaderMax_16 | 12
538 | 158 | 50157-4P-50HP VLSC | VLSC_50157_4P_50HP | 1229.0007 | 1229.0007 | 4916.0029 | 4 | 0 | 4 | C | VLS_Inline | 5 | 5 | 5 | 8 | BranchMin_5BranchMax_8 | 8 | 6 | 16 | HeaderMin_6HeaderMax_16 | 14
538 | 158 | 50157-4P-50HP VLSC | VLSC_50157_4P_50HP | 1229.0007 | 1229.0007 | 4916.0029 | 4 | 0 | 4 | C | VLS_Inline | 5 | 5 | 5 | 8 | BranchMin_5BranchMax_8 | 8 | 6 | 16 | HeaderMin_6HeaderMax_16 | 16
539 | 159 | 50157-4P-60HP VLSC | VLSC_50157_4P_60HP | 1303.9328 | 1303.9328 | 5215.731 | 4 | 0 | 4 | C | VLS_Inline | 5 | 5 | 5 | 8 | BranchMin_5BranchMax_8 | 5 | 6 | 16 | HeaderMin_6HeaderMax_16 | 6
539 | 159 | 50157-4P-60HP VLSC | VLSC_50157_4P_60HP | 1303.9328 | 1303.9328 | 5215.731 | 4 | 0 | 4 | C | VLS_Inline | 5 | 5 | 5 | 8 | BranchMin_5BranchMax_8 | 5 | 6 | 16 | HeaderMin_6HeaderMax_16 | 8
539 | 159 | 50157-4P-60HP VLSC | VLSC_50157_4P_60HP | 1303.9328 | 1303.9328 | 5215.731 | 4 | 0 | 4 | C | VLS_Inline | 5 | 5 | 5 | 8 | BranchMin_5BranchMax_8 | 5 | 6 | 16 | HeaderMin_6HeaderMax_16 | 10
539 | 159 | 50157-4P-60HP VLSC | VLSC_50157_4P_60HP | 1303.9328 | 1303.9328 | 5215.731 | 4 | 0 | 4 | C | VLS_Inline | 5 | 5 | 5 | 8 | BranchMin_5BranchMax_8 | 5 | 6 | 16 | HeaderMin_6HeaderMax_16 | 12
539 | 159 | 50157-4P-60HP VLSC | VLSC_50157_4P_60HP | 1303.9328 | 1303.9328 | 5215.731 | 4 | 0 | 4 | C | VLS_Inline | 5 | 5 | 5 | 8 | BranchMin_5BranchMax_8 | 5 | 6 | 16 | HeaderMin_6HeaderMax_16 | 14
539 | 159 | 50157-4P-60HP VLSC | VLSC_50157_4P_60HP | 1303.9328 | 1303.9328 | 5215.731 | 4 | 0 | 4 | C | VLS_Inline | 5 | 5 | 5 | 8 | BranchMin_5BranchMax_8 | 5 | 6 | 16 | HeaderMin_6HeaderMax_16 | 16
539 | 159 | 50157-4P-60HP VLSC | VLSC_50157_4P_60HP | 1303.9328 | 1303.9328 | 5215.731 | 4 | 0 | 4 | C | VLS_Inline | 5 | 5 | 5 | 8 | BranchMin_5BranchMax_8 | 6 | 6 | 16 | HeaderMin_6HeaderMax_16 | 6 | INVALID
539 | 159 | 50157-4P-60HP VLSC | VLSC_50157_4P_60HP | 1303.9328 | 1303.9328 | 5215.731 | 4 | 0 | 4 | C | VLS_Inline | 5 | 5 | 5 | 8 | BranchMin_5BranchMax_8 | 6 | 6 | 16 | HeaderMin_6HeaderMax_16 | 8
539 | 159 | 50157-4P-60HP VLSC | VLSC_50157_4P_60HP | 1303.9328 | 1303.9328 | 5215.731 | 4 | 0 | 4 | C | VLS_Inline | 5 | 5 | 5 | 8 | BranchMin_5BranchMax_8 | 6 | 6 | 16 | HeaderMin_6HeaderMax_16 | 10
539 | 159 | 50157-4P-60HP VLSC | VLSC_50157_4P_60HP | 1303.9328 | 1303.9328 | 5215.731 | 4 | 0 | 4 | C | VLS_Inline | 5 | 5 | 5 | 8 | BranchMin_5BranchMax_8 | 6 | 6 | 16 | HeaderMin_6HeaderMax_16 | 12
539 | 159 | 50157-4P-60HP VLSC | VLSC_50157_4P_60HP | 1303.9328 | 1303.9328 | 5215.731 | 4 | 0 | 4 | C | VLS_Inline | 5 | 5 | 5 | 8 | BranchMin_5BranchMax_8 | 6 | 6 | 16 | HeaderMin_6HeaderMax_16 | 14
539 | 159 | 50157-4P-60HP VLSC | VLSC_50157_4P_60HP | 1303.9328 | 1303.9328 | 5215.731 | 4 | 0 | 4 | C | VLS_Inline | 5 | 5 | 5 | 8 | BranchMin_5BranchMax_8 | 6 | 6 | 16 | HeaderMin_6HeaderMax_16 | 16
539 | 159 | 50157-4P-60HP VLSC | VLSC_50157_4P_60HP | 1303.9328 | 1303.9328 | 5215.731 | 4 | 0 | 4 | C | VLS_Inline | 5 | 5 | 5 | 8 | BranchMin_5BranchMax_8 | 8 | 6 | 16 | HeaderMin_6HeaderMax_16 | 6 | INVALID
539 | 159 | 50157-4P-60HP VLSC | VLSC_50157_4P_60HP | 1303.9328 | 1303.9328 | 5215.731 | 4 | 0 | 4 | C | VLS_Inline | 5 | 5 | 5 | 8 | BranchMin_5BranchMax_8 | 8 | 6 | 16 | HeaderMin_6HeaderMax_16 | 8 | INVALID
539 | 159 | 50157-4P-60HP VLSC | VLSC_50157_4P_60HP | 1303.9328 | 1303.9328 | 5215.731 | 4 | 0 | 4 | C | VLS_Inline | 5 | 5 | 5 | 8 | BranchMin_5BranchMax_8 | 8 | 6 | 16 | HeaderMin_6HeaderMax_16 | 10
539 | 159 | 50157-4P-60HP VLSC | VLSC_50157_4P_60HP | 1303.9328 | 1303.9328 | 5215.731 | 4 | 0 | 4 | C | VLS_Inline | 5 | 5 | 5 | 8 | BranchMin_5BranchMax_8 | 8 | 6 | 16 | HeaderMin_6HeaderMax_16 | 12
539 | 159 | 50157-4P-60HP VLSC | VLSC_50157_4P_60HP | 1303.9328 | 1303.9328 | 5215.731 | 4 | 0 | 4 | C | VLS_Inline | 5 | 5 | 5 | 8 | BranchMin_5BranchMax_8 | 8 | 6 | 16 | HeaderMin_6HeaderMax_16 | 14
539 | 159 | 50157-4P-60HP VLSC | VLSC_50157_4P_60HP | 1303.9328 | 1303.9328 | 5215.731 | 4 | 0 | 4 | C | VLS_Inline | 5 | 5 | 5 | 8 | BranchMin_5BranchMax_8 | 8 | 6 | 16 | HeaderMin_6HeaderMax_16 | 16
540 | 160 | 50157-4P-75HP VLSC | VLSC_50157_4P_75HP | 1403.874 | 1403.874 | 5615.4961 | 4 | 0 | 4 | C | VLS_Inline | 5 | 5 | 5 | 8 | BranchMin_5BranchMax_8 | 5 | 6 | 18 | HeaderMin_6HeaderMax_18 | 6
540 | 160 | 50157-4P-75HP VLSC | VLSC_50157_4P_75HP | 1403.874 | 1403.874 | 5615.4961 | 4 | 0 | 4 | C | VLS_Inline | 5 | 5 | 5 | 8 | BranchMin_5BranchMax_8 | 5 | 6 | 18 | HeaderMin_6HeaderMax_18 | 8
540 | 160 | 50157-4P-75HP VLSC | VLSC_50157_4P_75HP | 1403.874 | 1403.874 | 5615.4961 | 4 | 0 | 4 | C | VLS_Inline | 5 | 5 | 5 | 8 | BranchMin_5BranchMax_8 | 5 | 6 | 18 | HeaderMin_6HeaderMax_18 | 10
540 | 160 | 50157-4P-75HP VLSC | VLSC_50157_4P_75HP | 1403.874 | 1403.874 | 5615.4961 | 4 | 0 | 4 | C | VLS_Inline | 5 | 5 | 5 | 8 | BranchMin_5BranchMax_8 | 5 | 6 | 18 | HeaderMin_6HeaderMax_18 | 12
540 | 160 | 50157-4P-75HP VLSC | VLSC_50157_4P_75HP | 1403.874 | 1403.874 | 5615.4961 | 4 | 0 | 4 | C | VLS_Inline | 5 | 5 | 5 | 8 | BranchMin_5BranchMax_8 | 5 | 6 | 18 | HeaderMin_6HeaderMax_18 | 14
540 | 160 | 50157-4P-75HP VLSC | VLSC_50157_4P_75HP | 1403.874 | 1403.874 | 5615.4961 | 4 | 0 | 4 | C | VLS_Inline | 5 | 5 | 5 | 8 | BranchMin_5BranchMax_8 | 5 | 6 | 18 | HeaderMin_6HeaderMax_18 | 16
540 | 160 | 50157-4P-75HP VLSC | VLSC_50157_4P_75HP | 1403.874 | 1403.874 | 5615.4961 | 4 | 0 | 4 | C | VLS_Inline | 5 | 5 | 5 | 8 | BranchMin_5BranchMax_8 | 5 | 6 | 18 | HeaderMin_6HeaderMax_18 | 18
540 | 160 | 50157-4P-75HP VLSC | VLSC_50157_4P_75HP | 1403.874 | 1403.874 | 5615.4961 | 4 | 0 | 4 | C | VLS_Inline | 5 | 5 | 5 | 8 | BranchMin_5BranchMax_8 | 6 | 6 | 18 | HeaderMin_6HeaderMax_18 | 6 | INVALID
540 | 160 | 50157-4P-75HP VLSC | VLSC_50157_4P_75HP | 1403.874 | 1403.874 | 5615.4961 | 4 | 0 | 4 | C | VLS_Inline | 5 | 5 | 5 | 8 | BranchMin_5BranchMax_8 | 6 | 6 | 18 | HeaderMin_6HeaderMax_18 | 8
540 | 160 | 50157-4P-75HP VLSC | VLSC_50157_4P_75HP | 1403.874 | 1403.874 | 5615.4961 | 4 | 0 | 4 | C | VLS_Inline | 5 | 5 | 5 | 8 | BranchMin_5BranchMax_8 | 6 | 6 | 18 | HeaderMin_6HeaderMax_18 | 10
540 | 160 | 50157-4P-75HP VLSC | VLSC_50157_4P_75HP | 1403.874 | 1403.874 | 5615.4961 | 4 | 0 | 4 | C | VLS_Inline | 5 | 5 | 5 | 8 | BranchMin_5BranchMax_8 | 6 | 6 | 18 | HeaderMin_6HeaderMax_18 | 12
540 | 160 | 50157-4P-75HP VLSC | VLSC_50157_4P_75HP | 1403.874 | 1403.874 | 5615.4961 | 4 | 0 | 4 | C | VLS_Inline | 5 | 5 | 5 | 8 | BranchMin_5BranchMax_8 | 6 | 6 | 18 | HeaderMin_6HeaderMax_18 | 14
540 | 160 | 50157-4P-75HP VLSC | VLSC_50157_4P_75HP | 1403.874 | 1403.874 | 5615.4961 | 4 | 0 | 4 | C | VLS_Inline | 5 | 5 | 5 | 8 | BranchMin_5BranchMax_8 | 6 | 6 | 18 | HeaderMin_6HeaderMax_18 | 16
540 | 160 | 50157-4P-75HP VLSC | VLSC_50157_4P_75HP | 1403.874 | 1403.874 | 5615.4961 | 4 | 0 | 4 | C | VLS_Inline | 5 | 5 | 5 | 8 | BranchMin_5BranchMax_8 | 6 | 6 | 18 | HeaderMin_6HeaderMax_18 | 18
540 | 160 | 50157-4P-75HP VLSC | VLSC_50157_4P_75HP | 1403.874 | 1403.874 | 5615.4961 | 4 | 0 | 4 | C | VLS_Inline | 5 | 5 | 5 | 8 | BranchMin_5BranchMax_8 | 8 | 6 | 18 | HeaderMin_6HeaderMax_18 | 6 | INVALID
540 | 160 | 50157-4P-75HP VLSC | VLSC_50157_4P_75HP | 1403.874 | 1403.874 | 5615.4961 | 4 | 0 | 4 | C | VLS_Inline | 5 | 5 | 5 | 8 | BranchMin_5BranchMax_8 | 8 | 6 | 18 | HeaderMin_6HeaderMax_18 | 8 | INVALID
540 | 160 | 50157-4P-75HP VLSC | VLSC_50157_4P_75HP | 1403.874 | 1403.874 | 5615.4961 | 4 | 0 | 4 | C | VLS_Inline | 5 | 5 | 5 | 8 | BranchMin_5BranchMax_8 | 8 | 6 | 18 | HeaderMin_6HeaderMax_18 | 10
540 | 160 | 50157-4P-75HP VLSC | VLSC_50157_4P_75HP | 1403.874 | 1403.874 | 5615.4961 | 4 | 0 | 4 | C | VLS_Inline | 5 | 5 | 5 | 8 | BranchMin_5BranchMax_8 | 8 | 6 | 18 | HeaderMin_6HeaderMax_18 | 12
540 | 160 | 50157-4P-75HP VLSC | VLSC_50157_4P_75HP | 1403.874 | 1403.874 | 5615.4961 | 4 | 0 | 4 | C | VLS_Inline | 5 | 5 | 5 | 8 | BranchMin_5BranchMax_8 | 8 | 6 | 18 | HeaderMin_6HeaderMax_18 | 14
540 | 160 | 50157-4P-75HP VLSC | VLSC_50157_4P_75HP | 1403.874 | 1403.874 | 5615.4961 | 4 | 0 | 4 | C | VLS_Inline | 5 | 5 | 5 | 8 | BranchMin_5BranchMax_8 | 8 | 6 | 18 | HeaderMin_6HeaderMax_18 | 16
540 | 160 | 50157-4P-75HP VLSC | VLSC_50157_4P_75HP | 1403.874 | 1403.874 | 5615.4961 | 4 | 0 | 4 | C | VLS_Inline | 5 | 5 | 5 | 8 | BranchMin_5BranchMax_8 | 8 | 6 | 18 | HeaderMin_6HeaderMax_18 | 18
541 | 161 | 50157-4P-100HP VLSC | VLSC_50157_4P_100HP | 1484.3188 | 1484.3188 | 5937.2753 | 4 | 0 | 4 | C | VLS_Inline | 5 | 5 | 5 | 8 | BranchMin_5BranchMax_8 | 5 | 6 | 18 | HeaderMin_6HeaderMax_18 | 6
541 | 161 | 50157-4P-100HP VLSC | VLSC_50157_4P_100HP | 1484.3188 | 1484.3188 | 5937.2753 | 4 | 0 | 4 | C | VLS_Inline | 5 | 5 | 5 | 8 | BranchMin_5BranchMax_8 | 5 | 6 | 18 | HeaderMin_6HeaderMax_18 | 8
541 | 161 | 50157-4P-100HP VLSC | VLSC_50157_4P_100HP | 1484.3188 | 1484.3188 | 5937.2753 | 4 | 0 | 4 | C | VLS_Inline | 5 | 5 | 5 | 8 | BranchMin_5BranchMax_8 | 5 | 6 | 18 | HeaderMin_6HeaderMax_18 | 10
541 | 161 | 50157-4P-100HP VLSC | VLSC_50157_4P_100HP | 1484.3188 | 1484.3188 | 5937.2753 | 4 | 0 | 4 | C | VLS_Inline | 5 | 5 | 5 | 8 | BranchMin_5BranchMax_8 | 5 | 6 | 18 | HeaderMin_6HeaderMax_18 | 12
541 | 161 | 50157-4P-100HP VLSC | VLSC_50157_4P_100HP | 1484.3188 | 1484.3188 | 5937.2753 | 4 | 0 | 4 | C | VLS_Inline | 5 | 5 | 5 | 8 | BranchMin_5BranchMax_8 | 5 | 6 | 18 | HeaderMin_6HeaderMax_18 | 14
541 | 161 | 50157-4P-100HP VLSC | VLSC_50157_4P_100HP | 1484.3188 | 1484.3188 | 5937.2753 | 4 | 0 | 4 | C | VLS_Inline | 5 | 5 | 5 | 8 | BranchMin_5BranchMax_8 | 5 | 6 | 18 | HeaderMin_6HeaderMax_18 | 16
541 | 161 | 50157-4P-100HP VLSC | VLSC_50157_4P_100HP | 1484.3188 | 1484.3188 | 5937.2753 | 4 | 0 | 4 | C | VLS_Inline | 5 | 5 | 5 | 8 | BranchMin_5BranchMax_8 | 5 | 6 | 18 | HeaderMin_6HeaderMax_18 | 18
541 | 161 | 50157-4P-100HP VLSC | VLSC_50157_4P_100HP | 1484.3188 | 1484.3188 | 5937.2753 | 4 | 0 | 4 | C | VLS_Inline | 5 | 5 | 5 | 8 | BranchMin_5BranchMax_8 | 6 | 6 | 18 | HeaderMin_6HeaderMax_18 | 6 | INVALID
541 | 161 | 50157-4P-100HP VLSC | VLSC_50157_4P_100HP | 1484.3188 | 1484.3188 | 5937.2753 | 4 | 0 | 4 | C | VLS_Inline | 5 | 5 | 5 | 8 | BranchMin_5BranchMax_8 | 6 | 6 | 18 | HeaderMin_6HeaderMax_18 | 8
541 | 161 | 50157-4P-100HP VLSC | VLSC_50157_4P_100HP | 1484.3188 | 1484.3188 | 5937.2753 | 4 | 0 | 4 | C | VLS_Inline | 5 | 5 | 5 | 8 | BranchMin_5BranchMax_8 | 6 | 6 | 18 | HeaderMin_6HeaderMax_18 | 10
541 | 161 | 50157-4P-100HP VLSC | VLSC_50157_4P_100HP | 1484.3188 | 1484.3188 | 5937.2753 | 4 | 0 | 4 | C | VLS_Inline | 5 | 5 | 5 | 8 | BranchMin_5BranchMax_8 | 6 | 6 | 18 | HeaderMin_6HeaderMax_18 | 12
541 | 161 | 50157-4P-100HP VLSC | VLSC_50157_4P_100HP | 1484.3188 | 1484.3188 | 5937.2753 | 4 | 0 | 4 | C | VLS_Inline | 5 | 5 | 5 | 8 | BranchMin_5BranchMax_8 | 6 | 6 | 18 | HeaderMin_6HeaderMax_18 | 14
541 | 161 | 50157-4P-100HP VLSC | VLSC_50157_4P_100HP | 1484.3188 | 1484.3188 | 5937.2753 | 4 | 0 | 4 | C | VLS_Inline | 5 | 5 | 5 | 8 | BranchMin_5BranchMax_8 | 6 | 6 | 18 | HeaderMin_6HeaderMax_18 | 16
541 | 161 | 50157-4P-100HP VLSC | VLSC_50157_4P_100HP | 1484.3188 | 1484.3188 | 5937.2753 | 4 | 0 | 4 | C | VLS_Inline | 5 | 5 | 5 | 8 | BranchMin_5BranchMax_8 | 6 | 6 | 18 | HeaderMin_6HeaderMax_18 | 18
541 | 161 | 50157-4P-100HP VLSC | VLSC_50157_4P_100HP | 1484.3188 | 1484.3188 | 5937.2753 | 4 | 0 | 4 | C | VLS_Inline | 5 | 5 | 5 | 8 | BranchMin_5BranchMax_8 | 8 | 6 | 18 | HeaderMin_6HeaderMax_18 | 6 | INVALID
541 | 161 | 50157-4P-100HP VLSC | VLSC_50157_4P_100HP | 1484.3188 | 1484.3188 | 5937.2753 | 4 | 0 | 4 | C | VLS_Inline | 5 | 5 | 5 | 8 | BranchMin_5BranchMax_8 | 8 | 6 | 18 | HeaderMin_6HeaderMax_18 | 8 | INVALID
541 | 161 | 50157-4P-100HP VLSC | VLSC_50157_4P_100HP | 1484.3188 | 1484.3188 | 5937.2753 | 4 | 0 | 4 | C | VLS_Inline | 5 | 5 | 5 | 8 | BranchMin_5BranchMax_8 | 8 | 6 | 18 | HeaderMin_6HeaderMax_18 | 10
541 | 161 | 50157-4P-100HP VLSC | VLSC_50157_4P_100HP | 1484.3188 | 1484.3188 | 5937.2753 | 4 | 0 | 4 | C | VLS_Inline | 5 | 5 | 5 | 8 | BranchMin_5BranchMax_8 | 8 | 6 | 18 | HeaderMin_6HeaderMax_18 | 12
541 | 161 | 50157-4P-100HP VLSC | VLSC_50157_4P_100HP | 1484.3188 | 1484.3188 | 5937.2753 | 4 | 0 | 4 | C | VLS_Inline | 5 | 5 | 5 | 8 | BranchMin_5BranchMax_8 | 8 | 6 | 18 | HeaderMin_6HeaderMax_18 | 14
541 | 161 | 50157-4P-100HP VLSC | VLSC_50157_4P_100HP | 1484.3188 | 1484.3188 | 5937.2753 | 4 | 0 | 4 | C | VLS_Inline | 5 | 5 | 5 | 8 | BranchMin_5BranchMax_8 | 8 | 6 | 18 | HeaderMin_6HeaderMax_18 | 16
541 | 161 | 50157-4P-100HP VLSC | VLSC_50157_4P_100HP | 1484.3188 | 1484.3188 | 5937.2753 | 4 | 0 | 4 | C | VLS_Inline | 5 | 5 | 5 | 8 | BranchMin_5BranchMax_8 | 8 | 6 | 18 | HeaderMin_6HeaderMax_18 | 18
542 | 162 | 60957-4P-15HP VLSC | VLSC_60957_4P_15HP | 1171.9065 | 1171.9065 | 4687.6261 | 4 | 0 | 4 | C | VLS_Inline | 6 | 6 | 6 | 8 | BranchMin_6BranchMax_8 | 6 | 8 | 16 | HeaderMin_8HeaderMax_16 | 8
542 | 162 | 60957-4P-15HP VLSC | VLSC_60957_4P_15HP | 1171.9065 | 1171.9065 | 4687.6261 | 4 | 0 | 4 | C | VLS_Inline | 6 | 6 | 6 | 8 | BranchMin_6BranchMax_8 | 6 | 8 | 16 | HeaderMin_8HeaderMax_16 | 10
542 | 162 | 60957-4P-15HP VLSC | VLSC_60957_4P_15HP | 1171.9065 | 1171.9065 | 4687.6261 | 4 | 0 | 4 | C | VLS_Inline | 6 | 6 | 6 | 8 | BranchMin_6BranchMax_8 | 6 | 8 | 16 | HeaderMin_8HeaderMax_16 | 12
542 | 162 | 60957-4P-15HP VLSC | VLSC_60957_4P_15HP | 1171.9065 | 1171.9065 | 4687.6261 | 4 | 0 | 4 | C | VLS_Inline | 6 | 6 | 6 | 8 | BranchMin_6BranchMax_8 | 6 | 8 | 16 | HeaderMin_8HeaderMax_16 | 14
542 | 162 | 60957-4P-15HP VLSC | VLSC_60957_4P_15HP | 1171.9065 | 1171.9065 | 4687.6261 | 4 | 0 | 4 | C | VLS_Inline | 6 | 6 | 6 | 8 | BranchMin_6BranchMax_8 | 6 | 8 | 16 | HeaderMin_8HeaderMax_16 | 16
542 | 162 | 60957-4P-15HP VLSC | VLSC_60957_4P_15HP | 1171.9065 | 1171.9065 | 4687.6261 | 4 | 0 | 4 | C | VLS_Inline | 6 | 6 | 6 | 8 | BranchMin_6BranchMax_8 | 8 | 8 | 16 | HeaderMin_8HeaderMax_16 | 8 | INVALID
542 | 162 | 60957-4P-15HP VLSC | VLSC_60957_4P_15HP | 1171.9065 | 1171.9065 | 4687.6261 | 4 | 0 | 4 | C | VLS_Inline | 6 | 6 | 6 | 8 | BranchMin_6BranchMax_8 | 8 | 8 | 16 | HeaderMin_8HeaderMax_16 | 10
542 | 162 | 60957-4P-15HP VLSC | VLSC_60957_4P_15HP | 1171.9065 | 1171.9065 | 4687.6261 | 4 | 0 | 4 | C | VLS_Inline | 6 | 6 | 6 | 8 | BranchMin_6BranchMax_8 | 8 | 8 | 16 | HeaderMin_8HeaderMax_16 | 12
542 | 162 | 60957-4P-15HP VLSC | VLSC_60957_4P_15HP | 1171.9065 | 1171.9065 | 4687.6261 | 4 | 0 | 4 | C | VLS_Inline | 6 | 6 | 6 | 8 | BranchMin_6BranchMax_8 | 8 | 8 | 16 | HeaderMin_8HeaderMax_16 | 14
542 | 162 | 60957-4P-15HP VLSC | VLSC_60957_4P_15HP | 1171.9065 | 1171.9065 | 4687.6261 | 4 | 0 | 4 | C | VLS_Inline | 6 | 6 | 6 | 8 | BranchMin_6BranchMax_8 | 8 | 8 | 16 | HeaderMin_8HeaderMax_16 | 16
543 | 163 | 60957-4P-20HP VLSC | VLSC_60957_4P_20HP | 1316.9347 | 1316.9347 | 5267.7388 | 4 | 0 | 4 | C | VLS_Inline | 6 | 6 | 6 | 8 | BranchMin_6BranchMax_8 | 6 | 8 | 16 | HeaderMin_8HeaderMax_16 | 8
543 | 163 | 60957-4P-20HP VLSC | VLSC_60957_4P_20HP | 1316.9347 | 1316.9347 | 5267.7388 | 4 | 0 | 4 | C | VLS_Inline | 6 | 6 | 6 | 8 | BranchMin_6BranchMax_8 | 6 | 8 | 16 | HeaderMin_8HeaderMax_16 | 10
543 | 163 | 60957-4P-20HP VLSC | VLSC_60957_4P_20HP | 1316.9347 | 1316.9347 | 5267.7388 | 4 | 0 | 4 | C | VLS_Inline | 6 | 6 | 6 | 8 | BranchMin_6BranchMax_8 | 6 | 8 | 16 | HeaderMin_8HeaderMax_16 | 12
543 | 163 | 60957-4P-20HP VLSC | VLSC_60957_4P_20HP | 1316.9347 | 1316.9347 | 5267.7388 | 4 | 0 | 4 | C | VLS_Inline | 6 | 6 | 6 | 8 | BranchMin_6BranchMax_8 | 6 | 8 | 16 | HeaderMin_8HeaderMax_16 | 14
543 | 163 | 60957-4P-20HP VLSC | VLSC_60957_4P_20HP | 1316.9347 | 1316.9347 | 5267.7388 | 4 | 0 | 4 | C | VLS_Inline | 6 | 6 | 6 | 8 | BranchMin_6BranchMax_8 | 6 | 8 | 16 | HeaderMin_8HeaderMax_16 | 16
543 | 163 | 60957-4P-20HP VLSC | VLSC_60957_4P_20HP | 1316.9347 | 1316.9347 | 5267.7388 | 4 | 0 | 4 | C | VLS_Inline | 6 | 6 | 6 | 8 | BranchMin_6BranchMax_8 | 8 | 8 | 16 | HeaderMin_8HeaderMax_16 | 8 | INVALID
543 | 163 | 60957-4P-20HP VLSC | VLSC_60957_4P_20HP | 1316.9347 | 1316.9347 | 5267.7388 | 4 | 0 | 4 | C | VLS_Inline | 6 | 6 | 6 | 8 | BranchMin_6BranchMax_8 | 8 | 8 | 16 | HeaderMin_8HeaderMax_16 | 10
543 | 163 | 60957-4P-20HP VLSC | VLSC_60957_4P_20HP | 1316.9347 | 1316.9347 | 5267.7388 | 4 | 0 | 4 | C | VLS_Inline | 6 | 6 | 6 | 8 | BranchMin_6BranchMax_8 | 8 | 8 | 16 | HeaderMin_8HeaderMax_16 | 12
543 | 163 | 60957-4P-20HP VLSC | VLSC_60957_4P_20HP | 1316.9347 | 1316.9347 | 5267.7388 | 4 | 0 | 4 | C | VLS_Inline | 6 | 6 | 6 | 8 | BranchMin_6BranchMax_8 | 8 | 8 | 16 | HeaderMin_8HeaderMax_16 | 14
543 | 163 | 60957-4P-20HP VLSC | VLSC_60957_4P_20HP | 1316.9347 | 1316.9347 | 5267.7388 | 4 | 0 | 4 | C | VLS_Inline | 6 | 6 | 6 | 8 | BranchMin_6BranchMax_8 | 8 | 8 | 16 | HeaderMin_8HeaderMax_16 | 16
544 | 164 | 60957-4P-25HP VLSC | VLSC_60957_4P_25HP | 1454.2378 | 1454.2378 | 5816.9511 | 4 | 0 | 4 | C | VLS_Inline | 6 | 6 | 6 | 8 | BranchMin_6BranchMax_8 | 6 | 8 | 18 | HeaderMin_8HeaderMax_18 | 8
544 | 164 | 60957-4P-25HP VLSC | VLSC_60957_4P_25HP | 1454.2378 | 1454.2378 | 5816.9511 | 4 | 0 | 4 | C | VLS_Inline | 6 | 6 | 6 | 8 | BranchMin_6BranchMax_8 | 6 | 8 | 18 | HeaderMin_8HeaderMax_18 | 10
544 | 164 | 60957-4P-25HP VLSC | VLSC_60957_4P_25HP | 1454.2378 | 1454.2378 | 5816.9511 | 4 | 0 | 4 | C | VLS_Inline | 6 | 6 | 6 | 8 | BranchMin_6BranchMax_8 | 6 | 8 | 18 | HeaderMin_8HeaderMax_18 | 12
544 | 164 | 60957-4P-25HP VLSC | VLSC_60957_4P_25HP | 1454.2378 | 1454.2378 | 5816.9511 | 4 | 0 | 4 | C | VLS_Inline | 6 | 6 | 6 | 8 | BranchMin_6BranchMax_8 | 6 | 8 | 18 | HeaderMin_8HeaderMax_18 | 14
544 | 164 | 60957-4P-25HP VLSC | VLSC_60957_4P_25HP | 1454.2378 | 1454.2378 | 5816.9511 | 4 | 0 | 4 | C | VLS_Inline | 6 | 6 | 6 | 8 | BranchMin_6BranchMax_8 | 6 | 8 | 18 | HeaderMin_8HeaderMax_18 | 16
544 | 164 | 60957-4P-25HP VLSC | VLSC_60957_4P_25HP | 1454.2378 | 1454.2378 | 5816.9511 | 4 | 0 | 4 | C | VLS_Inline | 6 | 6 | 6 | 8 | BranchMin_6BranchMax_8 | 6 | 8 | 18 | HeaderMin_8HeaderMax_18 | 18
544 | 164 | 60957-4P-25HP VLSC | VLSC_60957_4P_25HP | 1454.2378 | 1454.2378 | 5816.9511 | 4 | 0 | 4 | C | VLS_Inline | 6 | 6 | 6 | 8 | BranchMin_6BranchMax_8 | 8 | 8 | 18 | HeaderMin_8HeaderMax_18 | 8 | INVALID
544 | 164 | 60957-4P-25HP VLSC | VLSC_60957_4P_25HP | 1454.2378 | 1454.2378 | 5816.9511 | 4 | 0 | 4 | C | VLS_Inline | 6 | 6 | 6 | 8 | BranchMin_6BranchMax_8 | 8 | 8 | 18 | HeaderMin_8HeaderMax_18 | 10
544 | 164 | 60957-4P-25HP VLSC | VLSC_60957_4P_25HP | 1454.2378 | 1454.2378 | 5816.9511 | 4 | 0 | 4 | C | VLS_Inline | 6 | 6 | 6 | 8 | BranchMin_6BranchMax_8 | 8 | 8 | 18 | HeaderMin_8HeaderMax_18 | 12
544 | 164 | 60957-4P-25HP VLSC | VLSC_60957_4P_25HP | 1454.2378 | 1454.2378 | 5816.9511 | 4 | 0 | 4 | C | VLS_Inline | 6 | 6 | 6 | 8 | BranchMin_6BranchMax_8 | 8 | 8 | 18 | HeaderMin_8HeaderMax_18 | 14
544 | 164 | 60957-4P-25HP VLSC | VLSC_60957_4P_25HP | 1454.2378 | 1454.2378 | 5816.9511 | 4 | 0 | 4 | C | VLS_Inline | 6 | 6 | 6 | 8 | BranchMin_6BranchMax_8 | 8 | 8 | 18 | HeaderMin_8HeaderMax_18 | 16
544 | 164 | 60957-4P-25HP VLSC | VLSC_60957_4P_25HP | 1454.2378 | 1454.2378 | 5816.9511 | 4 | 0 | 4 | C | VLS_Inline | 6 | 6 | 6 | 8 | BranchMin_6BranchMax_8 | 8 | 8 | 18 | HeaderMin_8HeaderMax_18 | 18
545 | 165 | 60957-4P-30HP VLSC | VLSC_60957_4P_30HP | 1568.7217 | 1568.7217 | 6274.8868 | 4 | 0 | 4 | C | VLS_Inline | 6 | 6 | 6 | 8 | BranchMin_6BranchMax_8 | 6 | 8 | 18 | HeaderMin_8HeaderMax_18 | 8
545 | 165 | 60957-4P-30HP VLSC | VLSC_60957_4P_30HP | 1568.7217 | 1568.7217 | 6274.8868 | 4 | 0 | 4 | C | VLS_Inline | 6 | 6 | 6 | 8 | BranchMin_6BranchMax_8 | 6 | 8 | 18 | HeaderMin_8HeaderMax_18 | 10
545 | 165 | 60957-4P-30HP VLSC | VLSC_60957_4P_30HP | 1568.7217 | 1568.7217 | 6274.8868 | 4 | 0 | 4 | C | VLS_Inline | 6 | 6 | 6 | 8 | BranchMin_6BranchMax_8 | 6 | 8 | 18 | HeaderMin_8HeaderMax_18 | 12
545 | 165 | 60957-4P-30HP VLSC | VLSC_60957_4P_30HP | 1568.7217 | 1568.7217 | 6274.8868 | 4 | 0 | 4 | C | VLS_Inline | 6 | 6 | 6 | 8 | BranchMin_6BranchMax_8 | 6 | 8 | 18 | HeaderMin_8HeaderMax_18 | 14
545 | 165 | 60957-4P-30HP VLSC | VLSC_60957_4P_30HP | 1568.7217 | 1568.7217 | 6274.8868 | 4 | 0 | 4 | C | VLS_Inline | 6 | 6 | 6 | 8 | BranchMin_6BranchMax_8 | 6 | 8 | 18 | HeaderMin_8HeaderMax_18 | 16
545 | 165 | 60957-4P-30HP VLSC | VLSC_60957_4P_30HP | 1568.7217 | 1568.7217 | 6274.8868 | 4 | 0 | 4 | C | VLS_Inline | 6 | 6 | 6 | 8 | BranchMin_6BranchMax_8 | 6 | 8 | 18 | HeaderMin_8HeaderMax_18 | 18
545 | 165 | 60957-4P-30HP VLSC | VLSC_60957_4P_30HP | 1568.7217 | 1568.7217 | 6274.8868 | 4 | 0 | 4 | C | VLS_Inline | 6 | 6 | 6 | 8 | BranchMin_6BranchMax_8 | 8 | 8 | 18 | HeaderMin_8HeaderMax_18 | 8 | INVALID
545 | 165 | 60957-4P-30HP VLSC | VLSC_60957_4P_30HP | 1568.7217 | 1568.7217 | 6274.8868 | 4 | 0 | 4 | C | VLS_Inline | 6 | 6 | 6 | 8 | BranchMin_6BranchMax_8 | 8 | 8 | 18 | HeaderMin_8HeaderMax_18 | 10
545 | 165 | 60957-4P-30HP VLSC | VLSC_60957_4P_30HP | 1568.7217 | 1568.7217 | 6274.8868 | 4 | 0 | 4 | C | VLS_Inline | 6 | 6 | 6 | 8 | BranchMin_6BranchMax_8 | 8 | 8 | 18 | HeaderMin_8HeaderMax_18 | 12
545 | 165 | 60957-4P-30HP VLSC | VLSC_60957_4P_30HP | 1568.7217 | 1568.7217 | 6274.8868 | 4 | 0 | 4 | C | VLS_Inline | 6 | 6 | 6 | 8 | BranchMin_6BranchMax_8 | 8 | 8 | 18 | HeaderMin_8HeaderMax_18 | 14
545 | 165 | 60957-4P-30HP VLSC | VLSC_60957_4P_30HP | 1568.7217 | 1568.7217 | 6274.8868 | 4 | 0 | 4 | C | VLS_Inline | 6 | 6 | 6 | 8 | BranchMin_6BranchMax_8 | 8 | 8 | 18 | HeaderMin_8HeaderMax_18 | 16
545 | 165 | 60957-4P-30HP VLSC | VLSC_60957_4P_30HP | 1568.7217 | 1568.7217 | 6274.8868 | 4 | 0 | 4 | C | VLS_Inline | 6 | 6 | 6 | 8 | BranchMin_6BranchMax_8 | 8 | 8 | 18 | HeaderMin_8HeaderMax_18 | 18
546 | 166 | 60125-4P-20HP VLSC | VLSC_60125_4P_20HP | 1414.8836 | 1414.8836 | 5659.5343 | 4 | 0 | 4 | C | VLS_Inline | 6 | 6 | 6 | 8 | BranchMin_6BranchMax_8 | 6 | 8 | 18 | HeaderMin_8HeaderMax_18 | 8
546 | 166 | 60125-4P-20HP VLSC | VLSC_60125_4P_20HP | 1414.8836 | 1414.8836 | 5659.5343 | 4 | 0 | 4 | C | VLS_Inline | 6 | 6 | 6 | 8 | BranchMin_6BranchMax_8 | 6 | 8 | 18 | HeaderMin_8HeaderMax_18 | 10
546 | 166 | 60125-4P-20HP VLSC | VLSC_60125_4P_20HP | 1414.8836 | 1414.8836 | 5659.5343 | 4 | 0 | 4 | C | VLS_Inline | 6 | 6 | 6 | 8 | BranchMin_6BranchMax_8 | 6 | 8 | 18 | HeaderMin_8HeaderMax_18 | 12
546 | 166 | 60125-4P-20HP VLSC | VLSC_60125_4P_20HP | 1414.8836 | 1414.8836 | 5659.5343 | 4 | 0 | 4 | C | VLS_Inline | 6 | 6 | 6 | 8 | BranchMin_6BranchMax_8 | 6 | 8 | 18 | HeaderMin_8HeaderMax_18 | 14
546 | 166 | 60125-4P-20HP VLSC | VLSC_60125_4P_20HP | 1414.8836 | 1414.8836 | 5659.5343 | 4 | 0 | 4 | C | VLS_Inline | 6 | 6 | 6 | 8 | BranchMin_6BranchMax_8 | 6 | 8 | 18 | HeaderMin_8HeaderMax_18 | 16
546 | 166 | 60125-4P-20HP VLSC | VLSC_60125_4P_20HP | 1414.8836 | 1414.8836 | 5659.5343 | 4 | 0 | 4 | C | VLS_Inline | 6 | 6 | 6 | 8 | BranchMin_6BranchMax_8 | 6 | 8 | 18 | HeaderMin_8HeaderMax_18 | 18
546 | 166 | 60125-4P-20HP VLSC | VLSC_60125_4P_20HP | 1414.8836 | 1414.8836 | 5659.5343 | 4 | 0 | 4 | C | VLS_Inline | 6 | 6 | 6 | 8 | BranchMin_6BranchMax_8 | 8 | 8 | 18 | HeaderMin_8HeaderMax_18 | 8 | INVALID
546 | 166 | 60125-4P-20HP VLSC | VLSC_60125_4P_20HP | 1414.8836 | 1414.8836 | 5659.5343 | 4 | 0 | 4 | C | VLS_Inline | 6 | 6 | 6 | 8 | BranchMin_6BranchMax_8 | 8 | 8 | 18 | HeaderMin_8HeaderMax_18 | 10
546 | 166 | 60125-4P-20HP VLSC | VLSC_60125_4P_20HP | 1414.8836 | 1414.8836 | 5659.5343 | 4 | 0 | 4 | C | VLS_Inline | 6 | 6 | 6 | 8 | BranchMin_6BranchMax_8 | 8 | 8 | 18 | HeaderMin_8HeaderMax_18 | 12
546 | 166 | 60125-4P-20HP VLSC | VLSC_60125_4P_20HP | 1414.8836 | 1414.8836 | 5659.5343 | 4 | 0 | 4 | C | VLS_Inline | 6 | 6 | 6 | 8 | BranchMin_6BranchMax_8 | 8 | 8 | 18 | HeaderMin_8HeaderMax_18 | 14
546 | 166 | 60125-4P-20HP VLSC | VLSC_60125_4P_20HP | 1414.8836 | 1414.8836 | 5659.5343 | 4 | 0 | 4 | C | VLS_Inline | 6 | 6 | 6 | 8 | BranchMin_6BranchMax_8 | 8 | 8 | 18 | HeaderMin_8HeaderMax_18 | 16
546 | 166 | 60125-4P-20HP VLSC | VLSC_60125_4P_20HP | 1414.8836 | 1414.8836 | 5659.5343 | 4 | 0 | 4 | C | VLS_Inline | 6 | 6 | 6 | 8 | BranchMin_6BranchMax_8 | 8 | 8 | 18 | HeaderMin_8HeaderMax_18 | 18
547 | 167 | 60125-4P-25HP VLSC | VLSC_60125_4P_25HP | 1523.3743 | 1523.3743 | 6093.4973 | 4 | 0 | 4 | C | VLS_Inline | 6 | 6 | 6 | 8 | BranchMin_6BranchMax_8 | 6 | 8 | 18 | HeaderMin_8HeaderMax_18 | 8
547 | 167 | 60125-4P-25HP VLSC | VLSC_60125_4P_25HP | 1523.3743 | 1523.3743 | 6093.4973 | 4 | 0 | 4 | C | VLS_Inline | 6 | 6 | 6 | 8 | BranchMin_6BranchMax_8 | 6 | 8 | 18 | HeaderMin_8HeaderMax_18 | 10
547 | 167 | 60125-4P-25HP VLSC | VLSC_60125_4P_25HP | 1523.3743 | 1523.3743 | 6093.4973 | 4 | 0 | 4 | C | VLS_Inline | 6 | 6 | 6 | 8 | BranchMin_6BranchMax_8 | 6 | 8 | 18 | HeaderMin_8HeaderMax_18 | 12
547 | 167 | 60125-4P-25HP VLSC | VLSC_60125_4P_25HP | 1523.3743 | 1523.3743 | 6093.4973 | 4 | 0 | 4 | C | VLS_Inline | 6 | 6 | 6 | 8 | BranchMin_6BranchMax_8 | 6 | 8 | 18 | HeaderMin_8HeaderMax_18 | 14
547 | 167 | 60125-4P-25HP VLSC | VLSC_60125_4P_25HP | 1523.3743 | 1523.3743 | 6093.4973 | 4 | 0 | 4 | C | VLS_Inline | 6 | 6 | 6 | 8 | BranchMin_6BranchMax_8 | 6 | 8 | 18 | HeaderMin_8HeaderMax_18 | 16
547 | 167 | 60125-4P-25HP VLSC | VLSC_60125_4P_25HP | 1523.3743 | 1523.3743 | 6093.4973 | 4 | 0 | 4 | C | VLS_Inline | 6 | 6 | 6 | 8 | BranchMin_6BranchMax_8 | 6 | 8 | 18 | HeaderMin_8HeaderMax_18 | 18
547 | 167 | 60125-4P-25HP VLSC | VLSC_60125_4P_25HP | 1523.3743 | 1523.3743 | 6093.4973 | 4 | 0 | 4 | C | VLS_Inline | 6 | 6 | 6 | 8 | BranchMin_6BranchMax_8 | 8 | 8 | 18 | HeaderMin_8HeaderMax_18 | 8 | INVALID
547 | 167 | 60125-4P-25HP VLSC | VLSC_60125_4P_25HP | 1523.3743 | 1523.3743 | 6093.4973 | 4 | 0 | 4 | C | VLS_Inline | 6 | 6 | 6 | 8 | BranchMin_6BranchMax_8 | 8 | 8 | 18 | HeaderMin_8HeaderMax_18 | 10
547 | 167 | 60125-4P-25HP VLSC | VLSC_60125_4P_25HP | 1523.3743 | 1523.3743 | 6093.4973 | 4 | 0 | 4 | C | VLS_Inline | 6 | 6 | 6 | 8 | BranchMin_6BranchMax_8 | 8 | 8 | 18 | HeaderMin_8HeaderMax_18 | 12
547 | 167 | 60125-4P-25HP VLSC | VLSC_60125_4P_25HP | 1523.3743 | 1523.3743 | 6093.4973 | 4 | 0 | 4 | C | VLS_Inline | 6 | 6 | 6 | 8 | BranchMin_6BranchMax_8 | 8 | 8 | 18 | HeaderMin_8HeaderMax_18 | 14
547 | 167 | 60125-4P-25HP VLSC | VLSC_60125_4P_25HP | 1523.3743 | 1523.3743 | 6093.4973 | 4 | 0 | 4 | C | VLS_Inline | 6 | 6 | 6 | 8 | BranchMin_6BranchMax_8 | 8 | 8 | 18 | HeaderMin_8HeaderMax_18 | 16
547 | 167 | 60125-4P-25HP VLSC | VLSC_60125_4P_25HP | 1523.3743 | 1523.3743 | 6093.4973 | 4 | 0 | 4 | C | VLS_Inline | 6 | 6 | 6 | 8 | BranchMin_6BranchMax_8 | 8 | 8 | 18 | HeaderMin_8HeaderMax_18 | 18
548 | 168 | 60125-4P-30HP VLSC | VLSC_60125_4P_30HP | 1625.1171 | 1625.1171 | 6500.4683 | 4 | 0 | 4 | C | VLS_Inline | 6 | 6 | 6 | 10 | BranchMin_6BranchMax_10 | 6 | 8 | 18 | HeaderMin_8HeaderMax_18 | 8
548 | 168 | 60125-4P-30HP VLSC | VLSC_60125_4P_30HP | 1625.1171 | 1625.1171 | 6500.4683 | 4 | 0 | 4 | C | VLS_Inline | 6 | 6 | 6 | 10 | BranchMin_6BranchMax_10 | 6 | 8 | 18 | HeaderMin_8HeaderMax_18 | 10
548 | 168 | 60125-4P-30HP VLSC | VLSC_60125_4P_30HP | 1625.1171 | 1625.1171 | 6500.4683 | 4 | 0 | 4 | C | VLS_Inline | 6 | 6 | 6 | 10 | BranchMin_6BranchMax_10 | 6 | 8 | 18 | HeaderMin_8HeaderMax_18 | 12
548 | 168 | 60125-4P-30HP VLSC | VLSC_60125_4P_30HP | 1625.1171 | 1625.1171 | 6500.4683 | 4 | 0 | 4 | C | VLS_Inline | 6 | 6 | 6 | 10 | BranchMin_6BranchMax_10 | 6 | 8 | 18 | HeaderMin_8HeaderMax_18 | 14
548 | 168 | 60125-4P-30HP VLSC | VLSC_60125_4P_30HP | 1625.1171 | 1625.1171 | 6500.4683 | 4 | 0 | 4 | C | VLS_Inline | 6 | 6 | 6 | 10 | BranchMin_6BranchMax_10 | 6 | 8 | 18 | HeaderMin_8HeaderMax_18 | 16
548 | 168 | 60125-4P-30HP VLSC | VLSC_60125_4P_30HP | 1625.1171 | 1625.1171 | 6500.4683 | 4 | 0 | 4 | C | VLS_Inline | 6 | 6 | 6 | 10 | BranchMin_6BranchMax_10 | 6 | 8 | 18 | HeaderMin_8HeaderMax_18 | 18
548 | 168 | 60125-4P-30HP VLSC | VLSC_60125_4P_30HP | 1625.1171 | 1625.1171 | 6500.4683 | 4 | 0 | 4 | C | VLS_Inline | 6 | 6 | 6 | 10 | BranchMin_6BranchMax_10 | 8 | 8 | 18 | HeaderMin_8HeaderMax_18 | 8 | INVALID
548 | 168 | 60125-4P-30HP VLSC | VLSC_60125_4P_30HP | 1625.1171 | 1625.1171 | 6500.4683 | 4 | 0 | 4 | C | VLS_Inline | 6 | 6 | 6 | 10 | BranchMin_6BranchMax_10 | 8 | 8 | 18 | HeaderMin_8HeaderMax_18 | 10
548 | 168 | 60125-4P-30HP VLSC | VLSC_60125_4P_30HP | 1625.1171 | 1625.1171 | 6500.4683 | 4 | 0 | 4 | C | VLS_Inline | 6 | 6 | 6 | 10 | BranchMin_6BranchMax_10 | 8 | 8 | 18 | HeaderMin_8HeaderMax_18 | 12
548 | 168 | 60125-4P-30HP VLSC | VLSC_60125_4P_30HP | 1625.1171 | 1625.1171 | 6500.4683 | 4 | 0 | 4 | C | VLS_Inline | 6 | 6 | 6 | 10 | BranchMin_6BranchMax_10 | 8 | 8 | 18 | HeaderMin_8HeaderMax_18 | 14
548 | 168 | 60125-4P-30HP VLSC | VLSC_60125_4P_30HP | 1625.1171 | 1625.1171 | 6500.4683 | 4 | 0 | 4 | C | VLS_Inline | 6 | 6 | 6 | 10 | BranchMin_6BranchMax_10 | 8 | 8 | 18 | HeaderMin_8HeaderMax_18 | 16
548 | 168 | 60125-4P-30HP VLSC | VLSC_60125_4P_30HP | 1625.1171 | 1625.1171 | 6500.4683 | 4 | 0 | 4 | C | VLS_Inline | 6 | 6 | 6 | 10 | BranchMin_6BranchMax_10 | 8 | 8 | 18 | HeaderMin_8HeaderMax_18 | 18
548 | 168 | 60125-4P-30HP VLSC | VLSC_60125_4P_30HP | 1625.1171 | 1625.1171 | 6500.4683 | 4 | 0 | 4 | C | VLS_Inline | 6 | 6 | 6 | 10 | BranchMin_6BranchMax_10 | 10 | 8 | 18 | HeaderMin_8HeaderMax_18 | 8 | INVALID
548 | 168 | 60125-4P-30HP VLSC | VLSC_60125_4P_30HP | 1625.1171 | 1625.1171 | 6500.4683 | 4 | 0 | 4 | C | VLS_Inline | 6 | 6 | 6 | 10 | BranchMin_6BranchMax_10 | 10 | 8 | 18 | HeaderMin_8HeaderMax_18 | 10 | INVALID
548 | 168 | 60125-4P-30HP VLSC | VLSC_60125_4P_30HP | 1625.1171 | 1625.1171 | 6500.4683 | 4 | 0 | 4 | C | VLS_Inline | 6 | 6 | 6 | 10 | BranchMin_6BranchMax_10 | 10 | 8 | 18 | HeaderMin_8HeaderMax_18 | 12
548 | 168 | 60125-4P-30HP VLSC | VLSC_60125_4P_30HP | 1625.1171 | 1625.1171 | 6500.4683 | 4 | 0 | 4 | C | VLS_Inline | 6 | 6 | 6 | 10 | BranchMin_6BranchMax_10 | 10 | 8 | 18 | HeaderMin_8HeaderMax_18 | 14
548 | 168 | 60125-4P-30HP VLSC | VLSC_60125_4P_30HP | 1625.1171 | 1625.1171 | 6500.4683 | 4 | 0 | 4 | C | VLS_Inline | 6 | 6 | 6 | 10 | BranchMin_6BranchMax_10 | 10 | 8 | 18 | HeaderMin_8HeaderMax_18 | 16
548 | 168 | 60125-4P-30HP VLSC | VLSC_60125_4P_30HP | 1625.1171 | 1625.1171 | 6500.4683 | 4 | 0 | 4 | C | VLS_Inline | 6 | 6 | 6 | 10 | BranchMin_6BranchMax_10 | 10 | 8 | 18 | HeaderMin_8HeaderMax_18 | 18
549 | 169 | 60125-4P-40HP VLSC | VLSC_60125_4P_40HP | 1757.2796 | 1757.2796 | 7029.1185 | 4 | 0 | 4 | C | VLS_Inline | 6 | 6 | 6 | 10 | BranchMin_6BranchMax_10 | 6 | 8 | 18 | HeaderMin_8HeaderMax_18 | 8
549 | 169 | 60125-4P-40HP VLSC | VLSC_60125_4P_40HP | 1757.2796 | 1757.2796 | 7029.1185 | 4 | 0 | 4 | C | VLS_Inline | 6 | 6 | 6 | 10 | BranchMin_6BranchMax_10 | 6 | 8 | 18 | HeaderMin_8HeaderMax_18 | 10
549 | 169 | 60125-4P-40HP VLSC | VLSC_60125_4P_40HP | 1757.2796 | 1757.2796 | 7029.1185 | 4 | 0 | 4 | C | VLS_Inline | 6 | 6 | 6 | 10 | BranchMin_6BranchMax_10 | 6 | 8 | 18 | HeaderMin_8HeaderMax_18 | 12
549 | 169 | 60125-4P-40HP VLSC | VLSC_60125_4P_40HP | 1757.2796 | 1757.2796 | 7029.1185 | 4 | 0 | 4 | C | VLS_Inline | 6 | 6 | 6 | 10 | BranchMin_6BranchMax_10 | 6 | 8 | 18 | HeaderMin_8HeaderMax_18 | 14
549 | 169 | 60125-4P-40HP VLSC | VLSC_60125_4P_40HP | 1757.2796 | 1757.2796 | 7029.1185 | 4 | 0 | 4 | C | VLS_Inline | 6 | 6 | 6 | 10 | BranchMin_6BranchMax_10 | 6 | 8 | 18 | HeaderMin_8HeaderMax_18 | 16
549 | 169 | 60125-4P-40HP VLSC | VLSC_60125_4P_40HP | 1757.2796 | 1757.2796 | 7029.1185 | 4 | 0 | 4 | C | VLS_Inline | 6 | 6 | 6 | 10 | BranchMin_6BranchMax_10 | 6 | 8 | 18 | HeaderMin_8HeaderMax_18 | 18
549 | 169 | 60125-4P-40HP VLSC | VLSC_60125_4P_40HP | 1757.2796 | 1757.2796 | 7029.1185 | 4 | 0 | 4 | C | VLS_Inline | 6 | 6 | 6 | 10 | BranchMin_6BranchMax_10 | 8 | 8 | 18 | HeaderMin_8HeaderMax_18 | 8 | INVALID
549 | 169 | 60125-4P-40HP VLSC | VLSC_60125_4P_40HP | 1757.2796 | 1757.2796 | 7029.1185 | 4 | 0 | 4 | C | VLS_Inline | 6 | 6 | 6 | 10 | BranchMin_6BranchMax_10 | 8 | 8 | 18 | HeaderMin_8HeaderMax_18 | 10
549 | 169 | 60125-4P-40HP VLSC | VLSC_60125_4P_40HP | 1757.2796 | 1757.2796 | 7029.1185 | 4 | 0 | 4 | C | VLS_Inline | 6 | 6 | 6 | 10 | BranchMin_6BranchMax_10 | 8 | 8 | 18 | HeaderMin_8HeaderMax_18 | 12
549 | 169 | 60125-4P-40HP VLSC | VLSC_60125_4P_40HP | 1757.2796 | 1757.2796 | 7029.1185 | 4 | 0 | 4 | C | VLS_Inline | 6 | 6 | 6 | 10 | BranchMin_6BranchMax_10 | 8 | 8 | 18 | HeaderMin_8HeaderMax_18 | 14
549 | 169 | 60125-4P-40HP VLSC | VLSC_60125_4P_40HP | 1757.2796 | 1757.2796 | 7029.1185 | 4 | 0 | 4 | C | VLS_Inline | 6 | 6 | 6 | 10 | BranchMin_6BranchMax_10 | 8 | 8 | 18 | HeaderMin_8HeaderMax_18 | 16
549 | 169 | 60125-4P-40HP VLSC | VLSC_60125_4P_40HP | 1757.2796 | 1757.2796 | 7029.1185 | 4 | 0 | 4 | C | VLS_Inline | 6 | 6 | 6 | 10 | BranchMin_6BranchMax_10 | 8 | 8 | 18 | HeaderMin_8HeaderMax_18 | 18
549 | 169 | 60125-4P-40HP VLSC | VLSC_60125_4P_40HP | 1757.2796 | 1757.2796 | 7029.1185 | 4 | 0 | 4 | C | VLS_Inline | 6 | 6 | 6 | 10 | BranchMin_6BranchMax_10 | 10 | 8 | 18 | HeaderMin_8HeaderMax_18 | 8 | INVALID
549 | 169 | 60125-4P-40HP VLSC | VLSC_60125_4P_40HP | 1757.2796 | 1757.2796 | 7029.1185 | 4 | 0 | 4 | C | VLS_Inline | 6 | 6 | 6 | 10 | BranchMin_6BranchMax_10 | 10 | 8 | 18 | HeaderMin_8HeaderMax_18 | 10 | INVALID
549 | 169 | 60125-4P-40HP VLSC | VLSC_60125_4P_40HP | 1757.2796 | 1757.2796 | 7029.1185 | 4 | 0 | 4 | C | VLS_Inline | 6 | 6 | 6 | 10 | BranchMin_6BranchMax_10 | 10 | 8 | 18 | HeaderMin_8HeaderMax_18 | 12
549 | 169 | 60125-4P-40HP VLSC | VLSC_60125_4P_40HP | 1757.2796 | 1757.2796 | 7029.1185 | 4 | 0 | 4 | C | VLS_Inline | 6 | 6 | 6 | 10 | BranchMin_6BranchMax_10 | 10 | 8 | 18 | HeaderMin_8HeaderMax_18 | 14
549 | 169 | 60125-4P-40HP VLSC | VLSC_60125_4P_40HP | 1757.2796 | 1757.2796 | 7029.1185 | 4 | 0 | 4 | C | VLS_Inline | 6 | 6 | 6 | 10 | BranchMin_6BranchMax_10 | 10 | 8 | 18 | HeaderMin_8HeaderMax_18 | 16
549 | 169 | 60125-4P-40HP VLSC | VLSC_60125_4P_40HP | 1757.2796 | 1757.2796 | 7029.1185 | 4 | 0 | 4 | C | VLS_Inline | 6 | 6 | 6 | 10 | BranchMin_6BranchMax_10 | 10 | 8 | 18 | HeaderMin_8HeaderMax_18 | 18
550 | 170 | 60125-4P-50HP VLSC | VLSC_60125_4P_50HP | 1846.8509 | 1846.8509 | 7387.4035 | 4 | 0 | 4 | C | VLS_Inline | 6 | 6 | 6 | 10 | BranchMin_6BranchMax_10 | 6 | 8 | 20 | HeaderMin_8HeaderMax_20 | 8
550 | 170 | 60125-4P-50HP VLSC | VLSC_60125_4P_50HP | 1846.8509 | 1846.8509 | 7387.4035 | 4 | 0 | 4 | C | VLS_Inline | 6 | 6 | 6 | 10 | BranchMin_6BranchMax_10 | 6 | 8 | 20 | HeaderMin_8HeaderMax_20 | 10
550 | 170 | 60125-4P-50HP VLSC | VLSC_60125_4P_50HP | 1846.8509 | 1846.8509 | 7387.4035 | 4 | 0 | 4 | C | VLS_Inline | 6 | 6 | 6 | 10 | BranchMin_6BranchMax_10 | 6 | 8 | 20 | HeaderMin_8HeaderMax_20 | 12
550 | 170 | 60125-4P-50HP VLSC | VLSC_60125_4P_50HP | 1846.8509 | 1846.8509 | 7387.4035 | 4 | 0 | 4 | C | VLS_Inline | 6 | 6 | 6 | 10 | BranchMin_6BranchMax_10 | 6 | 8 | 20 | HeaderMin_8HeaderMax_20 | 14
550 | 170 | 60125-4P-50HP VLSC | VLSC_60125_4P_50HP | 1846.8509 | 1846.8509 | 7387.4035 | 4 | 0 | 4 | C | VLS_Inline | 6 | 6 | 6 | 10 | BranchMin_6BranchMax_10 | 6 | 8 | 20 | HeaderMin_8HeaderMax_20 | 16
550 | 170 | 60125-4P-50HP VLSC | VLSC_60125_4P_50HP | 1846.8509 | 1846.8509 | 7387.4035 | 4 | 0 | 4 | C | VLS_Inline | 6 | 6 | 6 | 10 | BranchMin_6BranchMax_10 | 6 | 8 | 20 | HeaderMin_8HeaderMax_20 | 18
550 | 170 | 60125-4P-50HP VLSC | VLSC_60125_4P_50HP | 1846.8509 | 1846.8509 | 7387.4035 | 4 | 0 | 4 | C | VLS_Inline | 6 | 6 | 6 | 10 | BranchMin_6BranchMax_10 | 6 | 8 | 20 | HeaderMin_8HeaderMax_20 | 20
550 | 170 | 60125-4P-50HP VLSC | VLSC_60125_4P_50HP | 1846.8509 | 1846.8509 | 7387.4035 | 4 | 0 | 4 | C | VLS_Inline | 6 | 6 | 6 | 10 | BranchMin_6BranchMax_10 | 8 | 8 | 20 | HeaderMin_8HeaderMax_20 | 8 | INVALID
550 | 170 | 60125-4P-50HP VLSC | VLSC_60125_4P_50HP | 1846.8509 | 1846.8509 | 7387.4035 | 4 | 0 | 4 | C | VLS_Inline | 6 | 6 | 6 | 10 | BranchMin_6BranchMax_10 | 8 | 8 | 20 | HeaderMin_8HeaderMax_20 | 10
550 | 170 | 60125-4P-50HP VLSC | VLSC_60125_4P_50HP | 1846.8509 | 1846.8509 | 7387.4035 | 4 | 0 | 4 | C | VLS_Inline | 6 | 6 | 6 | 10 | BranchMin_6BranchMax_10 | 8 | 8 | 20 | HeaderMin_8HeaderMax_20 | 12
550 | 170 | 60125-4P-50HP VLSC | VLSC_60125_4P_50HP | 1846.8509 | 1846.8509 | 7387.4035 | 4 | 0 | 4 | C | VLS_Inline | 6 | 6 | 6 | 10 | BranchMin_6BranchMax_10 | 8 | 8 | 20 | HeaderMin_8HeaderMax_20 | 14
550 | 170 | 60125-4P-50HP VLSC | VLSC_60125_4P_50HP | 1846.8509 | 1846.8509 | 7387.4035 | 4 | 0 | 4 | C | VLS_Inline | 6 | 6 | 6 | 10 | BranchMin_6BranchMax_10 | 8 | 8 | 20 | HeaderMin_8HeaderMax_20 | 16
550 | 170 | 60125-4P-50HP VLSC | VLSC_60125_4P_50HP | 1846.8509 | 1846.8509 | 7387.4035 | 4 | 0 | 4 | C | VLS_Inline | 6 | 6 | 6 | 10 | BranchMin_6BranchMax_10 | 8 | 8 | 20 | HeaderMin_8HeaderMax_20 | 18
550 | 170 | 60125-4P-50HP VLSC | VLSC_60125_4P_50HP | 1846.8509 | 1846.8509 | 7387.4035 | 4 | 0 | 4 | C | VLS_Inline | 6 | 6 | 6 | 10 | BranchMin_6BranchMax_10 | 8 | 8 | 20 | HeaderMin_8HeaderMax_20 | 20
550 | 170 | 60125-4P-50HP VLSC | VLSC_60125_4P_50HP | 1846.8509 | 1846.8509 | 7387.4035 | 4 | 0 | 4 | C | VLS_Inline | 6 | 6 | 6 | 10 | BranchMin_6BranchMax_10 | 10 | 8 | 20 | HeaderMin_8HeaderMax_20 | 8 | INVALID
550 | 170 | 60125-4P-50HP VLSC | VLSC_60125_4P_50HP | 1846.8509 | 1846.8509 | 7387.4035 | 4 | 0 | 4 | C | VLS_Inline | 6 | 6 | 6 | 10 | BranchMin_6BranchMax_10 | 10 | 8 | 20 | HeaderMin_8HeaderMax_20 | 10 | INVALID
550 | 170 | 60125-4P-50HP VLSC | VLSC_60125_4P_50HP | 1846.8509 | 1846.8509 | 7387.4035 | 4 | 0 | 4 | C | VLS_Inline | 6 | 6 | 6 | 10 | BranchMin_6BranchMax_10 | 10 | 8 | 20 | HeaderMin_8HeaderMax_20 | 12
550 | 170 | 60125-4P-50HP VLSC | VLSC_60125_4P_50HP | 1846.8509 | 1846.8509 | 7387.4035 | 4 | 0 | 4 | C | VLS_Inline | 6 | 6 | 6 | 10 | BranchMin_6BranchMax_10 | 10 | 8 | 20 | HeaderMin_8HeaderMax_20 | 14
550 | 170 | 60125-4P-50HP VLSC | VLSC_60125_4P_50HP | 1846.8509 | 1846.8509 | 7387.4035 | 4 | 0 | 4 | C | VLS_Inline | 6 | 6 | 6 | 10 | BranchMin_6BranchMax_10 | 10 | 8 | 20 | HeaderMin_8HeaderMax_20 | 16
550 | 170 | 60125-4P-50HP VLSC | VLSC_60125_4P_50HP | 1846.8509 | 1846.8509 | 7387.4035 | 4 | 0 | 4 | C | VLS_Inline | 6 | 6 | 6 | 10 | BranchMin_6BranchMax_10 | 10 | 8 | 20 | HeaderMin_8HeaderMax_20 | 18
550 | 170 | 60125-4P-50HP VLSC | VLSC_60125_4P_50HP | 1846.8509 | 1846.8509 | 7387.4035 | 4 | 0 | 4 | C | VLS_Inline | 6 | 6 | 6 | 10 | BranchMin_6BranchMax_10 | 10 | 8 | 20 | HeaderMin_8HeaderMax_20 | 20
551 | 171 | 60125-4P-60HP VLSC | VLSC_60125_4P_60HP | 1914.581 | 1914.581 | 7658.324 | 4 | 0 | 4 | C | VLS_Inline | 6 | 6 | 6 | 10 | BranchMin_6BranchMax_10 | 6 | 8 | 20 | HeaderMin_8HeaderMax_20 | 8
551 | 171 | 60125-4P-60HP VLSC | VLSC_60125_4P_60HP | 1914.581 | 1914.581 | 7658.324 | 4 | 0 | 4 | C | VLS_Inline | 6 | 6 | 6 | 10 | BranchMin_6BranchMax_10 | 6 | 8 | 20 | HeaderMin_8HeaderMax_20 | 10
551 | 171 | 60125-4P-60HP VLSC | VLSC_60125_4P_60HP | 1914.581 | 1914.581 | 7658.324 | 4 | 0 | 4 | C | VLS_Inline | 6 | 6 | 6 | 10 | BranchMin_6BranchMax_10 | 6 | 8 | 20 | HeaderMin_8HeaderMax_20 | 12
551 | 171 | 60125-4P-60HP VLSC | VLSC_60125_4P_60HP | 1914.581 | 1914.581 | 7658.324 | 4 | 0 | 4 | C | VLS_Inline | 6 | 6 | 6 | 10 | BranchMin_6BranchMax_10 | 6 | 8 | 20 | HeaderMin_8HeaderMax_20 | 14
551 | 171 | 60125-4P-60HP VLSC | VLSC_60125_4P_60HP | 1914.581 | 1914.581 | 7658.324 | 4 | 0 | 4 | C | VLS_Inline | 6 | 6 | 6 | 10 | BranchMin_6BranchMax_10 | 6 | 8 | 20 | HeaderMin_8HeaderMax_20 | 16
551 | 171 | 60125-4P-60HP VLSC | VLSC_60125_4P_60HP | 1914.581 | 1914.581 | 7658.324 | 4 | 0 | 4 | C | VLS_Inline | 6 | 6 | 6 | 10 | BranchMin_6BranchMax_10 | 6 | 8 | 20 | HeaderMin_8HeaderMax_20 | 18
551 | 171 | 60125-4P-60HP VLSC | VLSC_60125_4P_60HP | 1914.581 | 1914.581 | 7658.324 | 4 | 0 | 4 | C | VLS_Inline | 6 | 6 | 6 | 10 | BranchMin_6BranchMax_10 | 6 | 8 | 20 | HeaderMin_8HeaderMax_20 | 20
551 | 171 | 60125-4P-60HP VLSC | VLSC_60125_4P_60HP | 1914.581 | 1914.581 | 7658.324 | 4 | 0 | 4 | C | VLS_Inline | 6 | 6 | 6 | 10 | BranchMin_6BranchMax_10 | 8 | 8 | 20 | HeaderMin_8HeaderMax_20 | 8 | INVALID
551 | 171 | 60125-4P-60HP VLSC | VLSC_60125_4P_60HP | 1914.581 | 1914.581 | 7658.324 | 4 | 0 | 4 | C | VLS_Inline | 6 | 6 | 6 | 10 | BranchMin_6BranchMax_10 | 8 | 8 | 20 | HeaderMin_8HeaderMax_20 | 10
551 | 171 | 60125-4P-60HP VLSC | VLSC_60125_4P_60HP | 1914.581 | 1914.581 | 7658.324 | 4 | 0 | 4 | C | VLS_Inline | 6 | 6 | 6 | 10 | BranchMin_6BranchMax_10 | 8 | 8 | 20 | HeaderMin_8HeaderMax_20 | 12
551 | 171 | 60125-4P-60HP VLSC | VLSC_60125_4P_60HP | 1914.581 | 1914.581 | 7658.324 | 4 | 0 | 4 | C | VLS_Inline | 6 | 6 | 6 | 10 | BranchMin_6BranchMax_10 | 8 | 8 | 20 | HeaderMin_8HeaderMax_20 | 14
551 | 171 | 60125-4P-60HP VLSC | VLSC_60125_4P_60HP | 1914.581 | 1914.581 | 7658.324 | 4 | 0 | 4 | C | VLS_Inline | 6 | 6 | 6 | 10 | BranchMin_6BranchMax_10 | 8 | 8 | 20 | HeaderMin_8HeaderMax_20 | 16
551 | 171 | 60125-4P-60HP VLSC | VLSC_60125_4P_60HP | 1914.581 | 1914.581 | 7658.324 | 4 | 0 | 4 | C | VLS_Inline | 6 | 6 | 6 | 10 | BranchMin_6BranchMax_10 | 8 | 8 | 20 | HeaderMin_8HeaderMax_20 | 18
551 | 171 | 60125-4P-60HP VLSC | VLSC_60125_4P_60HP | 1914.581 | 1914.581 | 7658.324 | 4 | 0 | 4 | C | VLS_Inline | 6 | 6 | 6 | 10 | BranchMin_6BranchMax_10 | 8 | 8 | 20 | HeaderMin_8HeaderMax_20 | 20
551 | 171 | 60125-4P-60HP VLSC | VLSC_60125_4P_60HP | 1914.581 | 1914.581 | 7658.324 | 4 | 0 | 4 | C | VLS_Inline | 6 | 6 | 6 | 10 | BranchMin_6BranchMax_10 | 10 | 8 | 20 | HeaderMin_8HeaderMax_20 | 8 | INVALID
551 | 171 | 60125-4P-60HP VLSC | VLSC_60125_4P_60HP | 1914.581 | 1914.581 | 7658.324 | 4 | 0 | 4 | C | VLS_Inline | 6 | 6 | 6 | 10 | BranchMin_6BranchMax_10 | 10 | 8 | 20 | HeaderMin_8HeaderMax_20 | 10 | INVALID
551 | 171 | 60125-4P-60HP VLSC | VLSC_60125_4P_60HP | 1914.581 | 1914.581 | 7658.324 | 4 | 0 | 4 | C | VLS_Inline | 6 | 6 | 6 | 10 | BranchMin_6BranchMax_10 | 10 | 8 | 20 | HeaderMin_8HeaderMax_20 | 12
551 | 171 | 60125-4P-60HP VLSC | VLSC_60125_4P_60HP | 1914.581 | 1914.581 | 7658.324 | 4 | 0 | 4 | C | VLS_Inline | 6 | 6 | 6 | 10 | BranchMin_6BranchMax_10 | 10 | 8 | 20 | HeaderMin_8HeaderMax_20 | 14
551 | 171 | 60125-4P-60HP VLSC | VLSC_60125_4P_60HP | 1914.581 | 1914.581 | 7658.324 | 4 | 0 | 4 | C | VLS_Inline | 6 | 6 | 6 | 10 | BranchMin_6BranchMax_10 | 10 | 8 | 20 | HeaderMin_8HeaderMax_20 | 16
551 | 171 | 60125-4P-60HP VLSC | VLSC_60125_4P_60HP | 1914.581 | 1914.581 | 7658.324 | 4 | 0 | 4 | C | VLS_Inline | 6 | 6 | 6 | 10 | BranchMin_6BranchMax_10 | 10 | 8 | 20 | HeaderMin_8HeaderMax_20 | 18
551 | 171 | 60125-4P-60HP VLSC | VLSC_60125_4P_60HP | 1914.581 | 1914.581 | 7658.324 | 4 | 0 | 4 | C | VLS_Inline | 6 | 6 | 6 | 10 | BranchMin_6BranchMax_10 | 10 | 8 | 20 | HeaderMin_8HeaderMax_20 | 20
552 | 172 | 60157-4P-75HP VLSC | VLSC_60157_4P_75HP | 1634.3829 | 1634.3829 | 6537.5317 | 4 | 0 | 4 | C | VLS_Inline | 6 | 6 | 6 | 10 | BranchMin_6BranchMax_10 | 6 | 8 | 18 | HeaderMin_8HeaderMax_18 | 8
552 | 172 | 60157-4P-75HP VLSC | VLSC_60157_4P_75HP | 1634.3829 | 1634.3829 | 6537.5317 | 4 | 0 | 4 | C | VLS_Inline | 6 | 6 | 6 | 10 | BranchMin_6BranchMax_10 | 6 | 8 | 18 | HeaderMin_8HeaderMax_18 | 10
552 | 172 | 60157-4P-75HP VLSC | VLSC_60157_4P_75HP | 1634.3829 | 1634.3829 | 6537.5317 | 4 | 0 | 4 | C | VLS_Inline | 6 | 6 | 6 | 10 | BranchMin_6BranchMax_10 | 6 | 8 | 18 | HeaderMin_8HeaderMax_18 | 12
552 | 172 | 60157-4P-75HP VLSC | VLSC_60157_4P_75HP | 1634.3829 | 1634.3829 | 6537.5317 | 4 | 0 | 4 | C | VLS_Inline | 6 | 6 | 6 | 10 | BranchMin_6BranchMax_10 | 6 | 8 | 18 | HeaderMin_8HeaderMax_18 | 14
552 | 172 | 60157-4P-75HP VLSC | VLSC_60157_4P_75HP | 1634.3829 | 1634.3829 | 6537.5317 | 4 | 0 | 4 | C | VLS_Inline | 6 | 6 | 6 | 10 | BranchMin_6BranchMax_10 | 6 | 8 | 18 | HeaderMin_8HeaderMax_18 | 16
552 | 172 | 60157-4P-75HP VLSC | VLSC_60157_4P_75HP | 1634.3829 | 1634.3829 | 6537.5317 | 4 | 0 | 4 | C | VLS_Inline | 6 | 6 | 6 | 10 | BranchMin_6BranchMax_10 | 6 | 8 | 18 | HeaderMin_8HeaderMax_18 | 18
552 | 172 | 60157-4P-75HP VLSC | VLSC_60157_4P_75HP | 1634.3829 | 1634.3829 | 6537.5317 | 4 | 0 | 4 | C | VLS_Inline | 6 | 6 | 6 | 10 | BranchMin_6BranchMax_10 | 8 | 8 | 18 | HeaderMin_8HeaderMax_18 | 8 | INVALID
552 | 172 | 60157-4P-75HP VLSC | VLSC_60157_4P_75HP | 1634.3829 | 1634.3829 | 6537.5317 | 4 | 0 | 4 | C | VLS_Inline | 6 | 6 | 6 | 10 | BranchMin_6BranchMax_10 | 8 | 8 | 18 | HeaderMin_8HeaderMax_18 | 10
552 | 172 | 60157-4P-75HP VLSC | VLSC_60157_4P_75HP | 1634.3829 | 1634.3829 | 6537.5317 | 4 | 0 | 4 | C | VLS_Inline | 6 | 6 | 6 | 10 | BranchMin_6BranchMax_10 | 8 | 8 | 18 | HeaderMin_8HeaderMax_18 | 12
552 | 172 | 60157-4P-75HP VLSC | VLSC_60157_4P_75HP | 1634.3829 | 1634.3829 | 6537.5317 | 4 | 0 | 4 | C | VLS_Inline | 6 | 6 | 6 | 10 | BranchMin_6BranchMax_10 | 8 | 8 | 18 | HeaderMin_8HeaderMax_18 | 14
552 | 172 | 60157-4P-75HP VLSC | VLSC_60157_4P_75HP | 1634.3829 | 1634.3829 | 6537.5317 | 4 | 0 | 4 | C | VLS_Inline | 6 | 6 | 6 | 10 | BranchMin_6BranchMax_10 | 8 | 8 | 18 | HeaderMin_8HeaderMax_18 | 16
552 | 172 | 60157-4P-75HP VLSC | VLSC_60157_4P_75HP | 1634.3829 | 1634.3829 | 6537.5317 | 4 | 0 | 4 | C | VLS_Inline | 6 | 6 | 6 | 10 | BranchMin_6BranchMax_10 | 8 | 8 | 18 | HeaderMin_8HeaderMax_18 | 18
552 | 172 | 60157-4P-75HP VLSC | VLSC_60157_4P_75HP | 1634.3829 | 1634.3829 | 6537.5317 | 4 | 0 | 4 | C | VLS_Inline | 6 | 6 | 6 | 10 | BranchMin_6BranchMax_10 | 10 | 8 | 18 | HeaderMin_8HeaderMax_18 | 8 | INVALID
552 | 172 | 60157-4P-75HP VLSC | VLSC_60157_4P_75HP | 1634.3829 | 1634.3829 | 6537.5317 | 4 | 0 | 4 | C | VLS_Inline | 6 | 6 | 6 | 10 | BranchMin_6BranchMax_10 | 10 | 8 | 18 | HeaderMin_8HeaderMax_18 | 10 | INVALID
552 | 172 | 60157-4P-75HP VLSC | VLSC_60157_4P_75HP | 1634.3829 | 1634.3829 | 6537.5317 | 4 | 0 | 4 | C | VLS_Inline | 6 | 6 | 6 | 10 | BranchMin_6BranchMax_10 | 10 | 8 | 18 | HeaderMin_8HeaderMax_18 | 12
552 | 172 | 60157-4P-75HP VLSC | VLSC_60157_4P_75HP | 1634.3829 | 1634.3829 | 6537.5317 | 4 | 0 | 4 | C | VLS_Inline | 6 | 6 | 6 | 10 | BranchMin_6BranchMax_10 | 10 | 8 | 18 | HeaderMin_8HeaderMax_18 | 14
552 | 172 | 60157-4P-75HP VLSC | VLSC_60157_4P_75HP | 1634.3829 | 1634.3829 | 6537.5317 | 4 | 0 | 4 | C | VLS_Inline | 6 | 6 | 6 | 10 | BranchMin_6BranchMax_10 | 10 | 8 | 18 | HeaderMin_8HeaderMax_18 | 16
552 | 172 | 60157-4P-75HP VLSC | VLSC_60157_4P_75HP | 1634.3829 | 1634.3829 | 6537.5317 | 4 | 0 | 4 | C | VLS_Inline | 6 | 6 | 6 | 10 | BranchMin_6BranchMax_10 | 10 | 8 | 18 | HeaderMin_8HeaderMax_18 | 18
553 | 173 | 60157-4P-100HP VLSC | VLSC_60157_4P_100HP | 1915.2738 | 1915.2738 | 7661.0951 | 4 | 0 | 4 | C | VLS_Inline | 6 | 6 | 6 | 10 | BranchMin_6BranchMax_10 | 6 | 8 | 20 | HeaderMin_8HeaderMax_20 | 8
553 | 173 | 60157-4P-100HP VLSC | VLSC_60157_4P_100HP | 1915.2738 | 1915.2738 | 7661.0951 | 4 | 0 | 4 | C | VLS_Inline | 6 | 6 | 6 | 10 | BranchMin_6BranchMax_10 | 6 | 8 | 20 | HeaderMin_8HeaderMax_20 | 10
553 | 173 | 60157-4P-100HP VLSC | VLSC_60157_4P_100HP | 1915.2738 | 1915.2738 | 7661.0951 | 4 | 0 | 4 | C | VLS_Inline | 6 | 6 | 6 | 10 | BranchMin_6BranchMax_10 | 6 | 8 | 20 | HeaderMin_8HeaderMax_20 | 12
553 | 173 | 60157-4P-100HP VLSC | VLSC_60157_4P_100HP | 1915.2738 | 1915.2738 | 7661.0951 | 4 | 0 | 4 | C | VLS_Inline | 6 | 6 | 6 | 10 | BranchMin_6BranchMax_10 | 6 | 8 | 20 | HeaderMin_8HeaderMax_20 | 14
553 | 173 | 60157-4P-100HP VLSC | VLSC_60157_4P_100HP | 1915.2738 | 1915.2738 | 7661.0951 | 4 | 0 | 4 | C | VLS_Inline | 6 | 6 | 6 | 10 | BranchMin_6BranchMax_10 | 6 | 8 | 20 | HeaderMin_8HeaderMax_20 | 16
553 | 173 | 60157-4P-100HP VLSC | VLSC_60157_4P_100HP | 1915.2738 | 1915.2738 | 7661.0951 | 4 | 0 | 4 | C | VLS_Inline | 6 | 6 | 6 | 10 | BranchMin_6BranchMax_10 | 6 | 8 | 20 | HeaderMin_8HeaderMax_20 | 18
553 | 173 | 60157-4P-100HP VLSC | VLSC_60157_4P_100HP | 1915.2738 | 1915.2738 | 7661.0951 | 4 | 0 | 4 | C | VLS_Inline | 6 | 6 | 6 | 10 | BranchMin_6BranchMax_10 | 6 | 8 | 20 | HeaderMin_8HeaderMax_20 | 20
553 | 173 | 60157-4P-100HP VLSC | VLSC_60157_4P_100HP | 1915.2738 | 1915.2738 | 7661.0951 | 4 | 0 | 4 | C | VLS_Inline | 6 | 6 | 6 | 10 | BranchMin_6BranchMax_10 | 8 | 8 | 20 | HeaderMin_8HeaderMax_20 | 8 | INVALID
553 | 173 | 60157-4P-100HP VLSC | VLSC_60157_4P_100HP | 1915.2738 | 1915.2738 | 7661.0951 | 4 | 0 | 4 | C | VLS_Inline | 6 | 6 | 6 | 10 | BranchMin_6BranchMax_10 | 8 | 8 | 20 | HeaderMin_8HeaderMax_20 | 10
553 | 173 | 60157-4P-100HP VLSC | VLSC_60157_4P_100HP | 1915.2738 | 1915.2738 | 7661.0951 | 4 | 0 | 4 | C | VLS_Inline | 6 | 6 | 6 | 10 | BranchMin_6BranchMax_10 | 8 | 8 | 20 | HeaderMin_8HeaderMax_20 | 12
553 | 173 | 60157-4P-100HP VLSC | VLSC_60157_4P_100HP | 1915.2738 | 1915.2738 | 7661.0951 | 4 | 0 | 4 | C | VLS_Inline | 6 | 6 | 6 | 10 | BranchMin_6BranchMax_10 | 8 | 8 | 20 | HeaderMin_8HeaderMax_20 | 14
553 | 173 | 60157-4P-100HP VLSC | VLSC_60157_4P_100HP | 1915.2738 | 1915.2738 | 7661.0951 | 4 | 0 | 4 | C | VLS_Inline | 6 | 6 | 6 | 10 | BranchMin_6BranchMax_10 | 8 | 8 | 20 | HeaderMin_8HeaderMax_20 | 16
553 | 173 | 60157-4P-100HP VLSC | VLSC_60157_4P_100HP | 1915.2738 | 1915.2738 | 7661.0951 | 4 | 0 | 4 | C | VLS_Inline | 6 | 6 | 6 | 10 | BranchMin_6BranchMax_10 | 8 | 8 | 20 | HeaderMin_8HeaderMax_20 | 18
553 | 173 | 60157-4P-100HP VLSC | VLSC_60157_4P_100HP | 1915.2738 | 1915.2738 | 7661.0951 | 4 | 0 | 4 | C | VLS_Inline | 6 | 6 | 6 | 10 | BranchMin_6BranchMax_10 | 8 | 8 | 20 | HeaderMin_8HeaderMax_20 | 20
553 | 173 | 60157-4P-100HP VLSC | VLSC_60157_4P_100HP | 1915.2738 | 1915.2738 | 7661.0951 | 4 | 0 | 4 | C | VLS_Inline | 6 | 6 | 6 | 10 | BranchMin_6BranchMax_10 | 10 | 8 | 20 | HeaderMin_8HeaderMax_20 | 8 | INVALID
553 | 173 | 60157-4P-100HP VLSC | VLSC_60157_4P_100HP | 1915.2738 | 1915.2738 | 7661.0951 | 4 | 0 | 4 | C | VLS_Inline | 6 | 6 | 6 | 10 | BranchMin_6BranchMax_10 | 10 | 8 | 20 | HeaderMin_8HeaderMax_20 | 10 | INVALID
553 | 173 | 60157-4P-100HP VLSC | VLSC_60157_4P_100HP | 1915.2738 | 1915.2738 | 7661.0951 | 4 | 0 | 4 | C | VLS_Inline | 6 | 6 | 6 | 10 | BranchMin_6BranchMax_10 | 10 | 8 | 20 | HeaderMin_8HeaderMax_20 | 12
553 | 173 | 60157-4P-100HP VLSC | VLSC_60157_4P_100HP | 1915.2738 | 1915.2738 | 7661.0951 | 4 | 0 | 4 | C | VLS_Inline | 6 | 6 | 6 | 10 | BranchMin_6BranchMax_10 | 10 | 8 | 20 | HeaderMin_8HeaderMax_20 | 14
553 | 173 | 60157-4P-100HP VLSC | VLSC_60157_4P_100HP | 1915.2738 | 1915.2738 | 7661.0951 | 4 | 0 | 4 | C | VLS_Inline | 6 | 6 | 6 | 10 | BranchMin_6BranchMax_10 | 10 | 8 | 20 | HeaderMin_8HeaderMax_20 | 16
553 | 173 | 60157-4P-100HP VLSC | VLSC_60157_4P_100HP | 1915.2738 | 1915.2738 | 7661.0951 | 4 | 0 | 4 | C | VLS_Inline | 6 | 6 | 6 | 10 | BranchMin_6BranchMax_10 | 10 | 8 | 20 | HeaderMin_8HeaderMax_20 | 18
553 | 173 | 60157-4P-100HP VLSC | VLSC_60157_4P_100HP | 1915.2738 | 1915.2738 | 7661.0951 | 4 | 0 | 4 | C | VLS_Inline | 6 | 6 | 6 | 10 | BranchMin_6BranchMax_10 | 10 | 8 | 20 | HeaderMin_8HeaderMax_20 | 20
554 | 174 | 60157-4P-125HP VLSC | VLSC_60157_4P_125HP | 2165.2718 | 2165.2718 | 8661.0874 | 4 | 0 | 4 | C | VLS_Inline | 6 | 6 | 6 | 10 | BranchMin_6BranchMax_10 | 6 | 8 | 20 | HeaderMin_8HeaderMax_20 | 8
554 | 174 | 60157-4P-125HP VLSC | VLSC_60157_4P_125HP | 2165.2718 | 2165.2718 | 8661.0874 | 4 | 0 | 4 | C | VLS_Inline | 6 | 6 | 6 | 10 | BranchMin_6BranchMax_10 | 6 | 8 | 20 | HeaderMin_8HeaderMax_20 | 10
554 | 174 | 60157-4P-125HP VLSC | VLSC_60157_4P_125HP | 2165.2718 | 2165.2718 | 8661.0874 | 4 | 0 | 4 | C | VLS_Inline | 6 | 6 | 6 | 10 | BranchMin_6BranchMax_10 | 6 | 8 | 20 | HeaderMin_8HeaderMax_20 | 12
554 | 174 | 60157-4P-125HP VLSC | VLSC_60157_4P_125HP | 2165.2718 | 2165.2718 | 8661.0874 | 4 | 0 | 4 | C | VLS_Inline | 6 | 6 | 6 | 10 | BranchMin_6BranchMax_10 | 6 | 8 | 20 | HeaderMin_8HeaderMax_20 | 14
554 | 174 | 60157-4P-125HP VLSC | VLSC_60157_4P_125HP | 2165.2718 | 2165.2718 | 8661.0874 | 4 | 0 | 4 | C | VLS_Inline | 6 | 6 | 6 | 10 | BranchMin_6BranchMax_10 | 6 | 8 | 20 | HeaderMin_8HeaderMax_20 | 16
554 | 174 | 60157-4P-125HP VLSC | VLSC_60157_4P_125HP | 2165.2718 | 2165.2718 | 8661.0874 | 4 | 0 | 4 | C | VLS_Inline | 6 | 6 | 6 | 10 | BranchMin_6BranchMax_10 | 6 | 8 | 20 | HeaderMin_8HeaderMax_20 | 18
554 | 174 | 60157-4P-125HP VLSC | VLSC_60157_4P_125HP | 2165.2718 | 2165.2718 | 8661.0874 | 4 | 0 | 4 | C | VLS_Inline | 6 | 6 | 6 | 10 | BranchMin_6BranchMax_10 | 6 | 8 | 20 | HeaderMin_8HeaderMax_20 | 20
554 | 174 | 60157-4P-125HP VLSC | VLSC_60157_4P_125HP | 2165.2718 | 2165.2718 | 8661.0874 | 4 | 0 | 4 | C | VLS_Inline | 6 | 6 | 6 | 10 | BranchMin_6BranchMax_10 | 8 | 8 | 20 | HeaderMin_8HeaderMax_20 | 8 | INVALID
554 | 174 | 60157-4P-125HP VLSC | VLSC_60157_4P_125HP | 2165.2718 | 2165.2718 | 8661.0874 | 4 | 0 | 4 | C | VLS_Inline | 6 | 6 | 6 | 10 | BranchMin_6BranchMax_10 | 8 | 8 | 20 | HeaderMin_8HeaderMax_20 | 10
554 | 174 | 60157-4P-125HP VLSC | VLSC_60157_4P_125HP | 2165.2718 | 2165.2718 | 8661.0874 | 4 | 0 | 4 | C | VLS_Inline | 6 | 6 | 6 | 10 | BranchMin_6BranchMax_10 | 8 | 8 | 20 | HeaderMin_8HeaderMax_20 | 12
554 | 174 | 60157-4P-125HP VLSC | VLSC_60157_4P_125HP | 2165.2718 | 2165.2718 | 8661.0874 | 4 | 0 | 4 | C | VLS_Inline | 6 | 6 | 6 | 10 | BranchMin_6BranchMax_10 | 8 | 8 | 20 | HeaderMin_8HeaderMax_20 | 14
554 | 174 | 60157-4P-125HP VLSC | VLSC_60157_4P_125HP | 2165.2718 | 2165.2718 | 8661.0874 | 4 | 0 | 4 | C | VLS_Inline | 6 | 6 | 6 | 10 | BranchMin_6BranchMax_10 | 8 | 8 | 20 | HeaderMin_8HeaderMax_20 | 16
554 | 174 | 60157-4P-125HP VLSC | VLSC_60157_4P_125HP | 2165.2718 | 2165.2718 | 8661.0874 | 4 | 0 | 4 | C | VLS_Inline | 6 | 6 | 6 | 10 | BranchMin_6BranchMax_10 | 8 | 8 | 20 | HeaderMin_8HeaderMax_20 | 18
554 | 174 | 60157-4P-125HP VLSC | VLSC_60157_4P_125HP | 2165.2718 | 2165.2718 | 8661.0874 | 4 | 0 | 4 | C | VLS_Inline | 6 | 6 | 6 | 10 | BranchMin_6BranchMax_10 | 8 | 8 | 20 | HeaderMin_8HeaderMax_20 | 20
554 | 174 | 60157-4P-125HP VLSC | VLSC_60157_4P_125HP | 2165.2718 | 2165.2718 | 8661.0874 | 4 | 0 | 4 | C | VLS_Inline | 6 | 6 | 6 | 10 | BranchMin_6BranchMax_10 | 10 | 8 | 20 | HeaderMin_8HeaderMax_20 | 8 | INVALID
554 | 174 | 60157-4P-125HP VLSC | VLSC_60157_4P_125HP | 2165.2718 | 2165.2718 | 8661.0874 | 4 | 0 | 4 | C | VLS_Inline | 6 | 6 | 6 | 10 | BranchMin_6BranchMax_10 | 10 | 8 | 20 | HeaderMin_8HeaderMax_20 | 10 | INVALID
554 | 174 | 60157-4P-125HP VLSC | VLSC_60157_4P_125HP | 2165.2718 | 2165.2718 | 8661.0874 | 4 | 0 | 4 | C | VLS_Inline | 6 | 6 | 6 | 10 | BranchMin_6BranchMax_10 | 10 | 8 | 20 | HeaderMin_8HeaderMax_20 | 12
554 | 174 | 60157-4P-125HP VLSC | VLSC_60157_4P_125HP | 2165.2718 | 2165.2718 | 8661.0874 | 4 | 0 | 4 | C | VLS_Inline | 6 | 6 | 6 | 10 | BranchMin_6BranchMax_10 | 10 | 8 | 20 | HeaderMin_8HeaderMax_20 | 14
554 | 174 | 60157-4P-125HP VLSC | VLSC_60157_4P_125HP | 2165.2718 | 2165.2718 | 8661.0874 | 4 | 0 | 4 | C | VLS_Inline | 6 | 6 | 6 | 10 | BranchMin_6BranchMax_10 | 10 | 8 | 20 | HeaderMin_8HeaderMax_20 | 16
554 | 174 | 60157-4P-125HP VLSC | VLSC_60157_4P_125HP | 2165.2718 | 2165.2718 | 8661.0874 | 4 | 0 | 4 | C | VLS_Inline | 6 | 6 | 6 | 10 | BranchMin_6BranchMax_10 | 10 | 8 | 20 | HeaderMin_8HeaderMax_20 | 18
554 | 174 | 60157-4P-125HP VLSC | VLSC_60157_4P_125HP | 2165.2718 | 2165.2718 | 8661.0874 | 4 | 0 | 4 | C | VLS_Inline | 6 | 6 | 6 | 10 | BranchMin_6BranchMax_10 | 10 | 8 | 20 | HeaderMin_8HeaderMax_20 | 20
555 | 175 | 80951-4P-20HP VLSC | VLSC_80951_4P_20HP | 1914.1469 | 1914.1469 | 7656.5877 | 4 | 0 | 4 | C | VLS_Inline | 8 | 8 | 8 | 10 | BranchMin_8BranchMax_10 | 8 | 10 | 20 | HeaderMin_10HeaderMax_20 | 10
555 | 175 | 80951-4P-20HP VLSC | VLSC_80951_4P_20HP | 1914.1469 | 1914.1469 | 7656.5877 | 4 | 0 | 4 | C | VLS_Inline | 8 | 8 | 8 | 10 | BranchMin_8BranchMax_10 | 8 | 10 | 20 | HeaderMin_10HeaderMax_20 | 12
555 | 175 | 80951-4P-20HP VLSC | VLSC_80951_4P_20HP | 1914.1469 | 1914.1469 | 7656.5877 | 4 | 0 | 4 | C | VLS_Inline | 8 | 8 | 8 | 10 | BranchMin_8BranchMax_10 | 8 | 10 | 20 | HeaderMin_10HeaderMax_20 | 14
555 | 175 | 80951-4P-20HP VLSC | VLSC_80951_4P_20HP | 1914.1469 | 1914.1469 | 7656.5877 | 4 | 0 | 4 | C | VLS_Inline | 8 | 8 | 8 | 10 | BranchMin_8BranchMax_10 | 8 | 10 | 20 | HeaderMin_10HeaderMax_20 | 16
555 | 175 | 80951-4P-20HP VLSC | VLSC_80951_4P_20HP | 1914.1469 | 1914.1469 | 7656.5877 | 4 | 0 | 4 | C | VLS_Inline | 8 | 8 | 8 | 10 | BranchMin_8BranchMax_10 | 8 | 10 | 20 | HeaderMin_10HeaderMax_20 | 18
555 | 175 | 80951-4P-20HP VLSC | VLSC_80951_4P_20HP | 1914.1469 | 1914.1469 | 7656.5877 | 4 | 0 | 4 | C | VLS_Inline | 8 | 8 | 8 | 10 | BranchMin_8BranchMax_10 | 8 | 10 | 20 | HeaderMin_10HeaderMax_20 | 20
555 | 175 | 80951-4P-20HP VLSC | VLSC_80951_4P_20HP | 1914.1469 | 1914.1469 | 7656.5877 | 4 | 0 | 4 | C | VLS_Inline | 8 | 8 | 8 | 10 | BranchMin_8BranchMax_10 | 10 | 10 | 20 | HeaderMin_10HeaderMax_20 | 10 | INVALID
555 | 175 | 80951-4P-20HP VLSC | VLSC_80951_4P_20HP | 1914.1469 | 1914.1469 | 7656.5877 | 4 | 0 | 4 | C | VLS_Inline | 8 | 8 | 8 | 10 | BranchMin_8BranchMax_10 | 10 | 10 | 20 | HeaderMin_10HeaderMax_20 | 12
555 | 175 | 80951-4P-20HP VLSC | VLSC_80951_4P_20HP | 1914.1469 | 1914.1469 | 7656.5877 | 4 | 0 | 4 | C | VLS_Inline | 8 | 8 | 8 | 10 | BranchMin_8BranchMax_10 | 10 | 10 | 20 | HeaderMin_10HeaderMax_20 | 14
555 | 175 | 80951-4P-20HP VLSC | VLSC_80951_4P_20HP | 1914.1469 | 1914.1469 | 7656.5877 | 4 | 0 | 4 | C | VLS_Inline | 8 | 8 | 8 | 10 | BranchMin_8BranchMax_10 | 10 | 10 | 20 | HeaderMin_10HeaderMax_20 | 16
555 | 175 | 80951-4P-20HP VLSC | VLSC_80951_4P_20HP | 1914.1469 | 1914.1469 | 7656.5877 | 4 | 0 | 4 | C | VLS_Inline | 8 | 8 | 8 | 10 | BranchMin_8BranchMax_10 | 10 | 10 | 20 | HeaderMin_10HeaderMax_20 | 18
555 | 175 | 80951-4P-20HP VLSC | VLSC_80951_4P_20HP | 1914.1469 | 1914.1469 | 7656.5877 | 4 | 0 | 4 | C | VLS_Inline | 8 | 8 | 8 | 10 | BranchMin_8BranchMax_10 | 10 | 10 | 20 | HeaderMin_10HeaderMax_20 | 20
556 | 176 | 80951-4P-25HP VLSC | VLSC_80951_4P_25HP | 2017.9874 | 2017.9874 | 8071.9496 | 4 | 0 | 4 | C | VLS_Inline | 8 | 8 | 8 | 10 | BranchMin_8BranchMax_10 | 8 | 10 | 20 | HeaderMin_10HeaderMax_20 | 10
556 | 176 | 80951-4P-25HP VLSC | VLSC_80951_4P_25HP | 2017.9874 | 2017.9874 | 8071.9496 | 4 | 0 | 4 | C | VLS_Inline | 8 | 8 | 8 | 10 | BranchMin_8BranchMax_10 | 8 | 10 | 20 | HeaderMin_10HeaderMax_20 | 12
556 | 176 | 80951-4P-25HP VLSC | VLSC_80951_4P_25HP | 2017.9874 | 2017.9874 | 8071.9496 | 4 | 0 | 4 | C | VLS_Inline | 8 | 8 | 8 | 10 | BranchMin_8BranchMax_10 | 8 | 10 | 20 | HeaderMin_10HeaderMax_20 | 14
556 | 176 | 80951-4P-25HP VLSC | VLSC_80951_4P_25HP | 2017.9874 | 2017.9874 | 8071.9496 | 4 | 0 | 4 | C | VLS_Inline | 8 | 8 | 8 | 10 | BranchMin_8BranchMax_10 | 8 | 10 | 20 | HeaderMin_10HeaderMax_20 | 16
556 | 176 | 80951-4P-25HP VLSC | VLSC_80951_4P_25HP | 2017.9874 | 2017.9874 | 8071.9496 | 4 | 0 | 4 | C | VLS_Inline | 8 | 8 | 8 | 10 | BranchMin_8BranchMax_10 | 8 | 10 | 20 | HeaderMin_10HeaderMax_20 | 18
556 | 176 | 80951-4P-25HP VLSC | VLSC_80951_4P_25HP | 2017.9874 | 2017.9874 | 8071.9496 | 4 | 0 | 4 | C | VLS_Inline | 8 | 8 | 8 | 10 | BranchMin_8BranchMax_10 | 8 | 10 | 20 | HeaderMin_10HeaderMax_20 | 20
556 | 176 | 80951-4P-25HP VLSC | VLSC_80951_4P_25HP | 2017.9874 | 2017.9874 | 8071.9496 | 4 | 0 | 4 | C | VLS_Inline | 8 | 8 | 8 | 10 | BranchMin_8BranchMax_10 | 10 | 10 | 20 | HeaderMin_10HeaderMax_20 | 10 | INVALID
556 | 176 | 80951-4P-25HP VLSC | VLSC_80951_4P_25HP | 2017.9874 | 2017.9874 | 8071.9496 | 4 | 0 | 4 | C | VLS_Inline | 8 | 8 | 8 | 10 | BranchMin_8BranchMax_10 | 10 | 10 | 20 | HeaderMin_10HeaderMax_20 | 12
556 | 176 | 80951-4P-25HP VLSC | VLSC_80951_4P_25HP | 2017.9874 | 2017.9874 | 8071.9496 | 4 | 0 | 4 | C | VLS_Inline | 8 | 8 | 8 | 10 | BranchMin_8BranchMax_10 | 10 | 10 | 20 | HeaderMin_10HeaderMax_20 | 14
556 | 176 | 80951-4P-25HP VLSC | VLSC_80951_4P_25HP | 2017.9874 | 2017.9874 | 8071.9496 | 4 | 0 | 4 | C | VLS_Inline | 8 | 8 | 8 | 10 | BranchMin_8BranchMax_10 | 10 | 10 | 20 | HeaderMin_10HeaderMax_20 | 16
556 | 176 | 80951-4P-25HP VLSC | VLSC_80951_4P_25HP | 2017.9874 | 2017.9874 | 8071.9496 | 4 | 0 | 4 | C | VLS_Inline | 8 | 8 | 8 | 10 | BranchMin_8BranchMax_10 | 10 | 10 | 20 | HeaderMin_10HeaderMax_20 | 18
556 | 176 | 80951-4P-25HP VLSC | VLSC_80951_4P_25HP | 2017.9874 | 2017.9874 | 8071.9496 | 4 | 0 | 4 | C | VLS_Inline | 8 | 8 | 8 | 10 | BranchMin_8BranchMax_10 | 10 | 10 | 20 | HeaderMin_10HeaderMax_20 | 20
557 | 177 | 80951-4P-30HP VLSC | VLSC_80951_4P_30HP | 2141.5995 | 2141.5995 | 8566.398 | 4 | 0 | 4 | C | VLS_Inline | 8 | 8 | 8 | 10 | BranchMin_8BranchMax_10 | 8 | 10 | 20 | HeaderMin_10HeaderMax_20 | 10
557 | 177 | 80951-4P-30HP VLSC | VLSC_80951_4P_30HP | 2141.5995 | 2141.5995 | 8566.398 | 4 | 0 | 4 | C | VLS_Inline | 8 | 8 | 8 | 10 | BranchMin_8BranchMax_10 | 8 | 10 | 20 | HeaderMin_10HeaderMax_20 | 12
557 | 177 | 80951-4P-30HP VLSC | VLSC_80951_4P_30HP | 2141.5995 | 2141.5995 | 8566.398 | 4 | 0 | 4 | C | VLS_Inline | 8 | 8 | 8 | 10 | BranchMin_8BranchMax_10 | 8 | 10 | 20 | HeaderMin_10HeaderMax_20 | 14
557 | 177 | 80951-4P-30HP VLSC | VLSC_80951_4P_30HP | 2141.5995 | 2141.5995 | 8566.398 | 4 | 0 | 4 | C | VLS_Inline | 8 | 8 | 8 | 10 | BranchMin_8BranchMax_10 | 8 | 10 | 20 | HeaderMin_10HeaderMax_20 | 16
557 | 177 | 80951-4P-30HP VLSC | VLSC_80951_4P_30HP | 2141.5995 | 2141.5995 | 8566.398 | 4 | 0 | 4 | C | VLS_Inline | 8 | 8 | 8 | 10 | BranchMin_8BranchMax_10 | 8 | 10 | 20 | HeaderMin_10HeaderMax_20 | 18
557 | 177 | 80951-4P-30HP VLSC | VLSC_80951_4P_30HP | 2141.5995 | 2141.5995 | 8566.398 | 4 | 0 | 4 | C | VLS_Inline | 8 | 8 | 8 | 10 | BranchMin_8BranchMax_10 | 8 | 10 | 20 | HeaderMin_10HeaderMax_20 | 20
557 | 177 | 80951-4P-30HP VLSC | VLSC_80951_4P_30HP | 2141.5995 | 2141.5995 | 8566.398 | 4 | 0 | 4 | C | VLS_Inline | 8 | 8 | 8 | 10 | BranchMin_8BranchMax_10 | 10 | 10 | 20 | HeaderMin_10HeaderMax_20 | 10 | INVALID
557 | 177 | 80951-4P-30HP VLSC | VLSC_80951_4P_30HP | 2141.5995 | 2141.5995 | 8566.398 | 4 | 0 | 4 | C | VLS_Inline | 8 | 8 | 8 | 10 | BranchMin_8BranchMax_10 | 10 | 10 | 20 | HeaderMin_10HeaderMax_20 | 12
557 | 177 | 80951-4P-30HP VLSC | VLSC_80951_4P_30HP | 2141.5995 | 2141.5995 | 8566.398 | 4 | 0 | 4 | C | VLS_Inline | 8 | 8 | 8 | 10 | BranchMin_8BranchMax_10 | 10 | 10 | 20 | HeaderMin_10HeaderMax_20 | 14
557 | 177 | 80951-4P-30HP VLSC | VLSC_80951_4P_30HP | 2141.5995 | 2141.5995 | 8566.398 | 4 | 0 | 4 | C | VLS_Inline | 8 | 8 | 8 | 10 | BranchMin_8BranchMax_10 | 10 | 10 | 20 | HeaderMin_10HeaderMax_20 | 16
557 | 177 | 80951-4P-30HP VLSC | VLSC_80951_4P_30HP | 2141.5995 | 2141.5995 | 8566.398 | 4 | 0 | 4 | C | VLS_Inline | 8 | 8 | 8 | 10 | BranchMin_8BranchMax_10 | 10 | 10 | 20 | HeaderMin_10HeaderMax_20 | 18
557 | 177 | 80951-4P-30HP VLSC | VLSC_80951_4P_30HP | 2141.5995 | 2141.5995 | 8566.398 | 4 | 0 | 4 | C | VLS_Inline | 8 | 8 | 8 | 10 | BranchMin_8BranchMax_10 | 10 | 10 | 20 | HeaderMin_10HeaderMax_20 | 20
558 | 178 | 80951-4P-40HP VLSC | VLSC_80951_4P_40HP | 2290.5785 | 2290.5785 | 9162.314 | 4 | 0 | 4 | C | VLS_Inline | 8 | 8 | 8 | 10 | BranchMin_8BranchMax_10 | 8 | 10 | 24 | HeaderMin_10HeaderMax_24 | 10
558 | 178 | 80951-4P-40HP VLSC | VLSC_80951_4P_40HP | 2290.5785 | 2290.5785 | 9162.314 | 4 | 0 | 4 | C | VLS_Inline | 8 | 8 | 8 | 10 | BranchMin_8BranchMax_10 | 8 | 10 | 24 | HeaderMin_10HeaderMax_24 | 12
558 | 178 | 80951-4P-40HP VLSC | VLSC_80951_4P_40HP | 2290.5785 | 2290.5785 | 9162.314 | 4 | 0 | 4 | C | VLS_Inline | 8 | 8 | 8 | 10 | BranchMin_8BranchMax_10 | 8 | 10 | 24 | HeaderMin_10HeaderMax_24 | 14
558 | 178 | 80951-4P-40HP VLSC | VLSC_80951_4P_40HP | 2290.5785 | 2290.5785 | 9162.314 | 4 | 0 | 4 | C | VLS_Inline | 8 | 8 | 8 | 10 | BranchMin_8BranchMax_10 | 8 | 10 | 24 | HeaderMin_10HeaderMax_24 | 16
558 | 178 | 80951-4P-40HP VLSC | VLSC_80951_4P_40HP | 2290.5785 | 2290.5785 | 9162.314 | 4 | 0 | 4 | C | VLS_Inline | 8 | 8 | 8 | 10 | BranchMin_8BranchMax_10 | 8 | 10 | 24 | HeaderMin_10HeaderMax_24 | 18
558 | 178 | 80951-4P-40HP VLSC | VLSC_80951_4P_40HP | 2290.5785 | 2290.5785 | 9162.314 | 4 | 0 | 4 | C | VLS_Inline | 8 | 8 | 8 | 10 | BranchMin_8BranchMax_10 | 8 | 10 | 24 | HeaderMin_10HeaderMax_24 | 20
558 | 178 | 80951-4P-40HP VLSC | VLSC_80951_4P_40HP | 2290.5785 | 2290.5785 | 9162.314 | 4 | 0 | 4 | C | VLS_Inline | 8 | 8 | 8 | 10 | BranchMin_8BranchMax_10 | 8 | 10 | 24 | HeaderMin_10HeaderMax_24 | 24
558 | 178 | 80951-4P-40HP VLSC | VLSC_80951_4P_40HP | 2290.5785 | 2290.5785 | 9162.314 | 4 | 0 | 4 | C | VLS_Inline | 8 | 8 | 8 | 10 | BranchMin_8BranchMax_10 | 10 | 10 | 24 | HeaderMin_10HeaderMax_24 | 10 | INVALID
558 | 178 | 80951-4P-40HP VLSC | VLSC_80951_4P_40HP | 2290.5785 | 2290.5785 | 9162.314 | 4 | 0 | 4 | C | VLS_Inline | 8 | 8 | 8 | 10 | BranchMin_8BranchMax_10 | 10 | 10 | 24 | HeaderMin_10HeaderMax_24 | 12
558 | 178 | 80951-4P-40HP VLSC | VLSC_80951_4P_40HP | 2290.5785 | 2290.5785 | 9162.314 | 4 | 0 | 4 | C | VLS_Inline | 8 | 8 | 8 | 10 | BranchMin_8BranchMax_10 | 10 | 10 | 24 | HeaderMin_10HeaderMax_24 | 14
558 | 178 | 80951-4P-40HP VLSC | VLSC_80951_4P_40HP | 2290.5785 | 2290.5785 | 9162.314 | 4 | 0 | 4 | C | VLS_Inline | 8 | 8 | 8 | 10 | BranchMin_8BranchMax_10 | 10 | 10 | 24 | HeaderMin_10HeaderMax_24 | 16
558 | 178 | 80951-4P-40HP VLSC | VLSC_80951_4P_40HP | 2290.5785 | 2290.5785 | 9162.314 | 4 | 0 | 4 | C | VLS_Inline | 8 | 8 | 8 | 10 | BranchMin_8BranchMax_10 | 10 | 10 | 24 | HeaderMin_10HeaderMax_24 | 18
558 | 178 | 80951-4P-40HP VLSC | VLSC_80951_4P_40HP | 2290.5785 | 2290.5785 | 9162.314 | 4 | 0 | 4 | C | VLS_Inline | 8 | 8 | 8 | 10 | BranchMin_8BranchMax_10 | 10 | 10 | 24 | HeaderMin_10HeaderMax_24 | 20
558 | 178 | 80951-4P-40HP VLSC | VLSC_80951_4P_40HP | 2290.5785 | 2290.5785 | 9162.314 | 4 | 0 | 4 | C | VLS_Inline | 8 | 8 | 8 | 10 | BranchMin_8BranchMax_10 | 10 | 10 | 24 | HeaderMin_10HeaderMax_24 | 24
559 | 179 | 80123-4P-25HP VLSC | VLSC_80123_4P_25HP | 1727.4951 | 1727.4951 | 6909.9805 | 4 | 0 | 4 | C | VLS_Inline | 8 | 8 | 8 | 10 | BranchMin_8BranchMax_10 | 8 | 10 | 18 | HeaderMin_10HeaderMax_18 | 10
559 | 179 | 80123-4P-25HP VLSC | VLSC_80123_4P_25HP | 1727.4951 | 1727.4951 | 6909.9805 | 4 | 0 | 4 | C | VLS_Inline | 8 | 8 | 8 | 10 | BranchMin_8BranchMax_10 | 8 | 10 | 18 | HeaderMin_10HeaderMax_18 | 12
559 | 179 | 80123-4P-25HP VLSC | VLSC_80123_4P_25HP | 1727.4951 | 1727.4951 | 6909.9805 | 4 | 0 | 4 | C | VLS_Inline | 8 | 8 | 8 | 10 | BranchMin_8BranchMax_10 | 8 | 10 | 18 | HeaderMin_10HeaderMax_18 | 14
559 | 179 | 80123-4P-25HP VLSC | VLSC_80123_4P_25HP | 1727.4951 | 1727.4951 | 6909.9805 | 4 | 0 | 4 | C | VLS_Inline | 8 | 8 | 8 | 10 | BranchMin_8BranchMax_10 | 8 | 10 | 18 | HeaderMin_10HeaderMax_18 | 16
559 | 179 | 80123-4P-25HP VLSC | VLSC_80123_4P_25HP | 1727.4951 | 1727.4951 | 6909.9805 | 4 | 0 | 4 | C | VLS_Inline | 8 | 8 | 8 | 10 | BranchMin_8BranchMax_10 | 8 | 10 | 18 | HeaderMin_10HeaderMax_18 | 18
559 | 179 | 80123-4P-25HP VLSC | VLSC_80123_4P_25HP | 1727.4951 | 1727.4951 | 6909.9805 | 4 | 0 | 4 | C | VLS_Inline | 8 | 8 | 8 | 10 | BranchMin_8BranchMax_10 | 10 | 10 | 18 | HeaderMin_10HeaderMax_18 | 10 | INVALID
559 | 179 | 80123-4P-25HP VLSC | VLSC_80123_4P_25HP | 1727.4951 | 1727.4951 | 6909.9805 | 4 | 0 | 4 | C | VLS_Inline | 8 | 8 | 8 | 10 | BranchMin_8BranchMax_10 | 10 | 10 | 18 | HeaderMin_10HeaderMax_18 | 12
559 | 179 | 80123-4P-25HP VLSC | VLSC_80123_4P_25HP | 1727.4951 | 1727.4951 | 6909.9805 | 4 | 0 | 4 | C | VLS_Inline | 8 | 8 | 8 | 10 | BranchMin_8BranchMax_10 | 10 | 10 | 18 | HeaderMin_10HeaderMax_18 | 14
559 | 179 | 80123-4P-25HP VLSC | VLSC_80123_4P_25HP | 1727.4951 | 1727.4951 | 6909.9805 | 4 | 0 | 4 | C | VLS_Inline | 8 | 8 | 8 | 10 | BranchMin_8BranchMax_10 | 10 | 10 | 18 | HeaderMin_10HeaderMax_18 | 16
559 | 179 | 80123-4P-25HP VLSC | VLSC_80123_4P_25HP | 1727.4951 | 1727.4951 | 6909.9805 | 4 | 0 | 4 | C | VLS_Inline | 8 | 8 | 8 | 10 | BranchMin_8BranchMax_10 | 10 | 10 | 18 | HeaderMin_10HeaderMax_18 | 18
560 | 180 | 80123-4P-30HP VLSC | VLSC_80123_4P_30HP | 1826.6982 | 1826.6982 | 7306.7929 | 4 | 0 | 4 | C | VLS_Inline | 8 | 8 | 8 | 10 | BranchMin_8BranchMax_10 | 8 | 10 | 20 | HeaderMin_10HeaderMax_20 | 10
560 | 180 | 80123-4P-30HP VLSC | VLSC_80123_4P_30HP | 1826.6982 | 1826.6982 | 7306.7929 | 4 | 0 | 4 | C | VLS_Inline | 8 | 8 | 8 | 10 | BranchMin_8BranchMax_10 | 8 | 10 | 20 | HeaderMin_10HeaderMax_20 | 12
560 | 180 | 80123-4P-30HP VLSC | VLSC_80123_4P_30HP | 1826.6982 | 1826.6982 | 7306.7929 | 4 | 0 | 4 | C | VLS_Inline | 8 | 8 | 8 | 10 | BranchMin_8BranchMax_10 | 8 | 10 | 20 | HeaderMin_10HeaderMax_20 | 14
560 | 180 | 80123-4P-30HP VLSC | VLSC_80123_4P_30HP | 1826.6982 | 1826.6982 | 7306.7929 | 4 | 0 | 4 | C | VLS_Inline | 8 | 8 | 8 | 10 | BranchMin_8BranchMax_10 | 8 | 10 | 20 | HeaderMin_10HeaderMax_20 | 16
560 | 180 | 80123-4P-30HP VLSC | VLSC_80123_4P_30HP | 1826.6982 | 1826.6982 | 7306.7929 | 4 | 0 | 4 | C | VLS_Inline | 8 | 8 | 8 | 10 | BranchMin_8BranchMax_10 | 8 | 10 | 20 | HeaderMin_10HeaderMax_20 | 18
560 | 180 | 80123-4P-30HP VLSC | VLSC_80123_4P_30HP | 1826.6982 | 1826.6982 | 7306.7929 | 4 | 0 | 4 | C | VLS_Inline | 8 | 8 | 8 | 10 | BranchMin_8BranchMax_10 | 8 | 10 | 20 | HeaderMin_10HeaderMax_20 | 20
560 | 180 | 80123-4P-30HP VLSC | VLSC_80123_4P_30HP | 1826.6982 | 1826.6982 | 7306.7929 | 4 | 0 | 4 | C | VLS_Inline | 8 | 8 | 8 | 10 | BranchMin_8BranchMax_10 | 10 | 10 | 20 | HeaderMin_10HeaderMax_20 | 10 | INVALID
560 | 180 | 80123-4P-30HP VLSC | VLSC_80123_4P_30HP | 1826.6982 | 1826.6982 | 7306.7929 | 4 | 0 | 4 | C | VLS_Inline | 8 | 8 | 8 | 10 | BranchMin_8BranchMax_10 | 10 | 10 | 20 | HeaderMin_10HeaderMax_20 | 12
560 | 180 | 80123-4P-30HP VLSC | VLSC_80123_4P_30HP | 1826.6982 | 1826.6982 | 7306.7929 | 4 | 0 | 4 | C | VLS_Inline | 8 | 8 | 8 | 10 | BranchMin_8BranchMax_10 | 10 | 10 | 20 | HeaderMin_10HeaderMax_20 | 14
560 | 180 | 80123-4P-30HP VLSC | VLSC_80123_4P_30HP | 1826.6982 | 1826.6982 | 7306.7929 | 4 | 0 | 4 | C | VLS_Inline | 8 | 8 | 8 | 10 | BranchMin_8BranchMax_10 | 10 | 10 | 20 | HeaderMin_10HeaderMax_20 | 16
560 | 180 | 80123-4P-30HP VLSC | VLSC_80123_4P_30HP | 1826.6982 | 1826.6982 | 7306.7929 | 4 | 0 | 4 | C | VLS_Inline | 8 | 8 | 8 | 10 | BranchMin_8BranchMax_10 | 10 | 10 | 20 | HeaderMin_10HeaderMax_20 | 18
560 | 180 | 80123-4P-30HP VLSC | VLSC_80123_4P_30HP | 1826.6982 | 1826.6982 | 7306.7929 | 4 | 0 | 4 | C | VLS_Inline | 8 | 8 | 8 | 10 | BranchMin_8BranchMax_10 | 10 | 10 | 20 | HeaderMin_10HeaderMax_20 | 20
561 | 181 | 80123-4P-40HP VLSC | VLSC_80123_4P_40HP | 2003.3556 | 2003.3556 | 8013.4225 | 4 | 0 | 4 | C | VLS_Inline | 8 | 8 | 8 | 10 | BranchMin_8BranchMax_10 | 8 | 10 | 20 | HeaderMin_10HeaderMax_20 | 10
561 | 181 | 80123-4P-40HP VLSC | VLSC_80123_4P_40HP | 2003.3556 | 2003.3556 | 8013.4225 | 4 | 0 | 4 | C | VLS_Inline | 8 | 8 | 8 | 10 | BranchMin_8BranchMax_10 | 8 | 10 | 20 | HeaderMin_10HeaderMax_20 | 12
561 | 181 | 80123-4P-40HP VLSC | VLSC_80123_4P_40HP | 2003.3556 | 2003.3556 | 8013.4225 | 4 | 0 | 4 | C | VLS_Inline | 8 | 8 | 8 | 10 | BranchMin_8BranchMax_10 | 8 | 10 | 20 | HeaderMin_10HeaderMax_20 | 14
561 | 181 | 80123-4P-40HP VLSC | VLSC_80123_4P_40HP | 2003.3556 | 2003.3556 | 8013.4225 | 4 | 0 | 4 | C | VLS_Inline | 8 | 8 | 8 | 10 | BranchMin_8BranchMax_10 | 8 | 10 | 20 | HeaderMin_10HeaderMax_20 | 16
561 | 181 | 80123-4P-40HP VLSC | VLSC_80123_4P_40HP | 2003.3556 | 2003.3556 | 8013.4225 | 4 | 0 | 4 | C | VLS_Inline | 8 | 8 | 8 | 10 | BranchMin_8BranchMax_10 | 8 | 10 | 20 | HeaderMin_10HeaderMax_20 | 18
561 | 181 | 80123-4P-40HP VLSC | VLSC_80123_4P_40HP | 2003.3556 | 2003.3556 | 8013.4225 | 4 | 0 | 4 | C | VLS_Inline | 8 | 8 | 8 | 10 | BranchMin_8BranchMax_10 | 8 | 10 | 20 | HeaderMin_10HeaderMax_20 | 20
561 | 181 | 80123-4P-40HP VLSC | VLSC_80123_4P_40HP | 2003.3556 | 2003.3556 | 8013.4225 | 4 | 0 | 4 | C | VLS_Inline | 8 | 8 | 8 | 10 | BranchMin_8BranchMax_10 | 10 | 10 | 20 | HeaderMin_10HeaderMax_20 | 10 | INVALID
561 | 181 | 80123-4P-40HP VLSC | VLSC_80123_4P_40HP | 2003.3556 | 2003.3556 | 8013.4225 | 4 | 0 | 4 | C | VLS_Inline | 8 | 8 | 8 | 10 | BranchMin_8BranchMax_10 | 10 | 10 | 20 | HeaderMin_10HeaderMax_20 | 12
561 | 181 | 80123-4P-40HP VLSC | VLSC_80123_4P_40HP | 2003.3556 | 2003.3556 | 8013.4225 | 4 | 0 | 4 | C | VLS_Inline | 8 | 8 | 8 | 10 | BranchMin_8BranchMax_10 | 10 | 10 | 20 | HeaderMin_10HeaderMax_20 | 14
561 | 181 | 80123-4P-40HP VLSC | VLSC_80123_4P_40HP | 2003.3556 | 2003.3556 | 8013.4225 | 4 | 0 | 4 | C | VLS_Inline | 8 | 8 | 8 | 10 | BranchMin_8BranchMax_10 | 10 | 10 | 20 | HeaderMin_10HeaderMax_20 | 16
561 | 181 | 80123-4P-40HP VLSC | VLSC_80123_4P_40HP | 2003.3556 | 2003.3556 | 8013.4225 | 4 | 0 | 4 | C | VLS_Inline | 8 | 8 | 8 | 10 | BranchMin_8BranchMax_10 | 10 | 10 | 20 | HeaderMin_10HeaderMax_20 | 18
561 | 181 | 80123-4P-40HP VLSC | VLSC_80123_4P_40HP | 2003.3556 | 2003.3556 | 8013.4225 | 4 | 0 | 4 | C | VLS_Inline | 8 | 8 | 8 | 10 | BranchMin_8BranchMax_10 | 10 | 10 | 20 | HeaderMin_10HeaderMax_20 | 20
562 | 182 | 80123-4P-50HP VLSC | VLSC_80123_4P_50HP | 2187.1986 | 2187.1986 | 8748.7945 | 4 | 0 | 4 | C | VLS_Inline | 8 | 8 | 8 | 10 | BranchMin_8BranchMax_10 | 8 | 10 | 20 | HeaderMin_10HeaderMax_20 | 10
562 | 182 | 80123-4P-50HP VLSC | VLSC_80123_4P_50HP | 2187.1986 | 2187.1986 | 8748.7945 | 4 | 0 | 4 | C | VLS_Inline | 8 | 8 | 8 | 10 | BranchMin_8BranchMax_10 | 8 | 10 | 20 | HeaderMin_10HeaderMax_20 | 12
562 | 182 | 80123-4P-50HP VLSC | VLSC_80123_4P_50HP | 2187.1986 | 2187.1986 | 8748.7945 | 4 | 0 | 4 | C | VLS_Inline | 8 | 8 | 8 | 10 | BranchMin_8BranchMax_10 | 8 | 10 | 20 | HeaderMin_10HeaderMax_20 | 14
562 | 182 | 80123-4P-50HP VLSC | VLSC_80123_4P_50HP | 2187.1986 | 2187.1986 | 8748.7945 | 4 | 0 | 4 | C | VLS_Inline | 8 | 8 | 8 | 10 | BranchMin_8BranchMax_10 | 8 | 10 | 20 | HeaderMin_10HeaderMax_20 | 16
562 | 182 | 80123-4P-50HP VLSC | VLSC_80123_4P_50HP | 2187.1986 | 2187.1986 | 8748.7945 | 4 | 0 | 4 | C | VLS_Inline | 8 | 8 | 8 | 10 | BranchMin_8BranchMax_10 | 8 | 10 | 20 | HeaderMin_10HeaderMax_20 | 18
562 | 182 | 80123-4P-50HP VLSC | VLSC_80123_4P_50HP | 2187.1986 | 2187.1986 | 8748.7945 | 4 | 0 | 4 | C | VLS_Inline | 8 | 8 | 8 | 10 | BranchMin_8BranchMax_10 | 8 | 10 | 20 | HeaderMin_10HeaderMax_20 | 20
562 | 182 | 80123-4P-50HP VLSC | VLSC_80123_4P_50HP | 2187.1986 | 2187.1986 | 8748.7945 | 4 | 0 | 4 | C | VLS_Inline | 8 | 8 | 8 | 10 | BranchMin_8BranchMax_10 | 10 | 10 | 20 | HeaderMin_10HeaderMax_20 | 10 | INVALID
562 | 182 | 80123-4P-50HP VLSC | VLSC_80123_4P_50HP | 2187.1986 | 2187.1986 | 8748.7945 | 4 | 0 | 4 | C | VLS_Inline | 8 | 8 | 8 | 10 | BranchMin_8BranchMax_10 | 10 | 10 | 20 | HeaderMin_10HeaderMax_20 | 12
562 | 182 | 80123-4P-50HP VLSC | VLSC_80123_4P_50HP | 2187.1986 | 2187.1986 | 8748.7945 | 4 | 0 | 4 | C | VLS_Inline | 8 | 8 | 8 | 10 | BranchMin_8BranchMax_10 | 10 | 10 | 20 | HeaderMin_10HeaderMax_20 | 14
562 | 182 | 80123-4P-50HP VLSC | VLSC_80123_4P_50HP | 2187.1986 | 2187.1986 | 8748.7945 | 4 | 0 | 4 | C | VLS_Inline | 8 | 8 | 8 | 10 | BranchMin_8BranchMax_10 | 10 | 10 | 20 | HeaderMin_10HeaderMax_20 | 16
562 | 182 | 80123-4P-50HP VLSC | VLSC_80123_4P_50HP | 2187.1986 | 2187.1986 | 8748.7945 | 4 | 0 | 4 | C | VLS_Inline | 8 | 8 | 8 | 10 | BranchMin_8BranchMax_10 | 10 | 10 | 20 | HeaderMin_10HeaderMax_20 | 18
562 | 182 | 80123-4P-50HP VLSC | VLSC_80123_4P_50HP | 2187.1986 | 2187.1986 | 8748.7945 | 4 | 0 | 4 | C | VLS_Inline | 8 | 8 | 8 | 10 | BranchMin_8BranchMax_10 | 10 | 10 | 20 | HeaderMin_10HeaderMax_20 | 20
563 | 183 | 80123-4P-60HP VLSC | VLSC_80123_4P_60HP | 2293.6739 | 2293.6739 | 9174.6955 | 4 | 0 | 4 | C | VLS_Inline | 8 | 8 | 8 | 10 | BranchMin_8BranchMax_10 | 8 | 10 | 24 | HeaderMin_10HeaderMax_24 | 10
563 | 183 | 80123-4P-60HP VLSC | VLSC_80123_4P_60HP | 2293.6739 | 2293.6739 | 9174.6955 | 4 | 0 | 4 | C | VLS_Inline | 8 | 8 | 8 | 10 | BranchMin_8BranchMax_10 | 8 | 10 | 24 | HeaderMin_10HeaderMax_24 | 12
563 | 183 | 80123-4P-60HP VLSC | VLSC_80123_4P_60HP | 2293.6739 | 2293.6739 | 9174.6955 | 4 | 0 | 4 | C | VLS_Inline | 8 | 8 | 8 | 10 | BranchMin_8BranchMax_10 | 8 | 10 | 24 | HeaderMin_10HeaderMax_24 | 14
563 | 183 | 80123-4P-60HP VLSC | VLSC_80123_4P_60HP | 2293.6739 | 2293.6739 | 9174.6955 | 4 | 0 | 4 | C | VLS_Inline | 8 | 8 | 8 | 10 | BranchMin_8BranchMax_10 | 8 | 10 | 24 | HeaderMin_10HeaderMax_24 | 16
563 | 183 | 80123-4P-60HP VLSC | VLSC_80123_4P_60HP | 2293.6739 | 2293.6739 | 9174.6955 | 4 | 0 | 4 | C | VLS_Inline | 8 | 8 | 8 | 10 | BranchMin_8BranchMax_10 | 8 | 10 | 24 | HeaderMin_10HeaderMax_24 | 18
563 | 183 | 80123-4P-60HP VLSC | VLSC_80123_4P_60HP | 2293.6739 | 2293.6739 | 9174.6955 | 4 | 0 | 4 | C | VLS_Inline | 8 | 8 | 8 | 10 | BranchMin_8BranchMax_10 | 8 | 10 | 24 | HeaderMin_10HeaderMax_24 | 20
563 | 183 | 80123-4P-60HP VLSC | VLSC_80123_4P_60HP | 2293.6739 | 2293.6739 | 9174.6955 | 4 | 0 | 4 | C | VLS_Inline | 8 | 8 | 8 | 10 | BranchMin_8BranchMax_10 | 8 | 10 | 24 | HeaderMin_10HeaderMax_24 | 24
563 | 183 | 80123-4P-60HP VLSC | VLSC_80123_4P_60HP | 2293.6739 | 2293.6739 | 9174.6955 | 4 | 0 | 4 | C | VLS_Inline | 8 | 8 | 8 | 10 | BranchMin_8BranchMax_10 | 10 | 10 | 24 | HeaderMin_10HeaderMax_24 | 10 | INVALID
563 | 183 | 80123-4P-60HP VLSC | VLSC_80123_4P_60HP | 2293.6739 | 2293.6739 | 9174.6955 | 4 | 0 | 4 | C | VLS_Inline | 8 | 8 | 8 | 10 | BranchMin_8BranchMax_10 | 10 | 10 | 24 | HeaderMin_10HeaderMax_24 | 12
563 | 183 | 80123-4P-60HP VLSC | VLSC_80123_4P_60HP | 2293.6739 | 2293.6739 | 9174.6955 | 4 | 0 | 4 | C | VLS_Inline | 8 | 8 | 8 | 10 | BranchMin_8BranchMax_10 | 10 | 10 | 24 | HeaderMin_10HeaderMax_24 | 14
563 | 183 | 80123-4P-60HP VLSC | VLSC_80123_4P_60HP | 2293.6739 | 2293.6739 | 9174.6955 | 4 | 0 | 4 | C | VLS_Inline | 8 | 8 | 8 | 10 | BranchMin_8BranchMax_10 | 10 | 10 | 24 | HeaderMin_10HeaderMax_24 | 16
563 | 183 | 80123-4P-60HP VLSC | VLSC_80123_4P_60HP | 2293.6739 | 2293.6739 | 9174.6955 | 4 | 0 | 4 | C | VLS_Inline | 8 | 8 | 8 | 10 | BranchMin_8BranchMax_10 | 10 | 10 | 24 | HeaderMin_10HeaderMax_24 | 18
563 | 183 | 80123-4P-60HP VLSC | VLSC_80123_4P_60HP | 2293.6739 | 2293.6739 | 9174.6955 | 4 | 0 | 4 | C | VLS_Inline | 8 | 8 | 8 | 10 | BranchMin_8BranchMax_10 | 10 | 10 | 24 | HeaderMin_10HeaderMax_24 | 20
563 | 183 | 80123-4P-60HP VLSC | VLSC_80123_4P_60HP | 2293.6739 | 2293.6739 | 9174.6955 | 4 | 0 | 4 | C | VLS_Inline | 8 | 8 | 8 | 10 | BranchMin_8BranchMax_10 | 10 | 10 | 24 | HeaderMin_10HeaderMax_24 | 24
564 | 184 | 80123-4P-75HP VLSC | VLSC_80123_4P_75HP | 2422.2984 | 2422.2984 | 9689.1937 | 4 | 0 | 4 | C | VLS_Inline | 8 | 8 | 8 | 10 | BranchMin_8BranchMax_10 | 8 | 10 | 24 | HeaderMin_10HeaderMax_24 | 10
564 | 184 | 80123-4P-75HP VLSC | VLSC_80123_4P_75HP | 2422.2984 | 2422.2984 | 9689.1937 | 4 | 0 | 4 | C | VLS_Inline | 8 | 8 | 8 | 10 | BranchMin_8BranchMax_10 | 8 | 10 | 24 | HeaderMin_10HeaderMax_24 | 12
564 | 184 | 80123-4P-75HP VLSC | VLSC_80123_4P_75HP | 2422.2984 | 2422.2984 | 9689.1937 | 4 | 0 | 4 | C | VLS_Inline | 8 | 8 | 8 | 10 | BranchMin_8BranchMax_10 | 8 | 10 | 24 | HeaderMin_10HeaderMax_24 | 14
564 | 184 | 80123-4P-75HP VLSC | VLSC_80123_4P_75HP | 2422.2984 | 2422.2984 | 9689.1937 | 4 | 0 | 4 | C | VLS_Inline | 8 | 8 | 8 | 10 | BranchMin_8BranchMax_10 | 8 | 10 | 24 | HeaderMin_10HeaderMax_24 | 16
564 | 184 | 80123-4P-75HP VLSC | VLSC_80123_4P_75HP | 2422.2984 | 2422.2984 | 9689.1937 | 4 | 0 | 4 | C | VLS_Inline | 8 | 8 | 8 | 10 | BranchMin_8BranchMax_10 | 8 | 10 | 24 | HeaderMin_10HeaderMax_24 | 18
564 | 184 | 80123-4P-75HP VLSC | VLSC_80123_4P_75HP | 2422.2984 | 2422.2984 | 9689.1937 | 4 | 0 | 4 | C | VLS_Inline | 8 | 8 | 8 | 10 | BranchMin_8BranchMax_10 | 8 | 10 | 24 | HeaderMin_10HeaderMax_24 | 20
564 | 184 | 80123-4P-75HP VLSC | VLSC_80123_4P_75HP | 2422.2984 | 2422.2984 | 9689.1937 | 4 | 0 | 4 | C | VLS_Inline | 8 | 8 | 8 | 10 | BranchMin_8BranchMax_10 | 8 | 10 | 24 | HeaderMin_10HeaderMax_24 | 24
564 | 184 | 80123-4P-75HP VLSC | VLSC_80123_4P_75HP | 2422.2984 | 2422.2984 | 9689.1937 | 4 | 0 | 4 | C | VLS_Inline | 8 | 8 | 8 | 10 | BranchMin_8BranchMax_10 | 10 | 10 | 24 | HeaderMin_10HeaderMax_24 | 10 | INVALID
564 | 184 | 80123-4P-75HP VLSC | VLSC_80123_4P_75HP | 2422.2984 | 2422.2984 | 9689.1937 | 4 | 0 | 4 | C | VLS_Inline | 8 | 8 | 8 | 10 | BranchMin_8BranchMax_10 | 10 | 10 | 24 | HeaderMin_10HeaderMax_24 | 12
564 | 184 | 80123-4P-75HP VLSC | VLSC_80123_4P_75HP | 2422.2984 | 2422.2984 | 9689.1937 | 4 | 0 | 4 | C | VLS_Inline | 8 | 8 | 8 | 10 | BranchMin_8BranchMax_10 | 10 | 10 | 24 | HeaderMin_10HeaderMax_24 | 14
564 | 184 | 80123-4P-75HP VLSC | VLSC_80123_4P_75HP | 2422.2984 | 2422.2984 | 9689.1937 | 4 | 0 | 4 | C | VLS_Inline | 8 | 8 | 8 | 10 | BranchMin_8BranchMax_10 | 10 | 10 | 24 | HeaderMin_10HeaderMax_24 | 16
564 | 184 | 80123-4P-75HP VLSC | VLSC_80123_4P_75HP | 2422.2984 | 2422.2984 | 9689.1937 | 4 | 0 | 4 | C | VLS_Inline | 8 | 8 | 8 | 10 | BranchMin_8BranchMax_10 | 10 | 10 | 24 | HeaderMin_10HeaderMax_24 | 18
564 | 184 | 80123-4P-75HP VLSC | VLSC_80123_4P_75HP | 2422.2984 | 2422.2984 | 9689.1937 | 4 | 0 | 4 | C | VLS_Inline | 8 | 8 | 8 | 10 | BranchMin_8BranchMax_10 | 10 | 10 | 24 | HeaderMin_10HeaderMax_24 | 20
564 | 184 | 80123-4P-75HP VLSC | VLSC_80123_4P_75HP | 2422.2984 | 2422.2984 | 9689.1937 | 4 | 0 | 4 | C | VLS_Inline | 8 | 8 | 8 | 10 | BranchMin_8BranchMax_10 | 10 | 10 | 24 | HeaderMin_10HeaderMax_24 | 24
565 | 185 | 80123-4P-100HP VLSC | VLSC_80123_4P_100HP | 2547.3614 | 2547.3614 | 10189.4456 | 4 | 0 | 4 | C | VLS_Inline | 8 | 8 | 8 | 12 | BranchMin_8BranchMax_12 | 8 | 10 | 24 | HeaderMin_10HeaderMax_24 | 10
565 | 185 | 80123-4P-100HP VLSC | VLSC_80123_4P_100HP | 2547.3614 | 2547.3614 | 10189.4456 | 4 | 0 | 4 | C | VLS_Inline | 8 | 8 | 8 | 12 | BranchMin_8BranchMax_12 | 8 | 10 | 24 | HeaderMin_10HeaderMax_24 | 12
565 | 185 | 80123-4P-100HP VLSC | VLSC_80123_4P_100HP | 2547.3614 | 2547.3614 | 10189.4456 | 4 | 0 | 4 | C | VLS_Inline | 8 | 8 | 8 | 12 | BranchMin_8BranchMax_12 | 8 | 10 | 24 | HeaderMin_10HeaderMax_24 | 14
565 | 185 | 80123-4P-100HP VLSC | VLSC_80123_4P_100HP | 2547.3614 | 2547.3614 | 10189.4456 | 4 | 0 | 4 | C | VLS_Inline | 8 | 8 | 8 | 12 | BranchMin_8BranchMax_12 | 8 | 10 | 24 | HeaderMin_10HeaderMax_24 | 16
565 | 185 | 80123-4P-100HP VLSC | VLSC_80123_4P_100HP | 2547.3614 | 2547.3614 | 10189.4456 | 4 | 0 | 4 | C | VLS_Inline | 8 | 8 | 8 | 12 | BranchMin_8BranchMax_12 | 8 | 10 | 24 | HeaderMin_10HeaderMax_24 | 18
565 | 185 | 80123-4P-100HP VLSC | VLSC_80123_4P_100HP | 2547.3614 | 2547.3614 | 10189.4456 | 4 | 0 | 4 | C | VLS_Inline | 8 | 8 | 8 | 12 | BranchMin_8BranchMax_12 | 8 | 10 | 24 | HeaderMin_10HeaderMax_24 | 20
565 | 185 | 80123-4P-100HP VLSC | VLSC_80123_4P_100HP | 2547.3614 | 2547.3614 | 10189.4456 | 4 | 0 | 4 | C | VLS_Inline | 8 | 8 | 8 | 12 | BranchMin_8BranchMax_12 | 8 | 10 | 24 | HeaderMin_10HeaderMax_24 | 24
565 | 185 | 80123-4P-100HP VLSC | VLSC_80123_4P_100HP | 2547.3614 | 2547.3614 | 10189.4456 | 4 | 0 | 4 | C | VLS_Inline | 8 | 8 | 8 | 12 | BranchMin_8BranchMax_12 | 10 | 10 | 24 | HeaderMin_10HeaderMax_24 | 10 | INVALID
565 | 185 | 80123-4P-100HP VLSC | VLSC_80123_4P_100HP | 2547.3614 | 2547.3614 | 10189.4456 | 4 | 0 | 4 | C | VLS_Inline | 8 | 8 | 8 | 12 | BranchMin_8BranchMax_12 | 10 | 10 | 24 | HeaderMin_10HeaderMax_24 | 12
565 | 185 | 80123-4P-100HP VLSC | VLSC_80123_4P_100HP | 2547.3614 | 2547.3614 | 10189.4456 | 4 | 0 | 4 | C | VLS_Inline | 8 | 8 | 8 | 12 | BranchMin_8BranchMax_12 | 10 | 10 | 24 | HeaderMin_10HeaderMax_24 | 14
565 | 185 | 80123-4P-100HP VLSC | VLSC_80123_4P_100HP | 2547.3614 | 2547.3614 | 10189.4456 | 4 | 0 | 4 | C | VLS_Inline | 8 | 8 | 8 | 12 | BranchMin_8BranchMax_12 | 10 | 10 | 24 | HeaderMin_10HeaderMax_24 | 16
565 | 185 | 80123-4P-100HP VLSC | VLSC_80123_4P_100HP | 2547.3614 | 2547.3614 | 10189.4456 | 4 | 0 | 4 | C | VLS_Inline | 8 | 8 | 8 | 12 | BranchMin_8BranchMax_12 | 10 | 10 | 24 | HeaderMin_10HeaderMax_24 | 18
565 | 185 | 80123-4P-100HP VLSC | VLSC_80123_4P_100HP | 2547.3614 | 2547.3614 | 10189.4456 | 4 | 0 | 4 | C | VLS_Inline | 8 | 8 | 8 | 12 | BranchMin_8BranchMax_12 | 10 | 10 | 24 | HeaderMin_10HeaderMax_24 | 20
565 | 185 | 80123-4P-100HP VLSC | VLSC_80123_4P_100HP | 2547.3614 | 2547.3614 | 10189.4456 | 4 | 0 | 4 | C | VLS_Inline | 8 | 8 | 8 | 12 | BranchMin_8BranchMax_12 | 10 | 10 | 24 | HeaderMin_10HeaderMax_24 | 24
565 | 185 | 80123-4P-100HP VLSC | VLSC_80123_4P_100HP | 2547.3614 | 2547.3614 | 10189.4456 | 4 | 0 | 4 | C | VLS_Inline | 8 | 8 | 8 | 12 | BranchMin_8BranchMax_12 | 12 | 10 | 24 | HeaderMin_10HeaderMax_24 | 10 | INVALID
565 | 185 | 80123-4P-100HP VLSC | VLSC_80123_4P_100HP | 2547.3614 | 2547.3614 | 10189.4456 | 4 | 0 | 4 | C | VLS_Inline | 8 | 8 | 8 | 12 | BranchMin_8BranchMax_12 | 12 | 10 | 24 | HeaderMin_10HeaderMax_24 | 12 | INVALID
565 | 185 | 80123-4P-100HP VLSC | VLSC_80123_4P_100HP | 2547.3614 | 2547.3614 | 10189.4456 | 4 | 0 | 4 | C | VLS_Inline | 8 | 8 | 8 | 12 | BranchMin_8BranchMax_12 | 12 | 10 | 24 | HeaderMin_10HeaderMax_24 | 14
565 | 185 | 80123-4P-100HP VLSC | VLSC_80123_4P_100HP | 2547.3614 | 2547.3614 | 10189.4456 | 4 | 0 | 4 | C | VLS_Inline | 8 | 8 | 8 | 12 | BranchMin_8BranchMax_12 | 12 | 10 | 24 | HeaderMin_10HeaderMax_24 | 16
565 | 185 | 80123-4P-100HP VLSC | VLSC_80123_4P_100HP | 2547.3614 | 2547.3614 | 10189.4456 | 4 | 0 | 4 | C | VLS_Inline | 8 | 8 | 8 | 12 | BranchMin_8BranchMax_12 | 12 | 10 | 24 | HeaderMin_10HeaderMax_24 | 18
565 | 185 | 80123-4P-100HP VLSC | VLSC_80123_4P_100HP | 2547.3614 | 2547.3614 | 10189.4456 | 4 | 0 | 4 | C | VLS_Inline | 8 | 8 | 8 | 12 | BranchMin_8BranchMax_12 | 12 | 10 | 24 | HeaderMin_10HeaderMax_24 | 20
565 | 185 | 80123-4P-100HP VLSC | VLSC_80123_4P_100HP | 2547.3614 | 2547.3614 | 10189.4456 | 4 | 0 | 4 | C | VLS_Inline | 8 | 8 | 8 | 12 | BranchMin_8BranchMax_12 | 12 | 10 | 24 | HeaderMin_10HeaderMax_24 | 24
566 | 186 | 80157-4P-100HP VLSC | VLSC_80157_4P_100HP | 2953.0528 | 2953.0528 | 11812.2111 | 4 | 0 | 4 | C | VLS_Inline | 8 | 8 | 8 | 12 | BranchMin_8BranchMax_12 | 8 | 10 | 24 | HeaderMin_10HeaderMax_24 | 10
566 | 186 | 80157-4P-100HP VLSC | VLSC_80157_4P_100HP | 2953.0528 | 2953.0528 | 11812.2111 | 4 | 0 | 4 | C | VLS_Inline | 8 | 8 | 8 | 12 | BranchMin_8BranchMax_12 | 8 | 10 | 24 | HeaderMin_10HeaderMax_24 | 12
566 | 186 | 80157-4P-100HP VLSC | VLSC_80157_4P_100HP | 2953.0528 | 2953.0528 | 11812.2111 | 4 | 0 | 4 | C | VLS_Inline | 8 | 8 | 8 | 12 | BranchMin_8BranchMax_12 | 8 | 10 | 24 | HeaderMin_10HeaderMax_24 | 14
566 | 186 | 80157-4P-100HP VLSC | VLSC_80157_4P_100HP | 2953.0528 | 2953.0528 | 11812.2111 | 4 | 0 | 4 | C | VLS_Inline | 8 | 8 | 8 | 12 | BranchMin_8BranchMax_12 | 8 | 10 | 24 | HeaderMin_10HeaderMax_24 | 16
566 | 186 | 80157-4P-100HP VLSC | VLSC_80157_4P_100HP | 2953.0528 | 2953.0528 | 11812.2111 | 4 | 0 | 4 | C | VLS_Inline | 8 | 8 | 8 | 12 | BranchMin_8BranchMax_12 | 8 | 10 | 24 | HeaderMin_10HeaderMax_24 | 18
566 | 186 | 80157-4P-100HP VLSC | VLSC_80157_4P_100HP | 2953.0528 | 2953.0528 | 11812.2111 | 4 | 0 | 4 | C | VLS_Inline | 8 | 8 | 8 | 12 | BranchMin_8BranchMax_12 | 8 | 10 | 24 | HeaderMin_10HeaderMax_24 | 20
566 | 186 | 80157-4P-100HP VLSC | VLSC_80157_4P_100HP | 2953.0528 | 2953.0528 | 11812.2111 | 4 | 0 | 4 | C | VLS_Inline | 8 | 8 | 8 | 12 | BranchMin_8BranchMax_12 | 8 | 10 | 24 | HeaderMin_10HeaderMax_24 | 24
566 | 186 | 80157-4P-100HP VLSC | VLSC_80157_4P_100HP | 2953.0528 | 2953.0528 | 11812.2111 | 4 | 0 | 4 | C | VLS_Inline | 8 | 8 | 8 | 12 | BranchMin_8BranchMax_12 | 10 | 10 | 24 | HeaderMin_10HeaderMax_24 | 10 | INVALID
566 | 186 | 80157-4P-100HP VLSC | VLSC_80157_4P_100HP | 2953.0528 | 2953.0528 | 11812.2111 | 4 | 0 | 4 | C | VLS_Inline | 8 | 8 | 8 | 12 | BranchMin_8BranchMax_12 | 10 | 10 | 24 | HeaderMin_10HeaderMax_24 | 12
566 | 186 | 80157-4P-100HP VLSC | VLSC_80157_4P_100HP | 2953.0528 | 2953.0528 | 11812.2111 | 4 | 0 | 4 | C | VLS_Inline | 8 | 8 | 8 | 12 | BranchMin_8BranchMax_12 | 10 | 10 | 24 | HeaderMin_10HeaderMax_24 | 14
566 | 186 | 80157-4P-100HP VLSC | VLSC_80157_4P_100HP | 2953.0528 | 2953.0528 | 11812.2111 | 4 | 0 | 4 | C | VLS_Inline | 8 | 8 | 8 | 12 | BranchMin_8BranchMax_12 | 10 | 10 | 24 | HeaderMin_10HeaderMax_24 | 16
566 | 186 | 80157-4P-100HP VLSC | VLSC_80157_4P_100HP | 2953.0528 | 2953.0528 | 11812.2111 | 4 | 0 | 4 | C | VLS_Inline | 8 | 8 | 8 | 12 | BranchMin_8BranchMax_12 | 10 | 10 | 24 | HeaderMin_10HeaderMax_24 | 18
566 | 186 | 80157-4P-100HP VLSC | VLSC_80157_4P_100HP | 2953.0528 | 2953.0528 | 11812.2111 | 4 | 0 | 4 | C | VLS_Inline | 8 | 8 | 8 | 12 | BranchMin_8BranchMax_12 | 10 | 10 | 24 | HeaderMin_10HeaderMax_24 | 20
566 | 186 | 80157-4P-100HP VLSC | VLSC_80157_4P_100HP | 2953.0528 | 2953.0528 | 11812.2111 | 4 | 0 | 4 | C | VLS_Inline | 8 | 8 | 8 | 12 | BranchMin_8BranchMax_12 | 10 | 10 | 24 | HeaderMin_10HeaderMax_24 | 24
566 | 186 | 80157-4P-100HP VLSC | VLSC_80157_4P_100HP | 2953.0528 | 2953.0528 | 11812.2111 | 4 | 0 | 4 | C | VLS_Inline | 8 | 8 | 8 | 12 | BranchMin_8BranchMax_12 | 12 | 10 | 24 | HeaderMin_10HeaderMax_24 | 10 | INVALID
566 | 186 | 80157-4P-100HP VLSC | VLSC_80157_4P_100HP | 2953.0528 | 2953.0528 | 11812.2111 | 4 | 0 | 4 | C | VLS_Inline | 8 | 8 | 8 | 12 | BranchMin_8BranchMax_12 | 12 | 10 | 24 | HeaderMin_10HeaderMax_24 | 12 | INVALID
566 | 186 | 80157-4P-100HP VLSC | VLSC_80157_4P_100HP | 2953.0528 | 2953.0528 | 11812.2111 | 4 | 0 | 4 | C | VLS_Inline | 8 | 8 | 8 | 12 | BranchMin_8BranchMax_12 | 12 | 10 | 24 | HeaderMin_10HeaderMax_24 | 14
566 | 186 | 80157-4P-100HP VLSC | VLSC_80157_4P_100HP | 2953.0528 | 2953.0528 | 11812.2111 | 4 | 0 | 4 | C | VLS_Inline | 8 | 8 | 8 | 12 | BranchMin_8BranchMax_12 | 12 | 10 | 24 | HeaderMin_10HeaderMax_24 | 16
566 | 186 | 80157-4P-100HP VLSC | VLSC_80157_4P_100HP | 2953.0528 | 2953.0528 | 11812.2111 | 4 | 0 | 4 | C | VLS_Inline | 8 | 8 | 8 | 12 | BranchMin_8BranchMax_12 | 12 | 10 | 24 | HeaderMin_10HeaderMax_24 | 18
566 | 186 | 80157-4P-100HP VLSC | VLSC_80157_4P_100HP | 2953.0528 | 2953.0528 | 11812.2111 | 4 | 0 | 4 | C | VLS_Inline | 8 | 8 | 8 | 12 | BranchMin_8BranchMax_12 | 12 | 10 | 24 | HeaderMin_10HeaderMax_24 | 20
566 | 186 | 80157-4P-100HP VLSC | VLSC_80157_4P_100HP | 2953.0528 | 2953.0528 | 11812.2111 | 4 | 0 | 4 | C | VLS_Inline | 8 | 8 | 8 | 12 | BranchMin_8BranchMax_12 | 12 | 10 | 24 | HeaderMin_10HeaderMax_24 | 24
567 | 187 | 80157-4P-125HP VLSC | VLSC_80157_4P_125HP | 3220.9607 | 3220.9607 | 12883.8429 | 4 | 0 | 4 | C | VLS_Inline | 8 | 8 | 8 | 12 | BranchMin_8BranchMax_12 | 8 | 10 | 24 | HeaderMin_10HeaderMax_24 | 10
567 | 187 | 80157-4P-125HP VLSC | VLSC_80157_4P_125HP | 3220.9607 | 3220.9607 | 12883.8429 | 4 | 0 | 4 | C | VLS_Inline | 8 | 8 | 8 | 12 | BranchMin_8BranchMax_12 | 8 | 10 | 24 | HeaderMin_10HeaderMax_24 | 12
567 | 187 | 80157-4P-125HP VLSC | VLSC_80157_4P_125HP | 3220.9607 | 3220.9607 | 12883.8429 | 4 | 0 | 4 | C | VLS_Inline | 8 | 8 | 8 | 12 | BranchMin_8BranchMax_12 | 8 | 10 | 24 | HeaderMin_10HeaderMax_24 | 14
567 | 187 | 80157-4P-125HP VLSC | VLSC_80157_4P_125HP | 3220.9607 | 3220.9607 | 12883.8429 | 4 | 0 | 4 | C | VLS_Inline | 8 | 8 | 8 | 12 | BranchMin_8BranchMax_12 | 8 | 10 | 24 | HeaderMin_10HeaderMax_24 | 16
567 | 187 | 80157-4P-125HP VLSC | VLSC_80157_4P_125HP | 3220.9607 | 3220.9607 | 12883.8429 | 4 | 0 | 4 | C | VLS_Inline | 8 | 8 | 8 | 12 | BranchMin_8BranchMax_12 | 8 | 10 | 24 | HeaderMin_10HeaderMax_24 | 18
567 | 187 | 80157-4P-125HP VLSC | VLSC_80157_4P_125HP | 3220.9607 | 3220.9607 | 12883.8429 | 4 | 0 | 4 | C | VLS_Inline | 8 | 8 | 8 | 12 | BranchMin_8BranchMax_12 | 8 | 10 | 24 | HeaderMin_10HeaderMax_24 | 20
567 | 187 | 80157-4P-125HP VLSC | VLSC_80157_4P_125HP | 3220.9607 | 3220.9607 | 12883.8429 | 4 | 0 | 4 | C | VLS_Inline | 8 | 8 | 8 | 12 | BranchMin_8BranchMax_12 | 8 | 10 | 24 | HeaderMin_10HeaderMax_24 | 24
567 | 187 | 80157-4P-125HP VLSC | VLSC_80157_4P_125HP | 3220.9607 | 3220.9607 | 12883.8429 | 4 | 0 | 4 | C | VLS_Inline | 8 | 8 | 8 | 12 | BranchMin_8BranchMax_12 | 10 | 10 | 24 | HeaderMin_10HeaderMax_24 | 10 | INVALID
567 | 187 | 80157-4P-125HP VLSC | VLSC_80157_4P_125HP | 3220.9607 | 3220.9607 | 12883.8429 | 4 | 0 | 4 | C | VLS_Inline | 8 | 8 | 8 | 12 | BranchMin_8BranchMax_12 | 10 | 10 | 24 | HeaderMin_10HeaderMax_24 | 12
567 | 187 | 80157-4P-125HP VLSC | VLSC_80157_4P_125HP | 3220.9607 | 3220.9607 | 12883.8429 | 4 | 0 | 4 | C | VLS_Inline | 8 | 8 | 8 | 12 | BranchMin_8BranchMax_12 | 10 | 10 | 24 | HeaderMin_10HeaderMax_24 | 14
567 | 187 | 80157-4P-125HP VLSC | VLSC_80157_4P_125HP | 3220.9607 | 3220.9607 | 12883.8429 | 4 | 0 | 4 | C | VLS_Inline | 8 | 8 | 8 | 12 | BranchMin_8BranchMax_12 | 10 | 10 | 24 | HeaderMin_10HeaderMax_24 | 16
567 | 187 | 80157-4P-125HP VLSC | VLSC_80157_4P_125HP | 3220.9607 | 3220.9607 | 12883.8429 | 4 | 0 | 4 | C | VLS_Inline | 8 | 8 | 8 | 12 | BranchMin_8BranchMax_12 | 10 | 10 | 24 | HeaderMin_10HeaderMax_24 | 18
567 | 187 | 80157-4P-125HP VLSC | VLSC_80157_4P_125HP | 3220.9607 | 3220.9607 | 12883.8429 | 4 | 0 | 4 | C | VLS_Inline | 8 | 8 | 8 | 12 | BranchMin_8BranchMax_12 | 10 | 10 | 24 | HeaderMin_10HeaderMax_24 | 20
567 | 187 | 80157-4P-125HP VLSC | VLSC_80157_4P_125HP | 3220.9607 | 3220.9607 | 12883.8429 | 4 | 0 | 4 | C | VLS_Inline | 8 | 8 | 8 | 12 | BranchMin_8BranchMax_12 | 10 | 10 | 24 | HeaderMin_10HeaderMax_24 | 24
567 | 187 | 80157-4P-125HP VLSC | VLSC_80157_4P_125HP | 3220.9607 | 3220.9607 | 12883.8429 | 4 | 0 | 4 | C | VLS_Inline | 8 | 8 | 8 | 12 | BranchMin_8BranchMax_12 | 12 | 10 | 24 | HeaderMin_10HeaderMax_24 | 10 | INVALID
567 | 187 | 80157-4P-125HP VLSC | VLSC_80157_4P_125HP | 3220.9607 | 3220.9607 | 12883.8429 | 4 | 0 | 4 | C | VLS_Inline | 8 | 8 | 8 | 12 | BranchMin_8BranchMax_12 | 12 | 10 | 24 | HeaderMin_10HeaderMax_24 | 12 | INVALID
567 | 187 | 80157-4P-125HP VLSC | VLSC_80157_4P_125HP | 3220.9607 | 3220.9607 | 12883.8429 | 4 | 0 | 4 | C | VLS_Inline | 8 | 8 | 8 | 12 | BranchMin_8BranchMax_12 | 12 | 10 | 24 | HeaderMin_10HeaderMax_24 | 14
567 | 187 | 80157-4P-125HP VLSC | VLSC_80157_4P_125HP | 3220.9607 | 3220.9607 | 12883.8429 | 4 | 0 | 4 | C | VLS_Inline | 8 | 8 | 8 | 12 | BranchMin_8BranchMax_12 | 12 | 10 | 24 | HeaderMin_10HeaderMax_24 | 16
567 | 187 | 80157-4P-125HP VLSC | VLSC_80157_4P_125HP | 3220.9607 | 3220.9607 | 12883.8429 | 4 | 0 | 4 | C | VLS_Inline | 8 | 8 | 8 | 12 | BranchMin_8BranchMax_12 | 12 | 10 | 24 | HeaderMin_10HeaderMax_24 | 18
567 | 187 | 80157-4P-125HP VLSC | VLSC_80157_4P_125HP | 3220.9607 | 3220.9607 | 12883.8429 | 4 | 0 | 4 | C | VLS_Inline | 8 | 8 | 8 | 12 | BranchMin_8BranchMax_12 | 12 | 10 | 24 | HeaderMin_10HeaderMax_24 | 20
567 | 187 | 80157-4P-125HP VLSC | VLSC_80157_4P_125HP | 3220.9607 | 3220.9607 | 12883.8429 | 4 | 0 | 4 | C | VLS_Inline | 8 | 8 | 8 | 12 | BranchMin_8BranchMax_12 | 12 | 10 | 24 | HeaderMin_10HeaderMax_24 | 24
568 | 188 | 10123-4P-75HP VLSC | VLSC_10123_4P_75HP | 3579.8797 | 3579.8797 | 14319.5187 | 4 | 0 | 4 | C | VLS_Inline | 10 | 10 | 10 | 14 | BranchMin_10BranchMax_14 | 10 | 12 | 24 | HeaderMin_12HeaderMax_24 | 12
568 | 188 | 10123-4P-75HP VLSC | VLSC_10123_4P_75HP | 3579.8797 | 3579.8797 | 14319.5187 | 4 | 0 | 4 | C | VLS_Inline | 10 | 10 | 10 | 14 | BranchMin_10BranchMax_14 | 10 | 12 | 24 | HeaderMin_12HeaderMax_24 | 14
568 | 188 | 10123-4P-75HP VLSC | VLSC_10123_4P_75HP | 3579.8797 | 3579.8797 | 14319.5187 | 4 | 0 | 4 | C | VLS_Inline | 10 | 10 | 10 | 14 | BranchMin_10BranchMax_14 | 10 | 12 | 24 | HeaderMin_12HeaderMax_24 | 16
568 | 188 | 10123-4P-75HP VLSC | VLSC_10123_4P_75HP | 3579.8797 | 3579.8797 | 14319.5187 | 4 | 0 | 4 | C | VLS_Inline | 10 | 10 | 10 | 14 | BranchMin_10BranchMax_14 | 10 | 12 | 24 | HeaderMin_12HeaderMax_24 | 18
568 | 188 | 10123-4P-75HP VLSC | VLSC_10123_4P_75HP | 3579.8797 | 3579.8797 | 14319.5187 | 4 | 0 | 4 | C | VLS_Inline | 10 | 10 | 10 | 14 | BranchMin_10BranchMax_14 | 10 | 12 | 24 | HeaderMin_12HeaderMax_24 | 20
568 | 188 | 10123-4P-75HP VLSC | VLSC_10123_4P_75HP | 3579.8797 | 3579.8797 | 14319.5187 | 4 | 0 | 4 | C | VLS_Inline | 10 | 10 | 10 | 14 | BranchMin_10BranchMax_14 | 10 | 12 | 24 | HeaderMin_12HeaderMax_24 | 24
568 | 188 | 10123-4P-75HP VLSC | VLSC_10123_4P_75HP | 3579.8797 | 3579.8797 | 14319.5187 | 4 | 0 | 4 | C | VLS_Inline | 10 | 10 | 10 | 14 | BranchMin_10BranchMax_14 | 12 | 12 | 24 | HeaderMin_12HeaderMax_24 | 12 | INVALID
568 | 188 | 10123-4P-75HP VLSC | VLSC_10123_4P_75HP | 3579.8797 | 3579.8797 | 14319.5187 | 4 | 0 | 4 | C | VLS_Inline | 10 | 10 | 10 | 14 | BranchMin_10BranchMax_14 | 12 | 12 | 24 | HeaderMin_12HeaderMax_24 | 14
568 | 188 | 10123-4P-75HP VLSC | VLSC_10123_4P_75HP | 3579.8797 | 3579.8797 | 14319.5187 | 4 | 0 | 4 | C | VLS_Inline | 10 | 10 | 10 | 14 | BranchMin_10BranchMax_14 | 12 | 12 | 24 | HeaderMin_12HeaderMax_24 | 16
568 | 188 | 10123-4P-75HP VLSC | VLSC_10123_4P_75HP | 3579.8797 | 3579.8797 | 14319.5187 | 4 | 0 | 4 | C | VLS_Inline | 10 | 10 | 10 | 14 | BranchMin_10BranchMax_14 | 12 | 12 | 24 | HeaderMin_12HeaderMax_24 | 18
568 | 188 | 10123-4P-75HP VLSC | VLSC_10123_4P_75HP | 3579.8797 | 3579.8797 | 14319.5187 | 4 | 0 | 4 | C | VLS_Inline | 10 | 10 | 10 | 14 | BranchMin_10BranchMax_14 | 12 | 12 | 24 | HeaderMin_12HeaderMax_24 | 20
568 | 188 | 10123-4P-75HP VLSC | VLSC_10123_4P_75HP | 3579.8797 | 3579.8797 | 14319.5187 | 4 | 0 | 4 | C | VLS_Inline | 10 | 10 | 10 | 14 | BranchMin_10BranchMax_14 | 12 | 12 | 24 | HeaderMin_12HeaderMax_24 | 24
568 | 188 | 10123-4P-75HP VLSC | VLSC_10123_4P_75HP | 3579.8797 | 3579.8797 | 14319.5187 | 4 | 0 | 4 | C | VLS_Inline | 10 | 10 | 10 | 14 | BranchMin_10BranchMax_14 | 14 | 12 | 24 | HeaderMin_12HeaderMax_24 | 12 | INVALID
568 | 188 | 10123-4P-75HP VLSC | VLSC_10123_4P_75HP | 3579.8797 | 3579.8797 | 14319.5187 | 4 | 0 | 4 | C | VLS_Inline | 10 | 10 | 10 | 14 | BranchMin_10BranchMax_14 | 14 | 12 | 24 | HeaderMin_12HeaderMax_24 | 14 | INVALID
568 | 188 | 10123-4P-75HP VLSC | VLSC_10123_4P_75HP | 3579.8797 | 3579.8797 | 14319.5187 | 4 | 0 | 4 | C | VLS_Inline | 10 | 10 | 10 | 14 | BranchMin_10BranchMax_14 | 14 | 12 | 24 | HeaderMin_12HeaderMax_24 | 16
568 | 188 | 10123-4P-75HP VLSC | VLSC_10123_4P_75HP | 3579.8797 | 3579.8797 | 14319.5187 | 4 | 0 | 4 | C | VLS_Inline | 10 | 10 | 10 | 14 | BranchMin_10BranchMax_14 | 14 | 12 | 24 | HeaderMin_12HeaderMax_24 | 18
568 | 188 | 10123-4P-75HP VLSC | VLSC_10123_4P_75HP | 3579.8797 | 3579.8797 | 14319.5187 | 4 | 0 | 4 | C | VLS_Inline | 10 | 10 | 10 | 14 | BranchMin_10BranchMax_14 | 14 | 12 | 24 | HeaderMin_12HeaderMax_24 | 20
568 | 188 | 10123-4P-75HP VLSC | VLSC_10123_4P_75HP | 3579.8797 | 3579.8797 | 14319.5187 | 4 | 0 | 4 | C | VLS_Inline | 10 | 10 | 10 | 14 | BranchMin_10BranchMax_14 | 14 | 12 | 24 | HeaderMin_12HeaderMax_24 | 24
569 | 189 | 10123-4P-100HP VLSC | VLSC_10123_4P_100HP | 3926.8748 | 3926.8748 | 15707.4993 | 4 | 0 | 4 | C | VLS_Inline | 10 | 10 | 10 | 14 | BranchMin_10BranchMax_14 | 10 | 12 | 24 | HeaderMin_12HeaderMax_24 | 12
569 | 189 | 10123-4P-100HP VLSC | VLSC_10123_4P_100HP | 3926.8748 | 3926.8748 | 15707.4993 | 4 | 0 | 4 | C | VLS_Inline | 10 | 10 | 10 | 14 | BranchMin_10BranchMax_14 | 10 | 12 | 24 | HeaderMin_12HeaderMax_24 | 14
569 | 189 | 10123-4P-100HP VLSC | VLSC_10123_4P_100HP | 3926.8748 | 3926.8748 | 15707.4993 | 4 | 0 | 4 | C | VLS_Inline | 10 | 10 | 10 | 14 | BranchMin_10BranchMax_14 | 10 | 12 | 24 | HeaderMin_12HeaderMax_24 | 16
569 | 189 | 10123-4P-100HP VLSC | VLSC_10123_4P_100HP | 3926.8748 | 3926.8748 | 15707.4993 | 4 | 0 | 4 | C | VLS_Inline | 10 | 10 | 10 | 14 | BranchMin_10BranchMax_14 | 10 | 12 | 24 | HeaderMin_12HeaderMax_24 | 18
569 | 189 | 10123-4P-100HP VLSC | VLSC_10123_4P_100HP | 3926.8748 | 3926.8748 | 15707.4993 | 4 | 0 | 4 | C | VLS_Inline | 10 | 10 | 10 | 14 | BranchMin_10BranchMax_14 | 10 | 12 | 24 | HeaderMin_12HeaderMax_24 | 20
569 | 189 | 10123-4P-100HP VLSC | VLSC_10123_4P_100HP | 3926.8748 | 3926.8748 | 15707.4993 | 4 | 0 | 4 | C | VLS_Inline | 10 | 10 | 10 | 14 | BranchMin_10BranchMax_14 | 10 | 12 | 24 | HeaderMin_12HeaderMax_24 | 24
569 | 189 | 10123-4P-100HP VLSC | VLSC_10123_4P_100HP | 3926.8748 | 3926.8748 | 15707.4993 | 4 | 0 | 4 | C | VLS_Inline | 10 | 10 | 10 | 14 | BranchMin_10BranchMax_14 | 12 | 12 | 24 | HeaderMin_12HeaderMax_24 | 12 | INVALID
569 | 189 | 10123-4P-100HP VLSC | VLSC_10123_4P_100HP | 3926.8748 | 3926.8748 | 15707.4993 | 4 | 0 | 4 | C | VLS_Inline | 10 | 10 | 10 | 14 | BranchMin_10BranchMax_14 | 12 | 12 | 24 | HeaderMin_12HeaderMax_24 | 14
569 | 189 | 10123-4P-100HP VLSC | VLSC_10123_4P_100HP | 3926.8748 | 3926.8748 | 15707.4993 | 4 | 0 | 4 | C | VLS_Inline | 10 | 10 | 10 | 14 | BranchMin_10BranchMax_14 | 12 | 12 | 24 | HeaderMin_12HeaderMax_24 | 16
569 | 189 | 10123-4P-100HP VLSC | VLSC_10123_4P_100HP | 3926.8748 | 3926.8748 | 15707.4993 | 4 | 0 | 4 | C | VLS_Inline | 10 | 10 | 10 | 14 | BranchMin_10BranchMax_14 | 12 | 12 | 24 | HeaderMin_12HeaderMax_24 | 18
569 | 189 | 10123-4P-100HP VLSC | VLSC_10123_4P_100HP | 3926.8748 | 3926.8748 | 15707.4993 | 4 | 0 | 4 | C | VLS_Inline | 10 | 10 | 10 | 14 | BranchMin_10BranchMax_14 | 12 | 12 | 24 | HeaderMin_12HeaderMax_24 | 20
569 | 189 | 10123-4P-100HP VLSC | VLSC_10123_4P_100HP | 3926.8748 | 3926.8748 | 15707.4993 | 4 | 0 | 4 | C | VLS_Inline | 10 | 10 | 10 | 14 | BranchMin_10BranchMax_14 | 12 | 12 | 24 | HeaderMin_12HeaderMax_24 | 24
569 | 189 | 10123-4P-100HP VLSC | VLSC_10123_4P_100HP | 3926.8748 | 3926.8748 | 15707.4993 | 4 | 0 | 4 | C | VLS_Inline | 10 | 10 | 10 | 14 | BranchMin_10BranchMax_14 | 14 | 12 | 24 | HeaderMin_12HeaderMax_24 | 12 | INVALID
569 | 189 | 10123-4P-100HP VLSC | VLSC_10123_4P_100HP | 3926.8748 | 3926.8748 | 15707.4993 | 4 | 0 | 4 | C | VLS_Inline | 10 | 10 | 10 | 14 | BranchMin_10BranchMax_14 | 14 | 12 | 24 | HeaderMin_12HeaderMax_24 | 14 | INVALID
569 | 189 | 10123-4P-100HP VLSC | VLSC_10123_4P_100HP | 3926.8748 | 3926.8748 | 15707.4993 | 4 | 0 | 4 | C | VLS_Inline | 10 | 10 | 10 | 14 | BranchMin_10BranchMax_14 | 14 | 12 | 24 | HeaderMin_12HeaderMax_24 | 16
569 | 189 | 10123-4P-100HP VLSC | VLSC_10123_4P_100HP | 3926.8748 | 3926.8748 | 15707.4993 | 4 | 0 | 4 | C | VLS_Inline | 10 | 10 | 10 | 14 | BranchMin_10BranchMax_14 | 14 | 12 | 24 | HeaderMin_12HeaderMax_24 | 18
569 | 189 | 10123-4P-100HP VLSC | VLSC_10123_4P_100HP | 3926.8748 | 3926.8748 | 15707.4993 | 4 | 0 | 4 | C | VLS_Inline | 10 | 10 | 10 | 14 | BranchMin_10BranchMax_14 | 14 | 12 | 24 | HeaderMin_12HeaderMax_24 | 20
569 | 189 | 10123-4P-100HP VLSC | VLSC_10123_4P_100HP | 3926.8748 | 3926.8748 | 15707.4993 | 4 | 0 | 4 | C | VLS_Inline | 10 | 10 | 10 | 14 | BranchMin_10BranchMax_14 | 14 | 12 | 24 | HeaderMin_12HeaderMax_24 | 24
570 | 190 | 10123-4P-125HP VLSC | VLSC_10123_4P_125HP | 4128.2784 | 4128.2784 | 16513.1135 | 4 | 0 | 4 | C | VLS_Inline | 10 | 10 | 10 | 14 | BranchMin_10BranchMax_14 | 10 | 12 | 24 | HeaderMin_12HeaderMax_24 | 12
570 | 190 | 10123-4P-125HP VLSC | VLSC_10123_4P_125HP | 4128.2784 | 4128.2784 | 16513.1135 | 4 | 0 | 4 | C | VLS_Inline | 10 | 10 | 10 | 14 | BranchMin_10BranchMax_14 | 10 | 12 | 24 | HeaderMin_12HeaderMax_24 | 14
570 | 190 | 10123-4P-125HP VLSC | VLSC_10123_4P_125HP | 4128.2784 | 4128.2784 | 16513.1135 | 4 | 0 | 4 | C | VLS_Inline | 10 | 10 | 10 | 14 | BranchMin_10BranchMax_14 | 10 | 12 | 24 | HeaderMin_12HeaderMax_24 | 16
570 | 190 | 10123-4P-125HP VLSC | VLSC_10123_4P_125HP | 4128.2784 | 4128.2784 | 16513.1135 | 4 | 0 | 4 | C | VLS_Inline | 10 | 10 | 10 | 14 | BranchMin_10BranchMax_14 | 10 | 12 | 24 | HeaderMin_12HeaderMax_24 | 18
570 | 190 | 10123-4P-125HP VLSC | VLSC_10123_4P_125HP | 4128.2784 | 4128.2784 | 16513.1135 | 4 | 0 | 4 | C | VLS_Inline | 10 | 10 | 10 | 14 | BranchMin_10BranchMax_14 | 10 | 12 | 24 | HeaderMin_12HeaderMax_24 | 20
570 | 190 | 10123-4P-125HP VLSC | VLSC_10123_4P_125HP | 4128.2784 | 4128.2784 | 16513.1135 | 4 | 0 | 4 | C | VLS_Inline | 10 | 10 | 10 | 14 | BranchMin_10BranchMax_14 | 10 | 12 | 24 | HeaderMin_12HeaderMax_24 | 24
570 | 190 | 10123-4P-125HP VLSC | VLSC_10123_4P_125HP | 4128.2784 | 4128.2784 | 16513.1135 | 4 | 0 | 4 | C | VLS_Inline | 10 | 10 | 10 | 14 | BranchMin_10BranchMax_14 | 12 | 12 | 24 | HeaderMin_12HeaderMax_24 | 12 | INVALID
570 | 190 | 10123-4P-125HP VLSC | VLSC_10123_4P_125HP | 4128.2784 | 4128.2784 | 16513.1135 | 4 | 0 | 4 | C | VLS_Inline | 10 | 10 | 10 | 14 | BranchMin_10BranchMax_14 | 12 | 12 | 24 | HeaderMin_12HeaderMax_24 | 14
570 | 190 | 10123-4P-125HP VLSC | VLSC_10123_4P_125HP | 4128.2784 | 4128.2784 | 16513.1135 | 4 | 0 | 4 | C | VLS_Inline | 10 | 10 | 10 | 14 | BranchMin_10BranchMax_14 | 12 | 12 | 24 | HeaderMin_12HeaderMax_24 | 16
570 | 190 | 10123-4P-125HP VLSC | VLSC_10123_4P_125HP | 4128.2784 | 4128.2784 | 16513.1135 | 4 | 0 | 4 | C | VLS_Inline | 10 | 10 | 10 | 14 | BranchMin_10BranchMax_14 | 12 | 12 | 24 | HeaderMin_12HeaderMax_24 | 18
570 | 190 | 10123-4P-125HP VLSC | VLSC_10123_4P_125HP | 4128.2784 | 4128.2784 | 16513.1135 | 4 | 0 | 4 | C | VLS_Inline | 10 | 10 | 10 | 14 | BranchMin_10BranchMax_14 | 12 | 12 | 24 | HeaderMin_12HeaderMax_24 | 20
570 | 190 | 10123-4P-125HP VLSC | VLSC_10123_4P_125HP | 4128.2784 | 4128.2784 | 16513.1135 | 4 | 0 | 4 | C | VLS_Inline | 10 | 10 | 10 | 14 | BranchMin_10BranchMax_14 | 12 | 12 | 24 | HeaderMin_12HeaderMax_24 | 24
570 | 190 | 10123-4P-125HP VLSC | VLSC_10123_4P_125HP | 4128.2784 | 4128.2784 | 16513.1135 | 4 | 0 | 4 | C | VLS_Inline | 10 | 10 | 10 | 14 | BranchMin_10BranchMax_14 | 14 | 12 | 24 | HeaderMin_12HeaderMax_24 | 12 | INVALID
570 | 190 | 10123-4P-125HP VLSC | VLSC_10123_4P_125HP | 4128.2784 | 4128.2784 | 16513.1135 | 4 | 0 | 4 | C | VLS_Inline | 10 | 10 | 10 | 14 | BranchMin_10BranchMax_14 | 14 | 12 | 24 | HeaderMin_12HeaderMax_24 | 14 | INVALID
570 | 190 | 10123-4P-125HP VLSC | VLSC_10123_4P_125HP | 4128.2784 | 4128.2784 | 16513.1135 | 4 | 0 | 4 | C | VLS_Inline | 10 | 10 | 10 | 14 | BranchMin_10BranchMax_14 | 14 | 12 | 24 | HeaderMin_12HeaderMax_24 | 16
570 | 190 | 10123-4P-125HP VLSC | VLSC_10123_4P_125HP | 4128.2784 | 4128.2784 | 16513.1135 | 4 | 0 | 4 | C | VLS_Inline | 10 | 10 | 10 | 14 | BranchMin_10BranchMax_14 | 14 | 12 | 24 | HeaderMin_12HeaderMax_24 | 18
570 | 190 | 10123-4P-125HP VLSC | VLSC_10123_4P_125HP | 4128.2784 | 4128.2784 | 16513.1135 | 4 | 0 | 4 | C | VLS_Inline | 10 | 10 | 10 | 14 | BranchMin_10BranchMax_14 | 14 | 12 | 24 | HeaderMin_12HeaderMax_24 | 20
570 | 190 | 10123-4P-125HP VLSC | VLSC_10123_4P_125HP | 4128.2784 | 4128.2784 | 16513.1135 | 4 | 0 | 4 | C | VLS_Inline | 10 | 10 | 10 | 14 | BranchMin_10BranchMax_14 | 14 | 12 | 24 | HeaderMin_12HeaderMax_24 | 24
571 | 1 | 12707-2P-5HP VLSC | VLSC_12707_2P_5HP | 120.9035 | 120.9035 | 120.9035 | 1 | 1 | 2 | D | VLS_Inline | 1.25 | 1.25 | 2 | 2.5 | BranchMin_2BranchMax_2.5 | 2 | 2.5 | 2.5 | HeaderMin_2.5HeaderMax_2.5 | 2.5
571 | 1 | 12707-2P-5HP VLSC | VLSC_12707_2P_5HP | 120.9035 | 120.9035 | 120.9035 | 1 | 1 | 2 | D | VLS_Inline | 1.25 | 1.25 | 2 | 2.5 | BranchMin_2BranchMax_2.5 | 2.5 | 2.5 | 2.5 | HeaderMin_2.5HeaderMax_2.5 | 2.5 | INVALID
572 | 2 | 12707-2P-7.5HP VLSC | VLSC_12707_2P_7.5HP | 134.1949 | 134.1949 | 134.1949 | 1 | 1 | 2 | D | VLS_Inline | 1.25 | 1.25 | 2 | 3 | BranchMin_2BranchMax_3 | 2 | 2.5 | 3 | HeaderMin_2.5HeaderMax_3 | 2.5
572 | 2 | 12707-2P-7.5HP VLSC | VLSC_12707_2P_7.5HP | 134.1949 | 134.1949 | 134.1949 | 1 | 1 | 2 | D | VLS_Inline | 1.25 | 1.25 | 2 | 3 | BranchMin_2BranchMax_3 | 2 | 2.5 | 3 | HeaderMin_2.5HeaderMax_3 | 3
572 | 2 | 12707-2P-7.5HP VLSC | VLSC_12707_2P_7.5HP | 134.1949 | 134.1949 | 134.1949 | 1 | 1 | 2 | D | VLS_Inline | 1.25 | 1.25 | 2 | 3 | BranchMin_2BranchMax_3 | 2.5 | 2.5 | 3 | HeaderMin_2.5HeaderMax_3 | 2.5 | INVALID
572 | 2 | 12707-2P-7.5HP VLSC | VLSC_12707_2P_7.5HP | 134.1949 | 134.1949 | 134.1949 | 1 | 1 | 2 | D | VLS_Inline | 1.25 | 1.25 | 2 | 3 | BranchMin_2BranchMax_3 | 2.5 | 2.5 | 3 | HeaderMin_2.5HeaderMax_3 | 3
572 | 2 | 12707-2P-7.5HP VLSC | VLSC_12707_2P_7.5HP | 134.1949 | 134.1949 | 134.1949 | 1 | 1 | 2 | D | VLS_Inline | 1.25 | 1.25 | 2 | 3 | BranchMin_2BranchMax_3 | 3 | 2.5 | 3 | HeaderMin_2.5HeaderMax_3 | 2.5 | INVALID
572 | 2 | 12707-2P-7.5HP VLSC | VLSC_12707_2P_7.5HP | 134.1949 | 134.1949 | 134.1949 | 1 | 1 | 2 | D | VLS_Inline | 1.25 | 1.25 | 2 | 3 | BranchMin_2BranchMax_3 | 3 | 2.5 | 3 | HeaderMin_2.5HeaderMax_3 | 3 | INVALID
573 | 3 | 12707-2P-10HP VLSC | VLSC_12707_2P_10HP | 146.7341 | 146.7341 | 146.7341 | 1 | 1 | 2 | D | VLS_Inline | 1.25 | 1.25 | 2 | 3 | BranchMin_2BranchMax_3 | 2 | 2.5 | 3 | HeaderMin_2.5HeaderMax_3 | 2.5
573 | 3 | 12707-2P-10HP VLSC | VLSC_12707_2P_10HP | 146.7341 | 146.7341 | 146.7341 | 1 | 1 | 2 | D | VLS_Inline | 1.25 | 1.25 | 2 | 3 | BranchMin_2BranchMax_3 | 2 | 2.5 | 3 | HeaderMin_2.5HeaderMax_3 | 3
573 | 3 | 12707-2P-10HP VLSC | VLSC_12707_2P_10HP | 146.7341 | 146.7341 | 146.7341 | 1 | 1 | 2 | D | VLS_Inline | 1.25 | 1.25 | 2 | 3 | BranchMin_2BranchMax_3 | 2.5 | 2.5 | 3 | HeaderMin_2.5HeaderMax_3 | 2.5 | INVALID
573 | 3 | 12707-2P-10HP VLSC | VLSC_12707_2P_10HP | 146.7341 | 146.7341 | 146.7341 | 1 | 1 | 2 | D | VLS_Inline | 1.25 | 1.25 | 2 | 3 | BranchMin_2BranchMax_3 | 2.5 | 2.5 | 3 | HeaderMin_2.5HeaderMax_3 | 3
573 | 3 | 12707-2P-10HP VLSC | VLSC_12707_2P_10HP | 146.7341 | 146.7341 | 146.7341 | 1 | 1 | 2 | D | VLS_Inline | 1.25 | 1.25 | 2 | 3 | BranchMin_2BranchMax_3 | 3 | 2.5 | 3 | HeaderMin_2.5HeaderMax_3 | 2.5 | INVALID
573 | 3 | 12707-2P-10HP VLSC | VLSC_12707_2P_10HP | 146.7341 | 146.7341 | 146.7341 | 1 | 1 | 2 | D | VLS_Inline | 1.25 | 1.25 | 2 | 3 | BranchMin_2BranchMax_3 | 3 | 2.5 | 3 | HeaderMin_2.5HeaderMax_3 | 3 | INVALID
574 | 4 | 12707-2P-15HP VLSC | VLSC_12707_2P_15HP | 154 | 154 | 154 | 1 | 1 | 2 | D | VLS_Inline | 1.25 | 1.25 | 2 | 3 | BranchMin_2BranchMax_3 | 2 | 2.5 | 3 | HeaderMin_2.5HeaderMax_3 | 2.5
574 | 4 | 12707-2P-15HP VLSC | VLSC_12707_2P_15HP | 154 | 154 | 154 | 1 | 1 | 2 | D | VLS_Inline | 1.25 | 1.25 | 2 | 3 | BranchMin_2BranchMax_3 | 2 | 2.5 | 3 | HeaderMin_2.5HeaderMax_3 | 3
574 | 4 | 12707-2P-15HP VLSC | VLSC_12707_2P_15HP | 154 | 154 | 154 | 1 | 1 | 2 | D | VLS_Inline | 1.25 | 1.25 | 2 | 3 | BranchMin_2BranchMax_3 | 2.5 | 2.5 | 3 | HeaderMin_2.5HeaderMax_3 | 2.5 | INVALID
574 | 4 | 12707-2P-15HP VLSC | VLSC_12707_2P_15HP | 154 | 154 | 154 | 1 | 1 | 2 | D | VLS_Inline | 1.25 | 1.25 | 2 | 3 | BranchMin_2BranchMax_3 | 2.5 | 2.5 | 3 | HeaderMin_2.5HeaderMax_3 | 3
574 | 4 | 12707-2P-15HP VLSC | VLSC_12707_2P_15HP | 154 | 154 | 154 | 1 | 1 | 2 | D | VLS_Inline | 1.25 | 1.25 | 2 | 3 | BranchMin_2BranchMax_3 | 3 | 2.5 | 3 | HeaderMin_2.5HeaderMax_3 | 2.5 | INVALID
574 | 4 | 12707-2P-15HP VLSC | VLSC_12707_2P_15HP | 154 | 154 | 154 | 1 | 1 | 2 | D | VLS_Inline | 1.25 | 1.25 | 2 | 3 | BranchMin_2BranchMax_3 | 3 | 2.5 | 3 | HeaderMin_2.5HeaderMax_3 | 3 | INVALID
575 | 5 | 12707-4P-3HP VLSC | VLSC_12707_4P_3HP | 79 | 79 | 79 | 1 | 1 | 2 | D | VLS_Inline | 1.25 | 1.25 | 2 | 2 | BranchMin_2BranchMax_2 | 2 | 2.5 | 2.5 | HeaderMin_2.5HeaderMax_2.5 | 2.5
576 | 6 | 15709-2P-7.5HP VLSC | VLSC_15709_2P_7.5HP | 169.9715 | 169.9715 | 169.9715 | 1 | 1 | 2 | D | VLS_Inline | 1.5 | 1.5 | 2 | 3 | BranchMin_2BranchMax_3 | 2 | 2.5 | 3 | HeaderMin_2.5HeaderMax_3 | 2.5
576 | 6 | 15709-2P-7.5HP VLSC | VLSC_15709_2P_7.5HP | 169.9715 | 169.9715 | 169.9715 | 1 | 1 | 2 | D | VLS_Inline | 1.5 | 1.5 | 2 | 3 | BranchMin_2BranchMax_3 | 2 | 2.5 | 3 | HeaderMin_2.5HeaderMax_3 | 3
576 | 6 | 15709-2P-7.5HP VLSC | VLSC_15709_2P_7.5HP | 169.9715 | 169.9715 | 169.9715 | 1 | 1 | 2 | D | VLS_Inline | 1.5 | 1.5 | 2 | 3 | BranchMin_2BranchMax_3 | 2.5 | 2.5 | 3 | HeaderMin_2.5HeaderMax_3 | 2.5 | INVALID
576 | 6 | 15709-2P-7.5HP VLSC | VLSC_15709_2P_7.5HP | 169.9715 | 169.9715 | 169.9715 | 1 | 1 | 2 | D | VLS_Inline | 1.5 | 1.5 | 2 | 3 | BranchMin_2BranchMax_3 | 2.5 | 2.5 | 3 | HeaderMin_2.5HeaderMax_3 | 3
576 | 6 | 15709-2P-7.5HP VLSC | VLSC_15709_2P_7.5HP | 169.9715 | 169.9715 | 169.9715 | 1 | 1 | 2 | D | VLS_Inline | 1.5 | 1.5 | 2 | 3 | BranchMin_2BranchMax_3 | 3 | 2.5 | 3 | HeaderMin_2.5HeaderMax_3 | 2.5 | INVALID
576 | 6 | 15709-2P-7.5HP VLSC | VLSC_15709_2P_7.5HP | 169.9715 | 169.9715 | 169.9715 | 1 | 1 | 2 | D | VLS_Inline | 1.5 | 1.5 | 2 | 3 | BranchMin_2BranchMax_3 | 3 | 2.5 | 3 | HeaderMin_2.5HeaderMax_3 | 3 | INVALID
577 | 7 | 15709-2P-10HP VLSC | VLSC_15709_2P_10HP | 191.939 | 191.939 | 191.939 | 1 | 1 | 2 | D | VLS_Inline | 1.5 | 1.5 | 2 | 3 | BranchMin_2BranchMax_3 | 2 | 2.5 | 3 | HeaderMin_2.5HeaderMax_3 | 2.5
577 | 7 | 15709-2P-10HP VLSC | VLSC_15709_2P_10HP | 191.939 | 191.939 | 191.939 | 1 | 1 | 2 | D | VLS_Inline | 1.5 | 1.5 | 2 | 3 | BranchMin_2BranchMax_3 | 2 | 2.5 | 3 | HeaderMin_2.5HeaderMax_3 | 3
577 | 7 | 15709-2P-10HP VLSC | VLSC_15709_2P_10HP | 191.939 | 191.939 | 191.939 | 1 | 1 | 2 | D | VLS_Inline | 1.5 | 1.5 | 2 | 3 | BranchMin_2BranchMax_3 | 2.5 | 2.5 | 3 | HeaderMin_2.5HeaderMax_3 | 2.5 | INVALID
577 | 7 | 15709-2P-10HP VLSC | VLSC_15709_2P_10HP | 191.939 | 191.939 | 191.939 | 1 | 1 | 2 | D | VLS_Inline | 1.5 | 1.5 | 2 | 3 | BranchMin_2BranchMax_3 | 2.5 | 2.5 | 3 | HeaderMin_2.5HeaderMax_3 | 3
577 | 7 | 15709-2P-10HP VLSC | VLSC_15709_2P_10HP | 191.939 | 191.939 | 191.939 | 1 | 1 | 2 | D | VLS_Inline | 1.5 | 1.5 | 2 | 3 | BranchMin_2BranchMax_3 | 3 | 2.5 | 3 | HeaderMin_2.5HeaderMax_3 | 2.5 | INVALID
577 | 7 | 15709-2P-10HP VLSC | VLSC_15709_2P_10HP | 191.939 | 191.939 | 191.939 | 1 | 1 | 2 | D | VLS_Inline | 1.5 | 1.5 | 2 | 3 | BranchMin_2BranchMax_3 | 3 | 2.5 | 3 | HeaderMin_2.5HeaderMax_3 | 3 | INVALID
578 | 8 | 15709-2P-15HP VLSC | VLSC_15709_2P_15HP | 226.3257 | 226.3257 | 226.3257 | 1 | 1 | 2 | D | VLS_Inline | 1.5 | 1.5 | 2 | 4 | BranchMin_2BranchMax_4 | 2 | 2.5 | 4 | HeaderMin_2.5HeaderMax_4 | 2.5
578 | 8 | 15709-2P-15HP VLSC | VLSC_15709_2P_15HP | 226.3257 | 226.3257 | 226.3257 | 1 | 1 | 2 | D | VLS_Inline | 1.5 | 1.5 | 2 | 4 | BranchMin_2BranchMax_4 | 2 | 2.5 | 4 | HeaderMin_2.5HeaderMax_4 | 3
578 | 8 | 15709-2P-15HP VLSC | VLSC_15709_2P_15HP | 226.3257 | 226.3257 | 226.3257 | 1 | 1 | 2 | D | VLS_Inline | 1.5 | 1.5 | 2 | 4 | BranchMin_2BranchMax_4 | 2 | 2.5 | 4 | HeaderMin_2.5HeaderMax_4 | 4
578 | 8 | 15709-2P-15HP VLSC | VLSC_15709_2P_15HP | 226.3257 | 226.3257 | 226.3257 | 1 | 1 | 2 | D | VLS_Inline | 1.5 | 1.5 | 2 | 4 | BranchMin_2BranchMax_4 | 2.5 | 2.5 | 4 | HeaderMin_2.5HeaderMax_4 | 2.5 | INVALID
578 | 8 | 15709-2P-15HP VLSC | VLSC_15709_2P_15HP | 226.3257 | 226.3257 | 226.3257 | 1 | 1 | 2 | D | VLS_Inline | 1.5 | 1.5 | 2 | 4 | BranchMin_2BranchMax_4 | 2.5 | 2.5 | 4 | HeaderMin_2.5HeaderMax_4 | 3
578 | 8 | 15709-2P-15HP VLSC | VLSC_15709_2P_15HP | 226.3257 | 226.3257 | 226.3257 | 1 | 1 | 2 | D | VLS_Inline | 1.5 | 1.5 | 2 | 4 | BranchMin_2BranchMax_4 | 2.5 | 2.5 | 4 | HeaderMin_2.5HeaderMax_4 | 4
578 | 8 | 15709-2P-15HP VLSC | VLSC_15709_2P_15HP | 226.3257 | 226.3257 | 226.3257 | 1 | 1 | 2 | D | VLS_Inline | 1.5 | 1.5 | 2 | 4 | BranchMin_2BranchMax_4 | 3 | 2.5 | 4 | HeaderMin_2.5HeaderMax_4 | 2.5 | INVALID
578 | 8 | 15709-2P-15HP VLSC | VLSC_15709_2P_15HP | 226.3257 | 226.3257 | 226.3257 | 1 | 1 | 2 | D | VLS_Inline | 1.5 | 1.5 | 2 | 4 | BranchMin_2BranchMax_4 | 3 | 2.5 | 4 | HeaderMin_2.5HeaderMax_4 | 3 | INVALID
578 | 8 | 15709-2P-15HP VLSC | VLSC_15709_2P_15HP | 226.3257 | 226.3257 | 226.3257 | 1 | 1 | 2 | D | VLS_Inline | 1.5 | 1.5 | 2 | 4 | BranchMin_2BranchMax_4 | 3 | 2.5 | 4 | HeaderMin_2.5HeaderMax_4 | 4
578 | 8 | 15709-2P-15HP VLSC | VLSC_15709_2P_15HP | 226.3257 | 226.3257 | 226.3257 | 1 | 1 | 2 | D | VLS_Inline | 1.5 | 1.5 | 2 | 4 | BranchMin_2BranchMax_4 | 4 | 2.5 | 4 | HeaderMin_2.5HeaderMax_4 | 2.5 | INVALID
578 | 8 | 15709-2P-15HP VLSC | VLSC_15709_2P_15HP | 226.3257 | 226.3257 | 226.3257 | 1 | 1 | 2 | D | VLS_Inline | 1.5 | 1.5 | 2 | 4 | BranchMin_2BranchMax_4 | 4 | 2.5 | 4 | HeaderMin_2.5HeaderMax_4 | 3 | INVALID
578 | 8 | 15709-2P-15HP VLSC | VLSC_15709_2P_15HP | 226.3257 | 226.3257 | 226.3257 | 1 | 1 | 2 | D | VLS_Inline | 1.5 | 1.5 | 2 | 4 | BranchMin_2BranchMax_4 | 4 | 2.5 | 4 | HeaderMin_2.5HeaderMax_4 | 4 | INVALID
579 | 9 | 15709-4P-3HP VLSC | VLSC_15709_4P_3HP | 124.0691 | 124.0691 | 124.0691 | 1 | 1 | 2 | D | VLS_Inline | 1.5 | 1.5 | 2 | 2.5 | BranchMin_2BranchMax_2.5 | 2 | 2.5 | 2.5 | HeaderMin_2.5HeaderMax_2.5 | 2.5
579 | 9 | 15709-4P-3HP VLSC | VLSC_15709_4P_3HP | 124.0691 | 124.0691 | 124.0691 | 1 | 1 | 2 | D | VLS_Inline | 1.5 | 1.5 | 2 | 2.5 | BranchMin_2BranchMax_2.5 | 2.5 | 2.5 | 2.5 | HeaderMin_2.5HeaderMax_2.5 | 2.5 | INVALID
580 | 10 | 20705-2P-7.5HP VLSC | VLSC_20705_2P_7.5HP | 190.191 | 190.191 | 190.191 | 1 | 1 | 2 | D | VLS_Inline | 2 | 2 | 2 | 3 | BranchMin_2BranchMax_3 | 2 | 2.5 | 3 | HeaderMin_2.5HeaderMax_3 | 2.5
580 | 10 | 20705-2P-7.5HP VLSC | VLSC_20705_2P_7.5HP | 190.191 | 190.191 | 190.191 | 1 | 1 | 2 | D | VLS_Inline | 2 | 2 | 2 | 3 | BranchMin_2BranchMax_3 | 2 | 2.5 | 3 | HeaderMin_2.5HeaderMax_3 | 3
580 | 10 | 20705-2P-7.5HP VLSC | VLSC_20705_2P_7.5HP | 190.191 | 190.191 | 190.191 | 1 | 1 | 2 | D | VLS_Inline | 2 | 2 | 2 | 3 | BranchMin_2BranchMax_3 | 2.5 | 2.5 | 3 | HeaderMin_2.5HeaderMax_3 | 2.5 | INVALID
580 | 10 | 20705-2P-7.5HP VLSC | VLSC_20705_2P_7.5HP | 190.191 | 190.191 | 190.191 | 1 | 1 | 2 | D | VLS_Inline | 2 | 2 | 2 | 3 | BranchMin_2BranchMax_3 | 2.5 | 2.5 | 3 | HeaderMin_2.5HeaderMax_3 | 3
580 | 10 | 20705-2P-7.5HP VLSC | VLSC_20705_2P_7.5HP | 190.191 | 190.191 | 190.191 | 1 | 1 | 2 | D | VLS_Inline | 2 | 2 | 2 | 3 | BranchMin_2BranchMax_3 | 3 | 2.5 | 3 | HeaderMin_2.5HeaderMax_3 | 2.5 | INVALID
580 | 10 | 20705-2P-7.5HP VLSC | VLSC_20705_2P_7.5HP | 190.191 | 190.191 | 190.191 | 1 | 1 | 2 | D | VLS_Inline | 2 | 2 | 2 | 3 | BranchMin_2BranchMax_3 | 3 | 2.5 | 3 | HeaderMin_2.5HeaderMax_3 | 3 | INVALID
581 | 11 | 20705-2P-10HP VLSC | VLSC_20705_2P_10HP | 214.0515 | 214.0515 | 214.0515 | 1 | 1 | 2 | D | VLS_Inline | 2 | 2 | 2 | 3 | BranchMin_2BranchMax_3 | 2 | 2.5 | 3 | HeaderMin_2.5HeaderMax_3 | 2.5
581 | 11 | 20705-2P-10HP VLSC | VLSC_20705_2P_10HP | 214.0515 | 214.0515 | 214.0515 | 1 | 1 | 2 | D | VLS_Inline | 2 | 2 | 2 | 3 | BranchMin_2BranchMax_3 | 2 | 2.5 | 3 | HeaderMin_2.5HeaderMax_3 | 3
581 | 11 | 20705-2P-10HP VLSC | VLSC_20705_2P_10HP | 214.0515 | 214.0515 | 214.0515 | 1 | 1 | 2 | D | VLS_Inline | 2 | 2 | 2 | 3 | BranchMin_2BranchMax_3 | 2.5 | 2.5 | 3 | HeaderMin_2.5HeaderMax_3 | 2.5 | INVALID
581 | 11 | 20705-2P-10HP VLSC | VLSC_20705_2P_10HP | 214.0515 | 214.0515 | 214.0515 | 1 | 1 | 2 | D | VLS_Inline | 2 | 2 | 2 | 3 | BranchMin_2BranchMax_3 | 2.5 | 2.5 | 3 | HeaderMin_2.5HeaderMax_3 | 3
581 | 11 | 20705-2P-10HP VLSC | VLSC_20705_2P_10HP | 214.0515 | 214.0515 | 214.0515 | 1 | 1 | 2 | D | VLS_Inline | 2 | 2 | 2 | 3 | BranchMin_2BranchMax_3 | 3 | 2.5 | 3 | HeaderMin_2.5HeaderMax_3 | 2.5 | INVALID
581 | 11 | 20705-2P-10HP VLSC | VLSC_20705_2P_10HP | 214.0515 | 214.0515 | 214.0515 | 1 | 1 | 2 | D | VLS_Inline | 2 | 2 | 2 | 3 | BranchMin_2BranchMax_3 | 3 | 2.5 | 3 | HeaderMin_2.5HeaderMax_3 | 3 | INVALID
582 | 12 | 20705-2P-15HP VLSC | VLSC_20705_2P_15HP | 249.8523 | 249.8523 | 249.8523 | 1 | 1 | 2 | D | VLS_Inline | 2 | 2 | 2 | 4 | BranchMin_2BranchMax_4 | 2 | 2.5 | 4 | HeaderMin_2.5HeaderMax_4 | 2.5
582 | 12 | 20705-2P-15HP VLSC | VLSC_20705_2P_15HP | 249.8523 | 249.8523 | 249.8523 | 1 | 1 | 2 | D | VLS_Inline | 2 | 2 | 2 | 4 | BranchMin_2BranchMax_4 | 2 | 2.5 | 4 | HeaderMin_2.5HeaderMax_4 | 3
582 | 12 | 20705-2P-15HP VLSC | VLSC_20705_2P_15HP | 249.8523 | 249.8523 | 249.8523 | 1 | 1 | 2 | D | VLS_Inline | 2 | 2 | 2 | 4 | BranchMin_2BranchMax_4 | 2 | 2.5 | 4 | HeaderMin_2.5HeaderMax_4 | 4
582 | 12 | 20705-2P-15HP VLSC | VLSC_20705_2P_15HP | 249.8523 | 249.8523 | 249.8523 | 1 | 1 | 2 | D | VLS_Inline | 2 | 2 | 2 | 4 | BranchMin_2BranchMax_4 | 2.5 | 2.5 | 4 | HeaderMin_2.5HeaderMax_4 | 2.5 | INVALID
582 | 12 | 20705-2P-15HP VLSC | VLSC_20705_2P_15HP | 249.8523 | 249.8523 | 249.8523 | 1 | 1 | 2 | D | VLS_Inline | 2 | 2 | 2 | 4 | BranchMin_2BranchMax_4 | 2.5 | 2.5 | 4 | HeaderMin_2.5HeaderMax_4 | 3
582 | 12 | 20705-2P-15HP VLSC | VLSC_20705_2P_15HP | 249.8523 | 249.8523 | 249.8523 | 1 | 1 | 2 | D | VLS_Inline | 2 | 2 | 2 | 4 | BranchMin_2BranchMax_4 | 2.5 | 2.5 | 4 | HeaderMin_2.5HeaderMax_4 | 4
582 | 12 | 20705-2P-15HP VLSC | VLSC_20705_2P_15HP | 249.8523 | 249.8523 | 249.8523 | 1 | 1 | 2 | D | VLS_Inline | 2 | 2 | 2 | 4 | BranchMin_2BranchMax_4 | 3 | 2.5 | 4 | HeaderMin_2.5HeaderMax_4 | 2.5 | INVALID
582 | 12 | 20705-2P-15HP VLSC | VLSC_20705_2P_15HP | 249.8523 | 249.8523 | 249.8523 | 1 | 1 | 2 | D | VLS_Inline | 2 | 2 | 2 | 4 | BranchMin_2BranchMax_4 | 3 | 2.5 | 4 | HeaderMin_2.5HeaderMax_4 | 3 | INVALID
582 | 12 | 20705-2P-15HP VLSC | VLSC_20705_2P_15HP | 249.8523 | 249.8523 | 249.8523 | 1 | 1 | 2 | D | VLS_Inline | 2 | 2 | 2 | 4 | BranchMin_2BranchMax_4 | 3 | 2.5 | 4 | HeaderMin_2.5HeaderMax_4 | 4
582 | 12 | 20705-2P-15HP VLSC | VLSC_20705_2P_15HP | 249.8523 | 249.8523 | 249.8523 | 1 | 1 | 2 | D | VLS_Inline | 2 | 2 | 2 | 4 | BranchMin_2BranchMax_4 | 4 | 2.5 | 4 | HeaderMin_2.5HeaderMax_4 | 2.5 | INVALID
582 | 12 | 20705-2P-15HP VLSC | VLSC_20705_2P_15HP | 249.8523 | 249.8523 | 249.8523 | 1 | 1 | 2 | D | VLS_Inline | 2 | 2 | 2 | 4 | BranchMin_2BranchMax_4 | 4 | 2.5 | 4 | HeaderMin_2.5HeaderMax_4 | 3 | INVALID
582 | 12 | 20705-2P-15HP VLSC | VLSC_20705_2P_15HP | 249.8523 | 249.8523 | 249.8523 | 1 | 1 | 2 | D | VLS_Inline | 2 | 2 | 2 | 4 | BranchMin_2BranchMax_4 | 4 | 2.5 | 4 | HeaderMin_2.5HeaderMax_4 | 4 | INVALID
583 | 13 | 20705-2P-20HP VLSC | VLSC_20705_2P_20HP | 243.9916 | 243.9916 | 243.9916 | 1 | 1 | 2 | D | VLS_Inline | 2 | 2 | 2 | 4 | BranchMin_2BranchMax_4 | 2 | 2.5 | 4 | HeaderMin_2.5HeaderMax_4 | 2.5
583 | 13 | 20705-2P-20HP VLSC | VLSC_20705_2P_20HP | 243.9916 | 243.9916 | 243.9916 | 1 | 1 | 2 | D | VLS_Inline | 2 | 2 | 2 | 4 | BranchMin_2BranchMax_4 | 2 | 2.5 | 4 | HeaderMin_2.5HeaderMax_4 | 3
583 | 13 | 20705-2P-20HP VLSC | VLSC_20705_2P_20HP | 243.9916 | 243.9916 | 243.9916 | 1 | 1 | 2 | D | VLS_Inline | 2 | 2 | 2 | 4 | BranchMin_2BranchMax_4 | 2 | 2.5 | 4 | HeaderMin_2.5HeaderMax_4 | 4
583 | 13 | 20705-2P-20HP VLSC | VLSC_20705_2P_20HP | 243.9916 | 243.9916 | 243.9916 | 1 | 1 | 2 | D | VLS_Inline | 2 | 2 | 2 | 4 | BranchMin_2BranchMax_4 | 2.5 | 2.5 | 4 | HeaderMin_2.5HeaderMax_4 | 2.5 | INVALID
583 | 13 | 20705-2P-20HP VLSC | VLSC_20705_2P_20HP | 243.9916 | 243.9916 | 243.9916 | 1 | 1 | 2 | D | VLS_Inline | 2 | 2 | 2 | 4 | BranchMin_2BranchMax_4 | 2.5 | 2.5 | 4 | HeaderMin_2.5HeaderMax_4 | 3
583 | 13 | 20705-2P-20HP VLSC | VLSC_20705_2P_20HP | 243.9916 | 243.9916 | 243.9916 | 1 | 1 | 2 | D | VLS_Inline | 2 | 2 | 2 | 4 | BranchMin_2BranchMax_4 | 2.5 | 2.5 | 4 | HeaderMin_2.5HeaderMax_4 | 4
583 | 13 | 20705-2P-20HP VLSC | VLSC_20705_2P_20HP | 243.9916 | 243.9916 | 243.9916 | 1 | 1 | 2 | D | VLS_Inline | 2 | 2 | 2 | 4 | BranchMin_2BranchMax_4 | 3 | 2.5 | 4 | HeaderMin_2.5HeaderMax_4 | 2.5 | INVALID
583 | 13 | 20705-2P-20HP VLSC | VLSC_20705_2P_20HP | 243.9916 | 243.9916 | 243.9916 | 1 | 1 | 2 | D | VLS_Inline | 2 | 2 | 2 | 4 | BranchMin_2BranchMax_4 | 3 | 2.5 | 4 | HeaderMin_2.5HeaderMax_4 | 3 | INVALID
583 | 13 | 20705-2P-20HP VLSC | VLSC_20705_2P_20HP | 243.9916 | 243.9916 | 243.9916 | 1 | 1 | 2 | D | VLS_Inline | 2 | 2 | 2 | 4 | BranchMin_2BranchMax_4 | 3 | 2.5 | 4 | HeaderMin_2.5HeaderMax_4 | 4
583 | 13 | 20705-2P-20HP VLSC | VLSC_20705_2P_20HP | 243.9916 | 243.9916 | 243.9916 | 1 | 1 | 2 | D | VLS_Inline | 2 | 2 | 2 | 4 | BranchMin_2BranchMax_4 | 4 | 2.5 | 4 | HeaderMin_2.5HeaderMax_4 | 2.5 | INVALID
583 | 13 | 20705-2P-20HP VLSC | VLSC_20705_2P_20HP | 243.9916 | 243.9916 | 243.9916 | 1 | 1 | 2 | D | VLS_Inline | 2 | 2 | 2 | 4 | BranchMin_2BranchMax_4 | 4 | 2.5 | 4 | HeaderMin_2.5HeaderMax_4 | 3 | INVALID
583 | 13 | 20705-2P-20HP VLSC | VLSC_20705_2P_20HP | 243.9916 | 243.9916 | 243.9916 | 1 | 1 | 2 | D | VLS_Inline | 2 | 2 | 2 | 4 | BranchMin_2BranchMax_4 | 4 | 2.5 | 4 | HeaderMin_2.5HeaderMax_4 | 4 | INVALID
584 | 14 | 20705-4P-3HP VLSC | VLSC_20705_4P_3HP | 128.156 | 128.156 | 128.156 | 1 | 1 | 2 | D | VLS_Inline | 2 | 2 | 2 | 3 | BranchMin_2BranchMax_3 | 2 | 2.5 | 3 | HeaderMin_2.5HeaderMax_3 | 2.5
584 | 14 | 20705-4P-3HP VLSC | VLSC_20705_4P_3HP | 128.156 | 128.156 | 128.156 | 1 | 1 | 2 | D | VLS_Inline | 2 | 2 | 2 | 3 | BranchMin_2BranchMax_3 | 2 | 2.5 | 3 | HeaderMin_2.5HeaderMax_3 | 3
584 | 14 | 20705-4P-3HP VLSC | VLSC_20705_4P_3HP | 128.156 | 128.156 | 128.156 | 1 | 1 | 2 | D | VLS_Inline | 2 | 2 | 2 | 3 | BranchMin_2BranchMax_3 | 2.5 | 2.5 | 3 | HeaderMin_2.5HeaderMax_3 | 2.5 | INVALID
584 | 14 | 20705-4P-3HP VLSC | VLSC_20705_4P_3HP | 128.156 | 128.156 | 128.156 | 1 | 1 | 2 | D | VLS_Inline | 2 | 2 | 2 | 3 | BranchMin_2BranchMax_3 | 2.5 | 2.5 | 3 | HeaderMin_2.5HeaderMax_3 | 3
584 | 14 | 20705-4P-3HP VLSC | VLSC_20705_4P_3HP | 128.156 | 128.156 | 128.156 | 1 | 1 | 2 | D | VLS_Inline | 2 | 2 | 2 | 3 | BranchMin_2BranchMax_3 | 3 | 2.5 | 3 | HeaderMin_2.5HeaderMax_3 | 2.5 | INVALID
584 | 14 | 20705-4P-3HP VLSC | VLSC_20705_4P_3HP | 128.156 | 128.156 | 128.156 | 1 | 1 | 2 | D | VLS_Inline | 2 | 2 | 2 | 3 | BranchMin_2BranchMax_3 | 3 | 2.5 | 3 | HeaderMin_2.5HeaderMax_3 | 3 | INVALID
585 | 15 | 20951-2P-15HP VLSC | RC2511-7.70 | 152.95 | 152.95 | 152.95 | 1 | 1 | 2 | D | VLS_Inline | 2 | 2 | 2 | 3 | BranchMin_2BranchMax_3 | 2 | 2.5 | 3 | HeaderMin_2.5HeaderMax_3 | 2.5
585 | 15 | 20951-2P-15HP VLSC | RC2511-7.70 | 152.95 | 152.95 | 152.95 | 1 | 1 | 2 | D | VLS_Inline | 2 | 2 | 2 | 3 | BranchMin_2BranchMax_3 | 2 | 2.5 | 3 | HeaderMin_2.5HeaderMax_3 | 3
585 | 15 | 20951-2P-15HP VLSC | RC2511-7.70 | 152.95 | 152.95 | 152.95 | 1 | 1 | 2 | D | VLS_Inline | 2 | 2 | 2 | 3 | BranchMin_2BranchMax_3 | 2.5 | 2.5 | 3 | HeaderMin_2.5HeaderMax_3 | 2.5 | INVALID
585 | 15 | 20951-2P-15HP VLSC | RC2511-7.70 | 152.95 | 152.95 | 152.95 | 1 | 1 | 2 | D | VLS_Inline | 2 | 2 | 2 | 3 | BranchMin_2BranchMax_3 | 2.5 | 2.5 | 3 | HeaderMin_2.5HeaderMax_3 | 3
585 | 15 | 20951-2P-15HP VLSC | RC2511-7.70 | 152.95 | 152.95 | 152.95 | 1 | 1 | 2 | D | VLS_Inline | 2 | 2 | 2 | 3 | BranchMin_2BranchMax_3 | 3 | 2.5 | 3 | HeaderMin_2.5HeaderMax_3 | 2.5 | INVALID
585 | 15 | 20951-2P-15HP VLSC | RC2511-7.70 | 152.95 | 152.95 | 152.95 | 1 | 1 | 2 | D | VLS_Inline | 2 | 2 | 2 | 3 | BranchMin_2BranchMax_3 | 3 | 2.5 | 3 | HeaderMin_2.5HeaderMax_3 | 3 | INVALID
586 | 16 | 20951-2P-20HP VLSC | RC2511-8.31 | 168.2305 | 168.2305 | 168.2305 | 1 | 1 | 2 | D | VLS_Inline | 2 | 2 | 2 | 3 | BranchMin_2BranchMax_3 | 2 | 2.5 | 3 | HeaderMin_2.5HeaderMax_3 | 2.5
586 | 16 | 20951-2P-20HP VLSC | RC2511-8.31 | 168.2305 | 168.2305 | 168.2305 | 1 | 1 | 2 | D | VLS_Inline | 2 | 2 | 2 | 3 | BranchMin_2BranchMax_3 | 2 | 2.5 | 3 | HeaderMin_2.5HeaderMax_3 | 3
586 | 16 | 20951-2P-20HP VLSC | RC2511-8.31 | 168.2305 | 168.2305 | 168.2305 | 1 | 1 | 2 | D | VLS_Inline | 2 | 2 | 2 | 3 | BranchMin_2BranchMax_3 | 2.5 | 2.5 | 3 | HeaderMin_2.5HeaderMax_3 | 2.5 | INVALID
586 | 16 | 20951-2P-20HP VLSC | RC2511-8.31 | 168.2305 | 168.2305 | 168.2305 | 1 | 1 | 2 | D | VLS_Inline | 2 | 2 | 2 | 3 | BranchMin_2BranchMax_3 | 2.5 | 2.5 | 3 | HeaderMin_2.5HeaderMax_3 | 3
586 | 16 | 20951-2P-20HP VLSC | RC2511-8.31 | 168.2305 | 168.2305 | 168.2305 | 1 | 1 | 2 | D | VLS_Inline | 2 | 2 | 2 | 3 | BranchMin_2BranchMax_3 | 3 | 2.5 | 3 | HeaderMin_2.5HeaderMax_3 | 2.5 | INVALID
586 | 16 | 20951-2P-20HP VLSC | RC2511-8.31 | 168.2305 | 168.2305 | 168.2305 | 1 | 1 | 2 | D | VLS_Inline | 2 | 2 | 2 | 3 | BranchMin_2BranchMax_3 | 3 | 2.5 | 3 | HeaderMin_2.5HeaderMax_3 | 3 | INVALID
587 | 17 | 20951-2P-25HP VLSC | RC2511-8.84 | 184.528 | 184.528 | 184.528 | 1 | 1 | 2 | D | VLS_Inline | 2 | 2 | 2 | 3 | BranchMin_2BranchMax_3 | 2 | 2.5 | 3 | HeaderMin_2.5HeaderMax_3 | 2.5
587 | 17 | 20951-2P-25HP VLSC | RC2511-8.84 | 184.528 | 184.528 | 184.528 | 1 | 1 | 2 | D | VLS_Inline | 2 | 2 | 2 | 3 | BranchMin_2BranchMax_3 | 2 | 2.5 | 3 | HeaderMin_2.5HeaderMax_3 | 3
587 | 17 | 20951-2P-25HP VLSC | RC2511-8.84 | 184.528 | 184.528 | 184.528 | 1 | 1 | 2 | D | VLS_Inline | 2 | 2 | 2 | 3 | BranchMin_2BranchMax_3 | 2.5 | 2.5 | 3 | HeaderMin_2.5HeaderMax_3 | 2.5 | INVALID
587 | 17 | 20951-2P-25HP VLSC | RC2511-8.84 | 184.528 | 184.528 | 184.528 | 1 | 1 | 2 | D | VLS_Inline | 2 | 2 | 2 | 3 | BranchMin_2BranchMax_3 | 2.5 | 2.5 | 3 | HeaderMin_2.5HeaderMax_3 | 3
587 | 17 | 20951-2P-25HP VLSC | RC2511-8.84 | 184.528 | 184.528 | 184.528 | 1 | 1 | 2 | D | VLS_Inline | 2 | 2 | 2 | 3 | BranchMin_2BranchMax_3 | 3 | 2.5 | 3 | HeaderMin_2.5HeaderMax_3 | 2.5 | INVALID
587 | 17 | 20951-2P-25HP VLSC | RC2511-8.84 | 184.528 | 184.528 | 184.528 | 1 | 1 | 2 | D | VLS_Inline | 2 | 2 | 2 | 3 | BranchMin_2BranchMax_3 | 3 | 2.5 | 3 | HeaderMin_2.5HeaderMax_3 | 3 | INVALID
588 | 18 | 20951-2P-30HP VLSC | RC2511-9.44 | 191.32 | 191.32 | 191.32 | 1 | 1 | 2 | D | VLS_Inline | 2 | 2 | 2 | 3 | BranchMin_2BranchMax_3 | 2 | 2.5 | 3 | HeaderMin_2.5HeaderMax_3 | 2.5
588 | 18 | 20951-2P-30HP VLSC | RC2511-9.44 | 191.32 | 191.32 | 191.32 | 1 | 1 | 2 | D | VLS_Inline | 2 | 2 | 2 | 3 | BranchMin_2BranchMax_3 | 2 | 2.5 | 3 | HeaderMin_2.5HeaderMax_3 | 3
588 | 18 | 20951-2P-30HP VLSC | RC2511-9.44 | 191.32 | 191.32 | 191.32 | 1 | 1 | 2 | D | VLS_Inline | 2 | 2 | 2 | 3 | BranchMin_2BranchMax_3 | 2.5 | 2.5 | 3 | HeaderMin_2.5HeaderMax_3 | 2.5 | INVALID
588 | 18 | 20951-2P-30HP VLSC | RC2511-9.44 | 191.32 | 191.32 | 191.32 | 1 | 1 | 2 | D | VLS_Inline | 2 | 2 | 2 | 3 | BranchMin_2BranchMax_3 | 2.5 | 2.5 | 3 | HeaderMin_2.5HeaderMax_3 | 3
588 | 18 | 20951-2P-30HP VLSC | RC2511-9.44 | 191.32 | 191.32 | 191.32 | 1 | 1 | 2 | D | VLS_Inline | 2 | 2 | 2 | 3 | BranchMin_2BranchMax_3 | 3 | 2.5 | 3 | HeaderMin_2.5HeaderMax_3 | 2.5 | INVALID
588 | 18 | 20951-2P-30HP VLSC | RC2511-9.44 | 191.32 | 191.32 | 191.32 | 1 | 1 | 2 | D | VLS_Inline | 2 | 2 | 2 | 3 | BranchMin_2BranchMax_3 | 3 | 2.5 | 3 | HeaderMin_2.5HeaderMax_3 | 3 | INVALID
589 | 19 | 20951-4P-3HP VLSC | RC2511-8.70 | 90.3291 | 90.3291 | 90.3291 | 1 | 1 | 2 | D | VLS_Inline | 2 | 2 | 2 | 2.5 | BranchMin_2BranchMax_2.5 | 2 | 2.5 | 2.5 | HeaderMin_2.5HeaderMax_2.5 | 2.5
589 | 19 | 20951-4P-3HP VLSC | RC2511-8.70 | 90.3291 | 90.3291 | 90.3291 | 1 | 1 | 2 | D | VLS_Inline | 2 | 2 | 2 | 2.5 | BranchMin_2BranchMax_2.5 | 2.5 | 2.5 | 2.5 | HeaderMin_2.5HeaderMax_2.5 | 2.5 | INVALID
590 | 20 | 20951-4P-5HP VLSC | RC2511-9.6 | 95.22 | 95.22 | 95.22 | 1 | 1 | 2 | D | VLS_Inline | 2 | 2 | 2 | 2.5 | BranchMin_2BranchMax_2.5 | 2 | 2.5 | 2.5 | HeaderMin_2.5HeaderMax_2.5 | 2.5
590 | 20 | 20951-4P-5HP VLSC | RC2511-9.6 | 95.22 | 95.22 | 95.22 | 1 | 1 | 2 | D | VLS_Inline | 2 | 2 | 2 | 2.5 | BranchMin_2BranchMax_2.5 | 2.5 | 2.5 | 2.5 | HeaderMin_2.5HeaderMax_2.5 | 2.5 | INVALID
591 | 21 | 2095A-2P-15HP VLSC | VLSC_2095A_2P_15HP | 176.1225 | 176.1225 | 176.1225 | 1 | 1 | 2 | D | VLS_Inline | 2 | 2 | 2 | 3 | BranchMin_2BranchMax_3 | 2 | 2.5 | 3 | HeaderMin_2.5HeaderMax_3 | 2.5
591 | 21 | 2095A-2P-15HP VLSC | VLSC_2095A_2P_15HP | 176.1225 | 176.1225 | 176.1225 | 1 | 1 | 2 | D | VLS_Inline | 2 | 2 | 2 | 3 | BranchMin_2BranchMax_3 | 2 | 2.5 | 3 | HeaderMin_2.5HeaderMax_3 | 3
591 | 21 | 2095A-2P-15HP VLSC | VLSC_2095A_2P_15HP | 176.1225 | 176.1225 | 176.1225 | 1 | 1 | 2 | D | VLS_Inline | 2 | 2 | 2 | 3 | BranchMin_2BranchMax_3 | 2.5 | 2.5 | 3 | HeaderMin_2.5HeaderMax_3 | 2.5 | INVALID
591 | 21 | 2095A-2P-15HP VLSC | VLSC_2095A_2P_15HP | 176.1225 | 176.1225 | 176.1225 | 1 | 1 | 2 | D | VLS_Inline | 2 | 2 | 2 | 3 | BranchMin_2BranchMax_3 | 2.5 | 2.5 | 3 | HeaderMin_2.5HeaderMax_3 | 3
591 | 21 | 2095A-2P-15HP VLSC | VLSC_2095A_2P_15HP | 176.1225 | 176.1225 | 176.1225 | 1 | 1 | 2 | D | VLS_Inline | 2 | 2 | 2 | 3 | BranchMin_2BranchMax_3 | 3 | 2.5 | 3 | HeaderMin_2.5HeaderMax_3 | 2.5 | INVALID
591 | 21 | 2095A-2P-15HP VLSC | VLSC_2095A_2P_15HP | 176.1225 | 176.1225 | 176.1225 | 1 | 1 | 2 | D | VLS_Inline | 2 | 2 | 2 | 3 | BranchMin_2BranchMax_3 | 3 | 2.5 | 3 | HeaderMin_2.5HeaderMax_3 | 3 | INVALID
592 | 22 | 2095A-2P-20HP VLSC | VLSC_2095A_2P_20HP | 200.368 | 200.368 | 200.368 | 1 | 1 | 2 | D | VLS_Inline | 2 | 2 | 2 | 3 | BranchMin_2BranchMax_3 | 2 | 2.5 | 3 | HeaderMin_2.5HeaderMax_3 | 2.5
592 | 22 | 2095A-2P-20HP VLSC | VLSC_2095A_2P_20HP | 200.368 | 200.368 | 200.368 | 1 | 1 | 2 | D | VLS_Inline | 2 | 2 | 2 | 3 | BranchMin_2BranchMax_3 | 2 | 2.5 | 3 | HeaderMin_2.5HeaderMax_3 | 3
592 | 22 | 2095A-2P-20HP VLSC | VLSC_2095A_2P_20HP | 200.368 | 200.368 | 200.368 | 1 | 1 | 2 | D | VLS_Inline | 2 | 2 | 2 | 3 | BranchMin_2BranchMax_3 | 2.5 | 2.5 | 3 | HeaderMin_2.5HeaderMax_3 | 2.5 | INVALID
592 | 22 | 2095A-2P-20HP VLSC | VLSC_2095A_2P_20HP | 200.368 | 200.368 | 200.368 | 1 | 1 | 2 | D | VLS_Inline | 2 | 2 | 2 | 3 | BranchMin_2BranchMax_3 | 2.5 | 2.5 | 3 | HeaderMin_2.5HeaderMax_3 | 3
592 | 22 | 2095A-2P-20HP VLSC | VLSC_2095A_2P_20HP | 200.368 | 200.368 | 200.368 | 1 | 1 | 2 | D | VLS_Inline | 2 | 2 | 2 | 3 | BranchMin_2BranchMax_3 | 3 | 2.5 | 3 | HeaderMin_2.5HeaderMax_3 | 2.5 | INVALID
592 | 22 | 2095A-2P-20HP VLSC | VLSC_2095A_2P_20HP | 200.368 | 200.368 | 200.368 | 1 | 1 | 2 | D | VLS_Inline | 2 | 2 | 2 | 3 | BranchMin_2BranchMax_3 | 3 | 2.5 | 3 | HeaderMin_2.5HeaderMax_3 | 3 | INVALID
593 | 23 | 2095A-2P-25HP VLSC | VLSC_2095A_2P_25HP | 232.5586 | 232.5586 | 232.5586 | 1 | 1 | 2 | D | VLS_Inline | 2 | 2 | 2 | 4 | BranchMin_2BranchMax_4 | 2 | 2.5 | 4 | HeaderMin_2.5HeaderMax_4 | 2.5
593 | 23 | 2095A-2P-25HP VLSC | VLSC_2095A_2P_25HP | 232.5586 | 232.5586 | 232.5586 | 1 | 1 | 2 | D | VLS_Inline | 2 | 2 | 2 | 4 | BranchMin_2BranchMax_4 | 2 | 2.5 | 4 | HeaderMin_2.5HeaderMax_4 | 3
593 | 23 | 2095A-2P-25HP VLSC | VLSC_2095A_2P_25HP | 232.5586 | 232.5586 | 232.5586 | 1 | 1 | 2 | D | VLS_Inline | 2 | 2 | 2 | 4 | BranchMin_2BranchMax_4 | 2 | 2.5 | 4 | HeaderMin_2.5HeaderMax_4 | 4
593 | 23 | 2095A-2P-25HP VLSC | VLSC_2095A_2P_25HP | 232.5586 | 232.5586 | 232.5586 | 1 | 1 | 2 | D | VLS_Inline | 2 | 2 | 2 | 4 | BranchMin_2BranchMax_4 | 2.5 | 2.5 | 4 | HeaderMin_2.5HeaderMax_4 | 2.5 | INVALID
593 | 23 | 2095A-2P-25HP VLSC | VLSC_2095A_2P_25HP | 232.5586 | 232.5586 | 232.5586 | 1 | 1 | 2 | D | VLS_Inline | 2 | 2 | 2 | 4 | BranchMin_2BranchMax_4 | 2.5 | 2.5 | 4 | HeaderMin_2.5HeaderMax_4 | 3
593 | 23 | 2095A-2P-25HP VLSC | VLSC_2095A_2P_25HP | 232.5586 | 232.5586 | 232.5586 | 1 | 1 | 2 | D | VLS_Inline | 2 | 2 | 2 | 4 | BranchMin_2BranchMax_4 | 2.5 | 2.5 | 4 | HeaderMin_2.5HeaderMax_4 | 4
593 | 23 | 2095A-2P-25HP VLSC | VLSC_2095A_2P_25HP | 232.5586 | 232.5586 | 232.5586 | 1 | 1 | 2 | D | VLS_Inline | 2 | 2 | 2 | 4 | BranchMin_2BranchMax_4 | 3 | 2.5 | 4 | HeaderMin_2.5HeaderMax_4 | 2.5 | INVALID
593 | 23 | 2095A-2P-25HP VLSC | VLSC_2095A_2P_25HP | 232.5586 | 232.5586 | 232.5586 | 1 | 1 | 2 | D | VLS_Inline | 2 | 2 | 2 | 4 | BranchMin_2BranchMax_4 | 3 | 2.5 | 4 | HeaderMin_2.5HeaderMax_4 | 3 | INVALID
593 | 23 | 2095A-2P-25HP VLSC | VLSC_2095A_2P_25HP | 232.5586 | 232.5586 | 232.5586 | 1 | 1 | 2 | D | VLS_Inline | 2 | 2 | 2 | 4 | BranchMin_2BranchMax_4 | 3 | 2.5 | 4 | HeaderMin_2.5HeaderMax_4 | 4
593 | 23 | 2095A-2P-25HP VLSC | VLSC_2095A_2P_25HP | 232.5586 | 232.5586 | 232.5586 | 1 | 1 | 2 | D | VLS_Inline | 2 | 2 | 2 | 4 | BranchMin_2BranchMax_4 | 4 | 2.5 | 4 | HeaderMin_2.5HeaderMax_4 | 2.5 | INVALID
593 | 23 | 2095A-2P-25HP VLSC | VLSC_2095A_2P_25HP | 232.5586 | 232.5586 | 232.5586 | 1 | 1 | 2 | D | VLS_Inline | 2 | 2 | 2 | 4 | BranchMin_2BranchMax_4 | 4 | 2.5 | 4 | HeaderMin_2.5HeaderMax_4 | 3 | INVALID
593 | 23 | 2095A-2P-25HP VLSC | VLSC_2095A_2P_25HP | 232.5586 | 232.5586 | 232.5586 | 1 | 1 | 2 | D | VLS_Inline | 2 | 2 | 2 | 4 | BranchMin_2BranchMax_4 | 4 | 2.5 | 4 | HeaderMin_2.5HeaderMax_4 | 4 | INVALID
594 | 24 | 2095A-2P-30HP VLSC | VLSC_2095A_2P_30HP | 232.5586 | 232.5586 | 232.5586 | 1 | 1 | 2 | D | VLS_Inline | 2 | 2 | 2 | 4 | BranchMin_2BranchMax_4 | 2 | 2.5 | 4 | HeaderMin_2.5HeaderMax_4 | 2.5
594 | 24 | 2095A-2P-30HP VLSC | VLSC_2095A_2P_30HP | 232.5586 | 232.5586 | 232.5586 | 1 | 1 | 2 | D | VLS_Inline | 2 | 2 | 2 | 4 | BranchMin_2BranchMax_4 | 2 | 2.5 | 4 | HeaderMin_2.5HeaderMax_4 | 3
594 | 24 | 2095A-2P-30HP VLSC | VLSC_2095A_2P_30HP | 232.5586 | 232.5586 | 232.5586 | 1 | 1 | 2 | D | VLS_Inline | 2 | 2 | 2 | 4 | BranchMin_2BranchMax_4 | 2 | 2.5 | 4 | HeaderMin_2.5HeaderMax_4 | 4
594 | 24 | 2095A-2P-30HP VLSC | VLSC_2095A_2P_30HP | 232.5586 | 232.5586 | 232.5586 | 1 | 1 | 2 | D | VLS_Inline | 2 | 2 | 2 | 4 | BranchMin_2BranchMax_4 | 2.5 | 2.5 | 4 | HeaderMin_2.5HeaderMax_4 | 2.5 | INVALID
594 | 24 | 2095A-2P-30HP VLSC | VLSC_2095A_2P_30HP | 232.5586 | 232.5586 | 232.5586 | 1 | 1 | 2 | D | VLS_Inline | 2 | 2 | 2 | 4 | BranchMin_2BranchMax_4 | 2.5 | 2.5 | 4 | HeaderMin_2.5HeaderMax_4 | 3
594 | 24 | 2095A-2P-30HP VLSC | VLSC_2095A_2P_30HP | 232.5586 | 232.5586 | 232.5586 | 1 | 1 | 2 | D | VLS_Inline | 2 | 2 | 2 | 4 | BranchMin_2BranchMax_4 | 2.5 | 2.5 | 4 | HeaderMin_2.5HeaderMax_4 | 4
594 | 24 | 2095A-2P-30HP VLSC | VLSC_2095A_2P_30HP | 232.5586 | 232.5586 | 232.5586 | 1 | 1 | 2 | D | VLS_Inline | 2 | 2 | 2 | 4 | BranchMin_2BranchMax_4 | 3 | 2.5 | 4 | HeaderMin_2.5HeaderMax_4 | 2.5 | INVALID
594 | 24 | 2095A-2P-30HP VLSC | VLSC_2095A_2P_30HP | 232.5586 | 232.5586 | 232.5586 | 1 | 1 | 2 | D | VLS_Inline | 2 | 2 | 2 | 4 | BranchMin_2BranchMax_4 | 3 | 2.5 | 4 | HeaderMin_2.5HeaderMax_4 | 3 | INVALID
594 | 24 | 2095A-2P-30HP VLSC | VLSC_2095A_2P_30HP | 232.5586 | 232.5586 | 232.5586 | 1 | 1 | 2 | D | VLS_Inline | 2 | 2 | 2 | 4 | BranchMin_2BranchMax_4 | 3 | 2.5 | 4 | HeaderMin_2.5HeaderMax_4 | 4
594 | 24 | 2095A-2P-30HP VLSC | VLSC_2095A_2P_30HP | 232.5586 | 232.5586 | 232.5586 | 1 | 1 | 2 | D | VLS_Inline | 2 | 2 | 2 | 4 | BranchMin_2BranchMax_4 | 4 | 2.5 | 4 | HeaderMin_2.5HeaderMax_4 | 2.5 | INVALID
594 | 24 | 2095A-2P-30HP VLSC | VLSC_2095A_2P_30HP | 232.5586 | 232.5586 | 232.5586 | 1 | 1 | 2 | D | VLS_Inline | 2 | 2 | 2 | 4 | BranchMin_2BranchMax_4 | 4 | 2.5 | 4 | HeaderMin_2.5HeaderMax_4 | 3 | INVALID
594 | 24 | 2095A-2P-30HP VLSC | VLSC_2095A_2P_30HP | 232.5586 | 232.5586 | 232.5586 | 1 | 1 | 2 | D | VLS_Inline | 2 | 2 | 2 | 4 | BranchMin_2BranchMax_4 | 4 | 2.5 | 4 | HeaderMin_2.5HeaderMax_4 | 4 | INVALID
595 | 25 | 2095A-4P-3HP VLSC | VLSC_2095A_4P_3HP | 111.4482 | 111.4482 | 111.4482 | 1 | 1 | 2 | D | VLS_Inline | 2 | 2 | 2 | 2.5 | BranchMin_2BranchMax_2.5 | 2 | 2.5 | 2.5 | HeaderMin_2.5HeaderMax_2.5 | 2.5
595 | 25 | 2095A-4P-3HP VLSC | VLSC_2095A_4P_3HP | 111.4482 | 111.4482 | 111.4482 | 1 | 1 | 2 | D | VLS_Inline | 2 | 2 | 2 | 2.5 | BranchMin_2BranchMax_2.5 | 2.5 | 2.5 | 2.5 | HeaderMin_2.5HeaderMax_2.5 | 2.5 | INVALID
596 | 26 | 2095A-4P-5HP VLSC | VLSC_2095A_4P_5HP | 118.6369 | 118.6369 | 118.6369 | 1 | 1 | 2 | D | VLS_Inline | 2 | 2 | 2 | 2.5 | BranchMin_2BranchMax_2.5 | 2 | 2.5 | 2.5 | HeaderMin_2.5HeaderMax_2.5 | 2.5
596 | 26 | 2095A-4P-5HP VLSC | VLSC_2095A_4P_5HP | 118.6369 | 118.6369 | 118.6369 | 1 | 1 | 2 | D | VLS_Inline | 2 | 2 | 2 | 2.5 | BranchMin_2BranchMax_2.5 | 2.5 | 2.5 | 2.5 | HeaderMin_2.5HeaderMax_2.5 | 2.5 | INVALID
597 | 27 | 20955-2P-15HP VLSC | VLSC_20955_2P_15HP | 205.3636 | 205.3636 | 205.3636 | 1 | 1 | 2 | D | VLS_Inline | 2 | 2 | 2 | 3 | BranchMin_2BranchMax_3 | 2 | 2.5 | 3 | HeaderMin_2.5HeaderMax_3 | 2.5
597 | 27 | 20955-2P-15HP VLSC | VLSC_20955_2P_15HP | 205.3636 | 205.3636 | 205.3636 | 1 | 1 | 2 | D | VLS_Inline | 2 | 2 | 2 | 3 | BranchMin_2BranchMax_3 | 2 | 2.5 | 3 | HeaderMin_2.5HeaderMax_3 | 3
597 | 27 | 20955-2P-15HP VLSC | VLSC_20955_2P_15HP | 205.3636 | 205.3636 | 205.3636 | 1 | 1 | 2 | D | VLS_Inline | 2 | 2 | 2 | 3 | BranchMin_2BranchMax_3 | 2.5 | 2.5 | 3 | HeaderMin_2.5HeaderMax_3 | 2.5 | INVALID
597 | 27 | 20955-2P-15HP VLSC | VLSC_20955_2P_15HP | 205.3636 | 205.3636 | 205.3636 | 1 | 1 | 2 | D | VLS_Inline | 2 | 2 | 2 | 3 | BranchMin_2BranchMax_3 | 2.5 | 2.5 | 3 | HeaderMin_2.5HeaderMax_3 | 3
597 | 27 | 20955-2P-15HP VLSC | VLSC_20955_2P_15HP | 205.3636 | 205.3636 | 205.3636 | 1 | 1 | 2 | D | VLS_Inline | 2 | 2 | 2 | 3 | BranchMin_2BranchMax_3 | 3 | 2.5 | 3 | HeaderMin_2.5HeaderMax_3 | 2.5 | INVALID
597 | 27 | 20955-2P-15HP VLSC | VLSC_20955_2P_15HP | 205.3636 | 205.3636 | 205.3636 | 1 | 1 | 2 | D | VLS_Inline | 2 | 2 | 2 | 3 | BranchMin_2BranchMax_3 | 3 | 2.5 | 3 | HeaderMin_2.5HeaderMax_3 | 3 | INVALID
598 | 28 | 20955-2P-20HP VLSC | VLSC_20955_2P_20HP | 235.6474 | 235.6474 | 235.6474 | 1 | 1 | 2 | D | VLS_Inline | 2 | 2 | 2 | 4 | BranchMin_2BranchMax_4 | 2 | 2.5 | 4 | HeaderMin_2.5HeaderMax_4 | 2.5
598 | 28 | 20955-2P-20HP VLSC | VLSC_20955_2P_20HP | 235.6474 | 235.6474 | 235.6474 | 1 | 1 | 2 | D | VLS_Inline | 2 | 2 | 2 | 4 | BranchMin_2BranchMax_4 | 2 | 2.5 | 4 | HeaderMin_2.5HeaderMax_4 | 3
598 | 28 | 20955-2P-20HP VLSC | VLSC_20955_2P_20HP | 235.6474 | 235.6474 | 235.6474 | 1 | 1 | 2 | D | VLS_Inline | 2 | 2 | 2 | 4 | BranchMin_2BranchMax_4 | 2 | 2.5 | 4 | HeaderMin_2.5HeaderMax_4 | 4
598 | 28 | 20955-2P-20HP VLSC | VLSC_20955_2P_20HP | 235.6474 | 235.6474 | 235.6474 | 1 | 1 | 2 | D | VLS_Inline | 2 | 2 | 2 | 4 | BranchMin_2BranchMax_4 | 2.5 | 2.5 | 4 | HeaderMin_2.5HeaderMax_4 | 2.5 | INVALID
598 | 28 | 20955-2P-20HP VLSC | VLSC_20955_2P_20HP | 235.6474 | 235.6474 | 235.6474 | 1 | 1 | 2 | D | VLS_Inline | 2 | 2 | 2 | 4 | BranchMin_2BranchMax_4 | 2.5 | 2.5 | 4 | HeaderMin_2.5HeaderMax_4 | 3
598 | 28 | 20955-2P-20HP VLSC | VLSC_20955_2P_20HP | 235.6474 | 235.6474 | 235.6474 | 1 | 1 | 2 | D | VLS_Inline | 2 | 2 | 2 | 4 | BranchMin_2BranchMax_4 | 2.5 | 2.5 | 4 | HeaderMin_2.5HeaderMax_4 | 4
598 | 28 | 20955-2P-20HP VLSC | VLSC_20955_2P_20HP | 235.6474 | 235.6474 | 235.6474 | 1 | 1 | 2 | D | VLS_Inline | 2 | 2 | 2 | 4 | BranchMin_2BranchMax_4 | 3 | 2.5 | 4 | HeaderMin_2.5HeaderMax_4 | 2.5 | INVALID
598 | 28 | 20955-2P-20HP VLSC | VLSC_20955_2P_20HP | 235.6474 | 235.6474 | 235.6474 | 1 | 1 | 2 | D | VLS_Inline | 2 | 2 | 2 | 4 | BranchMin_2BranchMax_4 | 3 | 2.5 | 4 | HeaderMin_2.5HeaderMax_4 | 3 | INVALID
598 | 28 | 20955-2P-20HP VLSC | VLSC_20955_2P_20HP | 235.6474 | 235.6474 | 235.6474 | 1 | 1 | 2 | D | VLS_Inline | 2 | 2 | 2 | 4 | BranchMin_2BranchMax_4 | 3 | 2.5 | 4 | HeaderMin_2.5HeaderMax_4 | 4
598 | 28 | 20955-2P-20HP VLSC | VLSC_20955_2P_20HP | 235.6474 | 235.6474 | 235.6474 | 1 | 1 | 2 | D | VLS_Inline | 2 | 2 | 2 | 4 | BranchMin_2BranchMax_4 | 4 | 2.5 | 4 | HeaderMin_2.5HeaderMax_4 | 2.5 | INVALID
598 | 28 | 20955-2P-20HP VLSC | VLSC_20955_2P_20HP | 235.6474 | 235.6474 | 235.6474 | 1 | 1 | 2 | D | VLS_Inline | 2 | 2 | 2 | 4 | BranchMin_2BranchMax_4 | 4 | 2.5 | 4 | HeaderMin_2.5HeaderMax_4 | 3 | INVALID
598 | 28 | 20955-2P-20HP VLSC | VLSC_20955_2P_20HP | 235.6474 | 235.6474 | 235.6474 | 1 | 1 | 2 | D | VLS_Inline | 2 | 2 | 2 | 4 | BranchMin_2BranchMax_4 | 4 | 2.5 | 4 | HeaderMin_2.5HeaderMax_4 | 4 | INVALID
599 | 29 | 20955-2P-25HP VLSC | VLSC_20955_2P_25HP | 257.4 | 257.4 | 257.4 | 1 | 1 | 2 | D | VLS_Inline | 2 | 2 | 2 | 4 | BranchMin_2BranchMax_4 | 2 | 2.5 | 4 | HeaderMin_2.5HeaderMax_4 | 2.5
599 | 29 | 20955-2P-25HP VLSC | VLSC_20955_2P_25HP | 257.4 | 257.4 | 257.4 | 1 | 1 | 2 | D | VLS_Inline | 2 | 2 | 2 | 4 | BranchMin_2BranchMax_4 | 2 | 2.5 | 4 | HeaderMin_2.5HeaderMax_4 | 3
599 | 29 | 20955-2P-25HP VLSC | VLSC_20955_2P_25HP | 257.4 | 257.4 | 257.4 | 1 | 1 | 2 | D | VLS_Inline | 2 | 2 | 2 | 4 | BranchMin_2BranchMax_4 | 2 | 2.5 | 4 | HeaderMin_2.5HeaderMax_4 | 4
599 | 29 | 20955-2P-25HP VLSC | VLSC_20955_2P_25HP | 257.4 | 257.4 | 257.4 | 1 | 1 | 2 | D | VLS_Inline | 2 | 2 | 2 | 4 | BranchMin_2BranchMax_4 | 2.5 | 2.5 | 4 | HeaderMin_2.5HeaderMax_4 | 2.5 | INVALID
599 | 29 | 20955-2P-25HP VLSC | VLSC_20955_2P_25HP | 257.4 | 257.4 | 257.4 | 1 | 1 | 2 | D | VLS_Inline | 2 | 2 | 2 | 4 | BranchMin_2BranchMax_4 | 2.5 | 2.5 | 4 | HeaderMin_2.5HeaderMax_4 | 3
599 | 29 | 20955-2P-25HP VLSC | VLSC_20955_2P_25HP | 257.4 | 257.4 | 257.4 | 1 | 1 | 2 | D | VLS_Inline | 2 | 2 | 2 | 4 | BranchMin_2BranchMax_4 | 2.5 | 2.5 | 4 | HeaderMin_2.5HeaderMax_4 | 4
599 | 29 | 20955-2P-25HP VLSC | VLSC_20955_2P_25HP | 257.4 | 257.4 | 257.4 | 1 | 1 | 2 | D | VLS_Inline | 2 | 2 | 2 | 4 | BranchMin_2BranchMax_4 | 3 | 2.5 | 4 | HeaderMin_2.5HeaderMax_4 | 2.5 | INVALID
599 | 29 | 20955-2P-25HP VLSC | VLSC_20955_2P_25HP | 257.4 | 257.4 | 257.4 | 1 | 1 | 2 | D | VLS_Inline | 2 | 2 | 2 | 4 | BranchMin_2BranchMax_4 | 3 | 2.5 | 4 | HeaderMin_2.5HeaderMax_4 | 3 | INVALID
599 | 29 | 20955-2P-25HP VLSC | VLSC_20955_2P_25HP | 257.4 | 257.4 | 257.4 | 1 | 1 | 2 | D | VLS_Inline | 2 | 2 | 2 | 4 | BranchMin_2BranchMax_4 | 3 | 2.5 | 4 | HeaderMin_2.5HeaderMax_4 | 4
599 | 29 | 20955-2P-25HP VLSC | VLSC_20955_2P_25HP | 257.4 | 257.4 | 257.4 | 1 | 1 | 2 | D | VLS_Inline | 2 | 2 | 2 | 4 | BranchMin_2BranchMax_4 | 4 | 2.5 | 4 | HeaderMin_2.5HeaderMax_4 | 2.5 | INVALID
599 | 29 | 20955-2P-25HP VLSC | VLSC_20955_2P_25HP | 257.4 | 257.4 | 257.4 | 1 | 1 | 2 | D | VLS_Inline | 2 | 2 | 2 | 4 | BranchMin_2BranchMax_4 | 4 | 2.5 | 4 | HeaderMin_2.5HeaderMax_4 | 3 | INVALID
599 | 29 | 20955-2P-25HP VLSC | VLSC_20955_2P_25HP | 257.4 | 257.4 | 257.4 | 1 | 1 | 2 | D | VLS_Inline | 2 | 2 | 2 | 4 | BranchMin_2BranchMax_4 | 4 | 2.5 | 4 | HeaderMin_2.5HeaderMax_4 | 4 | INVALID
600 | 30 | 20955-2P-30HP VLSC | VLSC_20955_2P_30HP | 277.4627 | 277.4627 | 277.4627 | 1 | 1 | 2 | D | VLS_Inline | 2 | 2 | 2 | 4 | BranchMin_2BranchMax_4 | 2 | 2.5 | 4 | HeaderMin_2.5HeaderMax_4 | 2.5
600 | 30 | 20955-2P-30HP VLSC | VLSC_20955_2P_30HP | 277.4627 | 277.4627 | 277.4627 | 1 | 1 | 2 | D | VLS_Inline | 2 | 2 | 2 | 4 | BranchMin_2BranchMax_4 | 2 | 2.5 | 4 | HeaderMin_2.5HeaderMax_4 | 3
600 | 30 | 20955-2P-30HP VLSC | VLSC_20955_2P_30HP | 277.4627 | 277.4627 | 277.4627 | 1 | 1 | 2 | D | VLS_Inline | 2 | 2 | 2 | 4 | BranchMin_2BranchMax_4 | 2 | 2.5 | 4 | HeaderMin_2.5HeaderMax_4 | 4
600 | 30 | 20955-2P-30HP VLSC | VLSC_20955_2P_30HP | 277.4627 | 277.4627 | 277.4627 | 1 | 1 | 2 | D | VLS_Inline | 2 | 2 | 2 | 4 | BranchMin_2BranchMax_4 | 2.5 | 2.5 | 4 | HeaderMin_2.5HeaderMax_4 | 2.5 | INVALID
600 | 30 | 20955-2P-30HP VLSC | VLSC_20955_2P_30HP | 277.4627 | 277.4627 | 277.4627 | 1 | 1 | 2 | D | VLS_Inline | 2 | 2 | 2 | 4 | BranchMin_2BranchMax_4 | 2.5 | 2.5 | 4 | HeaderMin_2.5HeaderMax_4 | 3
600 | 30 | 20955-2P-30HP VLSC | VLSC_20955_2P_30HP | 277.4627 | 277.4627 | 277.4627 | 1 | 1 | 2 | D | VLS_Inline | 2 | 2 | 2 | 4 | BranchMin_2BranchMax_4 | 2.5 | 2.5 | 4 | HeaderMin_2.5HeaderMax_4 | 4
600 | 30 | 20955-2P-30HP VLSC | VLSC_20955_2P_30HP | 277.4627 | 277.4627 | 277.4627 | 1 | 1 | 2 | D | VLS_Inline | 2 | 2 | 2 | 4 | BranchMin_2BranchMax_4 | 3 | 2.5 | 4 | HeaderMin_2.5HeaderMax_4 | 2.5 | INVALID
600 | 30 | 20955-2P-30HP VLSC | VLSC_20955_2P_30HP | 277.4627 | 277.4627 | 277.4627 | 1 | 1 | 2 | D | VLS_Inline | 2 | 2 | 2 | 4 | BranchMin_2BranchMax_4 | 3 | 2.5 | 4 | HeaderMin_2.5HeaderMax_4 | 3 | INVALID
600 | 30 | 20955-2P-30HP VLSC | VLSC_20955_2P_30HP | 277.4627 | 277.4627 | 277.4627 | 1 | 1 | 2 | D | VLS_Inline | 2 | 2 | 2 | 4 | BranchMin_2BranchMax_4 | 3 | 2.5 | 4 | HeaderMin_2.5HeaderMax_4 | 4
600 | 30 | 20955-2P-30HP VLSC | VLSC_20955_2P_30HP | 277.4627 | 277.4627 | 277.4627 | 1 | 1 | 2 | D | VLS_Inline | 2 | 2 | 2 | 4 | BranchMin_2BranchMax_4 | 4 | 2.5 | 4 | HeaderMin_2.5HeaderMax_4 | 2.5 | INVALID
600 | 30 | 20955-2P-30HP VLSC | VLSC_20955_2P_30HP | 277.4627 | 277.4627 | 277.4627 | 1 | 1 | 2 | D | VLS_Inline | 2 | 2 | 2 | 4 | BranchMin_2BranchMax_4 | 4 | 2.5 | 4 | HeaderMin_2.5HeaderMax_4 | 3 | INVALID
600 | 30 | 20955-2P-30HP VLSC | VLSC_20955_2P_30HP | 277.4627 | 277.4627 | 277.4627 | 1 | 1 | 2 | D | VLS_Inline | 2 | 2 | 2 | 4 | BranchMin_2BranchMax_4 | 4 | 2.5 | 4 | HeaderMin_2.5HeaderMax_4 | 4 | INVALID
601 | 31 | 20955-2P-40HP VLSC | VLSC_20955_2P_40HP | 300 | 300 | 300 | 1 | 1 | 2 | D | VLS_Inline | 2 | 2 | 2 | 4 | BranchMin_2BranchMax_4 | 2 | 2.5 | 4 | HeaderMin_2.5HeaderMax_4 | 2.5
601 | 31 | 20955-2P-40HP VLSC | VLSC_20955_2P_40HP | 300 | 300 | 300 | 1 | 1 | 2 | D | VLS_Inline | 2 | 2 | 2 | 4 | BranchMin_2BranchMax_4 | 2 | 2.5 | 4 | HeaderMin_2.5HeaderMax_4 | 3
601 | 31 | 20955-2P-40HP VLSC | VLSC_20955_2P_40HP | 300 | 300 | 300 | 1 | 1 | 2 | D | VLS_Inline | 2 | 2 | 2 | 4 | BranchMin_2BranchMax_4 | 2 | 2.5 | 4 | HeaderMin_2.5HeaderMax_4 | 4
601 | 31 | 20955-2P-40HP VLSC | VLSC_20955_2P_40HP | 300 | 300 | 300 | 1 | 1 | 2 | D | VLS_Inline | 2 | 2 | 2 | 4 | BranchMin_2BranchMax_4 | 2.5 | 2.5 | 4 | HeaderMin_2.5HeaderMax_4 | 2.5 | INVALID
601 | 31 | 20955-2P-40HP VLSC | VLSC_20955_2P_40HP | 300 | 300 | 300 | 1 | 1 | 2 | D | VLS_Inline | 2 | 2 | 2 | 4 | BranchMin_2BranchMax_4 | 2.5 | 2.5 | 4 | HeaderMin_2.5HeaderMax_4 | 3
601 | 31 | 20955-2P-40HP VLSC | VLSC_20955_2P_40HP | 300 | 300 | 300 | 1 | 1 | 2 | D | VLS_Inline | 2 | 2 | 2 | 4 | BranchMin_2BranchMax_4 | 2.5 | 2.5 | 4 | HeaderMin_2.5HeaderMax_4 | 4
601 | 31 | 20955-2P-40HP VLSC | VLSC_20955_2P_40HP | 300 | 300 | 300 | 1 | 1 | 2 | D | VLS_Inline | 2 | 2 | 2 | 4 | BranchMin_2BranchMax_4 | 3 | 2.5 | 4 | HeaderMin_2.5HeaderMax_4 | 2.5 | INVALID
601 | 31 | 20955-2P-40HP VLSC | VLSC_20955_2P_40HP | 300 | 300 | 300 | 1 | 1 | 2 | D | VLS_Inline | 2 | 2 | 2 | 4 | BranchMin_2BranchMax_4 | 3 | 2.5 | 4 | HeaderMin_2.5HeaderMax_4 | 3 | INVALID
601 | 31 | 20955-2P-40HP VLSC | VLSC_20955_2P_40HP | 300 | 300 | 300 | 1 | 1 | 2 | D | VLS_Inline | 2 | 2 | 2 | 4 | BranchMin_2BranchMax_4 | 3 | 2.5 | 4 | HeaderMin_2.5HeaderMax_4 | 4
601 | 31 | 20955-2P-40HP VLSC | VLSC_20955_2P_40HP | 300 | 300 | 300 | 1 | 1 | 2 | D | VLS_Inline | 2 | 2 | 2 | 4 | BranchMin_2BranchMax_4 | 4 | 2.5 | 4 | HeaderMin_2.5HeaderMax_4 | 2.5 | INVALID
601 | 31 | 20955-2P-40HP VLSC | VLSC_20955_2P_40HP | 300 | 300 | 300 | 1 | 1 | 2 | D | VLS_Inline | 2 | 2 | 2 | 4 | BranchMin_2BranchMax_4 | 4 | 2.5 | 4 | HeaderMin_2.5HeaderMax_4 | 3 | INVALID
601 | 31 | 20955-2P-40HP VLSC | VLSC_20955_2P_40HP | 300 | 300 | 300 | 1 | 1 | 2 | D | VLS_Inline | 2 | 2 | 2 | 4 | BranchMin_2BranchMax_4 | 4 | 2.5 | 4 | HeaderMin_2.5HeaderMax_4 | 4 | INVALID
602 | 32 | 20955-2P-50HP VLSC | VLSC_20955_2P_50HP | 300 | 300 | 300 | 1 | 1 | 2 | D | VLS_Inline | 2 | 2 | 2 | 4 | BranchMin_2BranchMax_4 | 2 | 2.5 | 4 | HeaderMin_2.5HeaderMax_4 | 2.5
602 | 32 | 20955-2P-50HP VLSC | VLSC_20955_2P_50HP | 300 | 300 | 300 | 1 | 1 | 2 | D | VLS_Inline | 2 | 2 | 2 | 4 | BranchMin_2BranchMax_4 | 2 | 2.5 | 4 | HeaderMin_2.5HeaderMax_4 | 3
602 | 32 | 20955-2P-50HP VLSC | VLSC_20955_2P_50HP | 300 | 300 | 300 | 1 | 1 | 2 | D | VLS_Inline | 2 | 2 | 2 | 4 | BranchMin_2BranchMax_4 | 2 | 2.5 | 4 | HeaderMin_2.5HeaderMax_4 | 4
602 | 32 | 20955-2P-50HP VLSC | VLSC_20955_2P_50HP | 300 | 300 | 300 | 1 | 1 | 2 | D | VLS_Inline | 2 | 2 | 2 | 4 | BranchMin_2BranchMax_4 | 2.5 | 2.5 | 4 | HeaderMin_2.5HeaderMax_4 | 2.5 | INVALID
602 | 32 | 20955-2P-50HP VLSC | VLSC_20955_2P_50HP | 300 | 300 | 300 | 1 | 1 | 2 | D | VLS_Inline | 2 | 2 | 2 | 4 | BranchMin_2BranchMax_4 | 2.5 | 2.5 | 4 | HeaderMin_2.5HeaderMax_4 | 3
602 | 32 | 20955-2P-50HP VLSC | VLSC_20955_2P_50HP | 300 | 300 | 300 | 1 | 1 | 2 | D | VLS_Inline | 2 | 2 | 2 | 4 | BranchMin_2BranchMax_4 | 2.5 | 2.5 | 4 | HeaderMin_2.5HeaderMax_4 | 4
602 | 32 | 20955-2P-50HP VLSC | VLSC_20955_2P_50HP | 300 | 300 | 300 | 1 | 1 | 2 | D | VLS_Inline | 2 | 2 | 2 | 4 | BranchMin_2BranchMax_4 | 3 | 2.5 | 4 | HeaderMin_2.5HeaderMax_4 | 2.5 | INVALID
602 | 32 | 20955-2P-50HP VLSC | VLSC_20955_2P_50HP | 300 | 300 | 300 | 1 | 1 | 2 | D | VLS_Inline | 2 | 2 | 2 | 4 | BranchMin_2BranchMax_4 | 3 | 2.5 | 4 | HeaderMin_2.5HeaderMax_4 | 3 | INVALID
602 | 32 | 20955-2P-50HP VLSC | VLSC_20955_2P_50HP | 300 | 300 | 300 | 1 | 1 | 2 | D | VLS_Inline | 2 | 2 | 2 | 4 | BranchMin_2BranchMax_4 | 3 | 2.5 | 4 | HeaderMin_2.5HeaderMax_4 | 4
602 | 32 | 20955-2P-50HP VLSC | VLSC_20955_2P_50HP | 300 | 300 | 300 | 1 | 1 | 2 | D | VLS_Inline | 2 | 2 | 2 | 4 | BranchMin_2BranchMax_4 | 4 | 2.5 | 4 | HeaderMin_2.5HeaderMax_4 | 2.5 | INVALID
602 | 32 | 20955-2P-50HP VLSC | VLSC_20955_2P_50HP | 300 | 300 | 300 | 1 | 1 | 2 | D | VLS_Inline | 2 | 2 | 2 | 4 | BranchMin_2BranchMax_4 | 4 | 2.5 | 4 | HeaderMin_2.5HeaderMax_4 | 3 | INVALID
602 | 32 | 20955-2P-50HP VLSC | VLSC_20955_2P_50HP | 300 | 300 | 300 | 1 | 1 | 2 | D | VLS_Inline | 2 | 2 | 2 | 4 | BranchMin_2BranchMax_4 | 4 | 2.5 | 4 | HeaderMin_2.5HeaderMax_4 | 4 | INVALID
603 | 33 | 20955-4P-3HP VLSC | VLSC_20955_4P_3HP | 136.1059 | 136.1059 | 136.1059 | 1 | 1 | 2 | D | VLS_Inline | 2 | 2 | 2 | 3 | BranchMin_2BranchMax_3 | 2 | 2.5 | 3 | HeaderMin_2.5HeaderMax_3 | 2.5
603 | 33 | 20955-4P-3HP VLSC | VLSC_20955_4P_3HP | 136.1059 | 136.1059 | 136.1059 | 1 | 1 | 2 | D | VLS_Inline | 2 | 2 | 2 | 3 | BranchMin_2BranchMax_3 | 2 | 2.5 | 3 | HeaderMin_2.5HeaderMax_3 | 3
603 | 33 | 20955-4P-3HP VLSC | VLSC_20955_4P_3HP | 136.1059 | 136.1059 | 136.1059 | 1 | 1 | 2 | D | VLS_Inline | 2 | 2 | 2 | 3 | BranchMin_2BranchMax_3 | 2.5 | 2.5 | 3 | HeaderMin_2.5HeaderMax_3 | 2.5 | INVALID
603 | 33 | 20955-4P-3HP VLSC | VLSC_20955_4P_3HP | 136.1059 | 136.1059 | 136.1059 | 1 | 1 | 2 | D | VLS_Inline | 2 | 2 | 2 | 3 | BranchMin_2BranchMax_3 | 2.5 | 2.5 | 3 | HeaderMin_2.5HeaderMax_3 | 3
603 | 33 | 20955-4P-3HP VLSC | VLSC_20955_4P_3HP | 136.1059 | 136.1059 | 136.1059 | 1 | 1 | 2 | D | VLS_Inline | 2 | 2 | 2 | 3 | BranchMin_2BranchMax_3 | 3 | 2.5 | 3 | HeaderMin_2.5HeaderMax_3 | 2.5 | INVALID
603 | 33 | 20955-4P-3HP VLSC | VLSC_20955_4P_3HP | 136.1059 | 136.1059 | 136.1059 | 1 | 1 | 2 | D | VLS_Inline | 2 | 2 | 2 | 3 | BranchMin_2BranchMax_3 | 3 | 2.5 | 3 | HeaderMin_2.5HeaderMax_3 | 3 | INVALID
604 | 34 | 20955-4P-5HP VLSC | VLSC_20955_4P_5HP | 162.637 | 162.637 | 162.637 | 1 | 1 | 2 | D | VLS_Inline | 2 | 2 | 2 | 3 | BranchMin_2BranchMax_3 | 2 | 2.5 | 3 | HeaderMin_2.5HeaderMax_3 | 2.5
604 | 34 | 20955-4P-5HP VLSC | VLSC_20955_4P_5HP | 162.637 | 162.637 | 162.637 | 1 | 1 | 2 | D | VLS_Inline | 2 | 2 | 2 | 3 | BranchMin_2BranchMax_3 | 2 | 2.5 | 3 | HeaderMin_2.5HeaderMax_3 | 3
604 | 34 | 20955-4P-5HP VLSC | VLSC_20955_4P_5HP | 162.637 | 162.637 | 162.637 | 1 | 1 | 2 | D | VLS_Inline | 2 | 2 | 2 | 3 | BranchMin_2BranchMax_3 | 2.5 | 2.5 | 3 | HeaderMin_2.5HeaderMax_3 | 2.5 | INVALID
604 | 34 | 20955-4P-5HP VLSC | VLSC_20955_4P_5HP | 162.637 | 162.637 | 162.637 | 1 | 1 | 2 | D | VLS_Inline | 2 | 2 | 2 | 3 | BranchMin_2BranchMax_3 | 2.5 | 2.5 | 3 | HeaderMin_2.5HeaderMax_3 | 3
604 | 34 | 20955-4P-5HP VLSC | VLSC_20955_4P_5HP | 162.637 | 162.637 | 162.637 | 1 | 1 | 2 | D | VLS_Inline | 2 | 2 | 2 | 3 | BranchMin_2BranchMax_3 | 3 | 2.5 | 3 | HeaderMin_2.5HeaderMax_3 | 2.5 | INVALID
604 | 34 | 20955-4P-5HP VLSC | VLSC_20955_4P_5HP | 162.637 | 162.637 | 162.637 | 1 | 1 | 2 | D | VLS_Inline | 2 | 2 | 2 | 3 | BranchMin_2BranchMax_3 | 3 | 2.5 | 3 | HeaderMin_2.5HeaderMax_3 | 3 | INVALID
605 | 35 | 20955-4P-7.5HP VLSC | VLSC_20955_4P_7.5HP | 165.3271 | 165.3271 | 165.3271 | 1 | 1 | 2 | D | VLS_Inline | 2 | 2 | 2 | 3 | BranchMin_2BranchMax_3 | 2 | 2.5 | 3 | HeaderMin_2.5HeaderMax_3 | 2.5
605 | 35 | 20955-4P-7.5HP VLSC | VLSC_20955_4P_7.5HP | 165.3271 | 165.3271 | 165.3271 | 1 | 1 | 2 | D | VLS_Inline | 2 | 2 | 2 | 3 | BranchMin_2BranchMax_3 | 2 | 2.5 | 3 | HeaderMin_2.5HeaderMax_3 | 3
605 | 35 | 20955-4P-7.5HP VLSC | VLSC_20955_4P_7.5HP | 165.3271 | 165.3271 | 165.3271 | 1 | 1 | 2 | D | VLS_Inline | 2 | 2 | 2 | 3 | BranchMin_2BranchMax_3 | 2.5 | 2.5 | 3 | HeaderMin_2.5HeaderMax_3 | 2.5 | INVALID
605 | 35 | 20955-4P-7.5HP VLSC | VLSC_20955_4P_7.5HP | 165.3271 | 165.3271 | 165.3271 | 1 | 1 | 2 | D | VLS_Inline | 2 | 2 | 2 | 3 | BranchMin_2BranchMax_3 | 2.5 | 2.5 | 3 | HeaderMin_2.5HeaderMax_3 | 3
605 | 35 | 20955-4P-7.5HP VLSC | VLSC_20955_4P_7.5HP | 165.3271 | 165.3271 | 165.3271 | 1 | 1 | 2 | D | VLS_Inline | 2 | 2 | 2 | 3 | BranchMin_2BranchMax_3 | 3 | 2.5 | 3 | HeaderMin_2.5HeaderMax_3 | 2.5 | INVALID
605 | 35 | 20955-4P-7.5HP VLSC | VLSC_20955_4P_7.5HP | 165.3271 | 165.3271 | 165.3271 | 1 | 1 | 2 | D | VLS_Inline | 2 | 2 | 2 | 3 | BranchMin_2BranchMax_3 | 3 | 2.5 | 3 | HeaderMin_2.5HeaderMax_3 | 3 | INVALID
606 | 36 | 20959-2P-20HP VLSC | VLSC_20959_2P_20HP | 271.9533 | 271.9533 | 271.9533 | 1 | 1 | 2 | D | VLS_Inline | 2 | 2 | 2 | 4 | BranchMin_2BranchMax_4 | 2 | 2.5 | 4 | HeaderMin_2.5HeaderMax_4 | 2.5
606 | 36 | 20959-2P-20HP VLSC | VLSC_20959_2P_20HP | 271.9533 | 271.9533 | 271.9533 | 1 | 1 | 2 | D | VLS_Inline | 2 | 2 | 2 | 4 | BranchMin_2BranchMax_4 | 2 | 2.5 | 4 | HeaderMin_2.5HeaderMax_4 | 3
606 | 36 | 20959-2P-20HP VLSC | VLSC_20959_2P_20HP | 271.9533 | 271.9533 | 271.9533 | 1 | 1 | 2 | D | VLS_Inline | 2 | 2 | 2 | 4 | BranchMin_2BranchMax_4 | 2 | 2.5 | 4 | HeaderMin_2.5HeaderMax_4 | 4
606 | 36 | 20959-2P-20HP VLSC | VLSC_20959_2P_20HP | 271.9533 | 271.9533 | 271.9533 | 1 | 1 | 2 | D | VLS_Inline | 2 | 2 | 2 | 4 | BranchMin_2BranchMax_4 | 2.5 | 2.5 | 4 | HeaderMin_2.5HeaderMax_4 | 2.5 | INVALID
606 | 36 | 20959-2P-20HP VLSC | VLSC_20959_2P_20HP | 271.9533 | 271.9533 | 271.9533 | 1 | 1 | 2 | D | VLS_Inline | 2 | 2 | 2 | 4 | BranchMin_2BranchMax_4 | 2.5 | 2.5 | 4 | HeaderMin_2.5HeaderMax_4 | 3
606 | 36 | 20959-2P-20HP VLSC | VLSC_20959_2P_20HP | 271.9533 | 271.9533 | 271.9533 | 1 | 1 | 2 | D | VLS_Inline | 2 | 2 | 2 | 4 | BranchMin_2BranchMax_4 | 2.5 | 2.5 | 4 | HeaderMin_2.5HeaderMax_4 | 4
606 | 36 | 20959-2P-20HP VLSC | VLSC_20959_2P_20HP | 271.9533 | 271.9533 | 271.9533 | 1 | 1 | 2 | D | VLS_Inline | 2 | 2 | 2 | 4 | BranchMin_2BranchMax_4 | 3 | 2.5 | 4 | HeaderMin_2.5HeaderMax_4 | 2.5 | INVALID
606 | 36 | 20959-2P-20HP VLSC | VLSC_20959_2P_20HP | 271.9533 | 271.9533 | 271.9533 | 1 | 1 | 2 | D | VLS_Inline | 2 | 2 | 2 | 4 | BranchMin_2BranchMax_4 | 3 | 2.5 | 4 | HeaderMin_2.5HeaderMax_4 | 3 | INVALID
606 | 36 | 20959-2P-20HP VLSC | VLSC_20959_2P_20HP | 271.9533 | 271.9533 | 271.9533 | 1 | 1 | 2 | D | VLS_Inline | 2 | 2 | 2 | 4 | BranchMin_2BranchMax_4 | 3 | 2.5 | 4 | HeaderMin_2.5HeaderMax_4 | 4
606 | 36 | 20959-2P-20HP VLSC | VLSC_20959_2P_20HP | 271.9533 | 271.9533 | 271.9533 | 1 | 1 | 2 | D | VLS_Inline | 2 | 2 | 2 | 4 | BranchMin_2BranchMax_4 | 4 | 2.5 | 4 | HeaderMin_2.5HeaderMax_4 | 2.5 | INVALID
606 | 36 | 20959-2P-20HP VLSC | VLSC_20959_2P_20HP | 271.9533 | 271.9533 | 271.9533 | 1 | 1 | 2 | D | VLS_Inline | 2 | 2 | 2 | 4 | BranchMin_2BranchMax_4 | 4 | 2.5 | 4 | HeaderMin_2.5HeaderMax_4 | 3 | INVALID
606 | 36 | 20959-2P-20HP VLSC | VLSC_20959_2P_20HP | 271.9533 | 271.9533 | 271.9533 | 1 | 1 | 2 | D | VLS_Inline | 2 | 2 | 2 | 4 | BranchMin_2BranchMax_4 | 4 | 2.5 | 4 | HeaderMin_2.5HeaderMax_4 | 4 | INVALID
607 | 37 | 20959-2P-25HP VLSC | VLSC_20959_2P_25HP | 309.3395 | 309.3395 | 309.3395 | 1 | 1 | 2 | D | VLS_Inline | 2 | 2 | 2 | 4 | BranchMin_2BranchMax_4 | 2 | 2.5 | 4 | HeaderMin_2.5HeaderMax_4 | 2.5
607 | 37 | 20959-2P-25HP VLSC | VLSC_20959_2P_25HP | 309.3395 | 309.3395 | 309.3395 | 1 | 1 | 2 | D | VLS_Inline | 2 | 2 | 2 | 4 | BranchMin_2BranchMax_4 | 2 | 2.5 | 4 | HeaderMin_2.5HeaderMax_4 | 3
607 | 37 | 20959-2P-25HP VLSC | VLSC_20959_2P_25HP | 309.3395 | 309.3395 | 309.3395 | 1 | 1 | 2 | D | VLS_Inline | 2 | 2 | 2 | 4 | BranchMin_2BranchMax_4 | 2 | 2.5 | 4 | HeaderMin_2.5HeaderMax_4 | 4
607 | 37 | 20959-2P-25HP VLSC | VLSC_20959_2P_25HP | 309.3395 | 309.3395 | 309.3395 | 1 | 1 | 2 | D | VLS_Inline | 2 | 2 | 2 | 4 | BranchMin_2BranchMax_4 | 2.5 | 2.5 | 4 | HeaderMin_2.5HeaderMax_4 | 2.5 | INVALID
607 | 37 | 20959-2P-25HP VLSC | VLSC_20959_2P_25HP | 309.3395 | 309.3395 | 309.3395 | 1 | 1 | 2 | D | VLS_Inline | 2 | 2 | 2 | 4 | BranchMin_2BranchMax_4 | 2.5 | 2.5 | 4 | HeaderMin_2.5HeaderMax_4 | 3
607 | 37 | 20959-2P-25HP VLSC | VLSC_20959_2P_25HP | 309.3395 | 309.3395 | 309.3395 | 1 | 1 | 2 | D | VLS_Inline | 2 | 2 | 2 | 4 | BranchMin_2BranchMax_4 | 2.5 | 2.5 | 4 | HeaderMin_2.5HeaderMax_4 | 4
607 | 37 | 20959-2P-25HP VLSC | VLSC_20959_2P_25HP | 309.3395 | 309.3395 | 309.3395 | 1 | 1 | 2 | D | VLS_Inline | 2 | 2 | 2 | 4 | BranchMin_2BranchMax_4 | 3 | 2.5 | 4 | HeaderMin_2.5HeaderMax_4 | 2.5 | INVALID
607 | 37 | 20959-2P-25HP VLSC | VLSC_20959_2P_25HP | 309.3395 | 309.3395 | 309.3395 | 1 | 1 | 2 | D | VLS_Inline | 2 | 2 | 2 | 4 | BranchMin_2BranchMax_4 | 3 | 2.5 | 4 | HeaderMin_2.5HeaderMax_4 | 3 | INVALID
607 | 37 | 20959-2P-25HP VLSC | VLSC_20959_2P_25HP | 309.3395 | 309.3395 | 309.3395 | 1 | 1 | 2 | D | VLS_Inline | 2 | 2 | 2 | 4 | BranchMin_2BranchMax_4 | 3 | 2.5 | 4 | HeaderMin_2.5HeaderMax_4 | 4
607 | 37 | 20959-2P-25HP VLSC | VLSC_20959_2P_25HP | 309.3395 | 309.3395 | 309.3395 | 1 | 1 | 2 | D | VLS_Inline | 2 | 2 | 2 | 4 | BranchMin_2BranchMax_4 | 4 | 2.5 | 4 | HeaderMin_2.5HeaderMax_4 | 2.5 | INVALID
607 | 37 | 20959-2P-25HP VLSC | VLSC_20959_2P_25HP | 309.3395 | 309.3395 | 309.3395 | 1 | 1 | 2 | D | VLS_Inline | 2 | 2 | 2 | 4 | BranchMin_2BranchMax_4 | 4 | 2.5 | 4 | HeaderMin_2.5HeaderMax_4 | 3 | INVALID
607 | 37 | 20959-2P-25HP VLSC | VLSC_20959_2P_25HP | 309.3395 | 309.3395 | 309.3395 | 1 | 1 | 2 | D | VLS_Inline | 2 | 2 | 2 | 4 | BranchMin_2BranchMax_4 | 4 | 2.5 | 4 | HeaderMin_2.5HeaderMax_4 | 4 | INVALID
608 | 38 | 20959-2P-30HP VLSC | VLSC_20959_2P_30HP | 341.2848 | 341.2848 | 341.2848 | 1 | 1 | 2 | D | VLS_Inline | 2 | 2 | 2 | 4 | BranchMin_2BranchMax_4 | 2 | 2.5 | 4 | HeaderMin_2.5HeaderMax_4 | 2.5
608 | 38 | 20959-2P-30HP VLSC | VLSC_20959_2P_30HP | 341.2848 | 341.2848 | 341.2848 | 1 | 1 | 2 | D | VLS_Inline | 2 | 2 | 2 | 4 | BranchMin_2BranchMax_4 | 2 | 2.5 | 4 | HeaderMin_2.5HeaderMax_4 | 3
608 | 38 | 20959-2P-30HP VLSC | VLSC_20959_2P_30HP | 341.2848 | 341.2848 | 341.2848 | 1 | 1 | 2 | D | VLS_Inline | 2 | 2 | 2 | 4 | BranchMin_2BranchMax_4 | 2 | 2.5 | 4 | HeaderMin_2.5HeaderMax_4 | 4
608 | 38 | 20959-2P-30HP VLSC | VLSC_20959_2P_30HP | 341.2848 | 341.2848 | 341.2848 | 1 | 1 | 2 | D | VLS_Inline | 2 | 2 | 2 | 4 | BranchMin_2BranchMax_4 | 2.5 | 2.5 | 4 | HeaderMin_2.5HeaderMax_4 | 2.5 | INVALID
608 | 38 | 20959-2P-30HP VLSC | VLSC_20959_2P_30HP | 341.2848 | 341.2848 | 341.2848 | 1 | 1 | 2 | D | VLS_Inline | 2 | 2 | 2 | 4 | BranchMin_2BranchMax_4 | 2.5 | 2.5 | 4 | HeaderMin_2.5HeaderMax_4 | 3
608 | 38 | 20959-2P-30HP VLSC | VLSC_20959_2P_30HP | 341.2848 | 341.2848 | 341.2848 | 1 | 1 | 2 | D | VLS_Inline | 2 | 2 | 2 | 4 | BranchMin_2BranchMax_4 | 2.5 | 2.5 | 4 | HeaderMin_2.5HeaderMax_4 | 4
608 | 38 | 20959-2P-30HP VLSC | VLSC_20959_2P_30HP | 341.2848 | 341.2848 | 341.2848 | 1 | 1 | 2 | D | VLS_Inline | 2 | 2 | 2 | 4 | BranchMin_2BranchMax_4 | 3 | 2.5 | 4 | HeaderMin_2.5HeaderMax_4 | 2.5 | INVALID
608 | 38 | 20959-2P-30HP VLSC | VLSC_20959_2P_30HP | 341.2848 | 341.2848 | 341.2848 | 1 | 1 | 2 | D | VLS_Inline | 2 | 2 | 2 | 4 | BranchMin_2BranchMax_4 | 3 | 2.5 | 4 | HeaderMin_2.5HeaderMax_4 | 3 | INVALID
608 | 38 | 20959-2P-30HP VLSC | VLSC_20959_2P_30HP | 341.2848 | 341.2848 | 341.2848 | 1 | 1 | 2 | D | VLS_Inline | 2 | 2 | 2 | 4 | BranchMin_2BranchMax_4 | 3 | 2.5 | 4 | HeaderMin_2.5HeaderMax_4 | 4
608 | 38 | 20959-2P-30HP VLSC | VLSC_20959_2P_30HP | 341.2848 | 341.2848 | 341.2848 | 1 | 1 | 2 | D | VLS_Inline | 2 | 2 | 2 | 4 | BranchMin_2BranchMax_4 | 4 | 2.5 | 4 | HeaderMin_2.5HeaderMax_4 | 2.5 | INVALID
608 | 38 | 20959-2P-30HP VLSC | VLSC_20959_2P_30HP | 341.2848 | 341.2848 | 341.2848 | 1 | 1 | 2 | D | VLS_Inline | 2 | 2 | 2 | 4 | BranchMin_2BranchMax_4 | 4 | 2.5 | 4 | HeaderMin_2.5HeaderMax_4 | 3 | INVALID
608 | 38 | 20959-2P-30HP VLSC | VLSC_20959_2P_30HP | 341.2848 | 341.2848 | 341.2848 | 1 | 1 | 2 | D | VLS_Inline | 2 | 2 | 2 | 4 | BranchMin_2BranchMax_4 | 4 | 2.5 | 4 | HeaderMin_2.5HeaderMax_4 | 4 | INVALID
609 | 39 | 20959-2P-40HP VLSC | VLSC_20959_2P_40HP | 380.858 | 380.858 | 380.858 | 1 | 1 | 2 | D | VLS_Inline | 2 | 2 | 2 | 4 | BranchMin_2BranchMax_4 | 2 | 2.5 | 4 | HeaderMin_2.5HeaderMax_4 | 2.5
609 | 39 | 20959-2P-40HP VLSC | VLSC_20959_2P_40HP | 380.858 | 380.858 | 380.858 | 1 | 1 | 2 | D | VLS_Inline | 2 | 2 | 2 | 4 | BranchMin_2BranchMax_4 | 2 | 2.5 | 4 | HeaderMin_2.5HeaderMax_4 | 3
609 | 39 | 20959-2P-40HP VLSC | VLSC_20959_2P_40HP | 380.858 | 380.858 | 380.858 | 1 | 1 | 2 | D | VLS_Inline | 2 | 2 | 2 | 4 | BranchMin_2BranchMax_4 | 2 | 2.5 | 4 | HeaderMin_2.5HeaderMax_4 | 4
609 | 39 | 20959-2P-40HP VLSC | VLSC_20959_2P_40HP | 380.858 | 380.858 | 380.858 | 1 | 1 | 2 | D | VLS_Inline | 2 | 2 | 2 | 4 | BranchMin_2BranchMax_4 | 2.5 | 2.5 | 4 | HeaderMin_2.5HeaderMax_4 | 2.5 | INVALID
609 | 39 | 20959-2P-40HP VLSC | VLSC_20959_2P_40HP | 380.858 | 380.858 | 380.858 | 1 | 1 | 2 | D | VLS_Inline | 2 | 2 | 2 | 4 | BranchMin_2BranchMax_4 | 2.5 | 2.5 | 4 | HeaderMin_2.5HeaderMax_4 | 3
609 | 39 | 20959-2P-40HP VLSC | VLSC_20959_2P_40HP | 380.858 | 380.858 | 380.858 | 1 | 1 | 2 | D | VLS_Inline | 2 | 2 | 2 | 4 | BranchMin_2BranchMax_4 | 2.5 | 2.5 | 4 | HeaderMin_2.5HeaderMax_4 | 4
609 | 39 | 20959-2P-40HP VLSC | VLSC_20959_2P_40HP | 380.858 | 380.858 | 380.858 | 1 | 1 | 2 | D | VLS_Inline | 2 | 2 | 2 | 4 | BranchMin_2BranchMax_4 | 3 | 2.5 | 4 | HeaderMin_2.5HeaderMax_4 | 2.5 | INVALID
609 | 39 | 20959-2P-40HP VLSC | VLSC_20959_2P_40HP | 380.858 | 380.858 | 380.858 | 1 | 1 | 2 | D | VLS_Inline | 2 | 2 | 2 | 4 | BranchMin_2BranchMax_4 | 3 | 2.5 | 4 | HeaderMin_2.5HeaderMax_4 | 3 | INVALID
609 | 39 | 20959-2P-40HP VLSC | VLSC_20959_2P_40HP | 380.858 | 380.858 | 380.858 | 1 | 1 | 2 | D | VLS_Inline | 2 | 2 | 2 | 4 | BranchMin_2BranchMax_4 | 3 | 2.5 | 4 | HeaderMin_2.5HeaderMax_4 | 4
609 | 39 | 20959-2P-40HP VLSC | VLSC_20959_2P_40HP | 380.858 | 380.858 | 380.858 | 1 | 1 | 2 | D | VLS_Inline | 2 | 2 | 2 | 4 | BranchMin_2BranchMax_4 | 4 | 2.5 | 4 | HeaderMin_2.5HeaderMax_4 | 2.5 | INVALID
609 | 39 | 20959-2P-40HP VLSC | VLSC_20959_2P_40HP | 380.858 | 380.858 | 380.858 | 1 | 1 | 2 | D | VLS_Inline | 2 | 2 | 2 | 4 | BranchMin_2BranchMax_4 | 4 | 2.5 | 4 | HeaderMin_2.5HeaderMax_4 | 3 | INVALID
609 | 39 | 20959-2P-40HP VLSC | VLSC_20959_2P_40HP | 380.858 | 380.858 | 380.858 | 1 | 1 | 2 | D | VLS_Inline | 2 | 2 | 2 | 4 | BranchMin_2BranchMax_4 | 4 | 2.5 | 4 | HeaderMin_2.5HeaderMax_4 | 4 | INVALID
610 | 40 | 20959-2P-50HP VLSC | VLSC_20959_2P_50HP | 405.1149 | 405.1149 | 405.1149 | 1 | 1 | 2 | D | VLS_Inline | 2 | 2 | 2 | 5 | BranchMin_2BranchMax_5 | 2 | 2.5 | 5 | HeaderMin_2.5HeaderMax_5 | 2.5
610 | 40 | 20959-2P-50HP VLSC | VLSC_20959_2P_50HP | 405.1149 | 405.1149 | 405.1149 | 1 | 1 | 2 | D | VLS_Inline | 2 | 2 | 2 | 5 | BranchMin_2BranchMax_5 | 2 | 2.5 | 5 | HeaderMin_2.5HeaderMax_5 | 3
610 | 40 | 20959-2P-50HP VLSC | VLSC_20959_2P_50HP | 405.1149 | 405.1149 | 405.1149 | 1 | 1 | 2 | D | VLS_Inline | 2 | 2 | 2 | 5 | BranchMin_2BranchMax_5 | 2 | 2.5 | 5 | HeaderMin_2.5HeaderMax_5 | 4
610 | 40 | 20959-2P-50HP VLSC | VLSC_20959_2P_50HP | 405.1149 | 405.1149 | 405.1149 | 1 | 1 | 2 | D | VLS_Inline | 2 | 2 | 2 | 5 | BranchMin_2BranchMax_5 | 2 | 2.5 | 5 | HeaderMin_2.5HeaderMax_5 | 5
610 | 40 | 20959-2P-50HP VLSC | VLSC_20959_2P_50HP | 405.1149 | 405.1149 | 405.1149 | 1 | 1 | 2 | D | VLS_Inline | 2 | 2 | 2 | 5 | BranchMin_2BranchMax_5 | 2.5 | 2.5 | 5 | HeaderMin_2.5HeaderMax_5 | 2.5 | INVALID
610 | 40 | 20959-2P-50HP VLSC | VLSC_20959_2P_50HP | 405.1149 | 405.1149 | 405.1149 | 1 | 1 | 2 | D | VLS_Inline | 2 | 2 | 2 | 5 | BranchMin_2BranchMax_5 | 2.5 | 2.5 | 5 | HeaderMin_2.5HeaderMax_5 | 3
610 | 40 | 20959-2P-50HP VLSC | VLSC_20959_2P_50HP | 405.1149 | 405.1149 | 405.1149 | 1 | 1 | 2 | D | VLS_Inline | 2 | 2 | 2 | 5 | BranchMin_2BranchMax_5 | 2.5 | 2.5 | 5 | HeaderMin_2.5HeaderMax_5 | 4
610 | 40 | 20959-2P-50HP VLSC | VLSC_20959_2P_50HP | 405.1149 | 405.1149 | 405.1149 | 1 | 1 | 2 | D | VLS_Inline | 2 | 2 | 2 | 5 | BranchMin_2BranchMax_5 | 2.5 | 2.5 | 5 | HeaderMin_2.5HeaderMax_5 | 5
610 | 40 | 20959-2P-50HP VLSC | VLSC_20959_2P_50HP | 405.1149 | 405.1149 | 405.1149 | 1 | 1 | 2 | D | VLS_Inline | 2 | 2 | 2 | 5 | BranchMin_2BranchMax_5 | 3 | 2.5 | 5 | HeaderMin_2.5HeaderMax_5 | 2.5 | INVALID
610 | 40 | 20959-2P-50HP VLSC | VLSC_20959_2P_50HP | 405.1149 | 405.1149 | 405.1149 | 1 | 1 | 2 | D | VLS_Inline | 2 | 2 | 2 | 5 | BranchMin_2BranchMax_5 | 3 | 2.5 | 5 | HeaderMin_2.5HeaderMax_5 | 3 | INVALID
610 | 40 | 20959-2P-50HP VLSC | VLSC_20959_2P_50HP | 405.1149 | 405.1149 | 405.1149 | 1 | 1 | 2 | D | VLS_Inline | 2 | 2 | 2 | 5 | BranchMin_2BranchMax_5 | 3 | 2.5 | 5 | HeaderMin_2.5HeaderMax_5 | 4
610 | 40 | 20959-2P-50HP VLSC | VLSC_20959_2P_50HP | 405.1149 | 405.1149 | 405.1149 | 1 | 1 | 2 | D | VLS_Inline | 2 | 2 | 2 | 5 | BranchMin_2BranchMax_5 | 3 | 2.5 | 5 | HeaderMin_2.5HeaderMax_5 | 5
610 | 40 | 20959-2P-50HP VLSC | VLSC_20959_2P_50HP | 405.1149 | 405.1149 | 405.1149 | 1 | 1 | 2 | D | VLS_Inline | 2 | 2 | 2 | 5 | BranchMin_2BranchMax_5 | 4 | 2.5 | 5 | HeaderMin_2.5HeaderMax_5 | 2.5 | INVALID
610 | 40 | 20959-2P-50HP VLSC | VLSC_20959_2P_50HP | 405.1149 | 405.1149 | 405.1149 | 1 | 1 | 2 | D | VLS_Inline | 2 | 2 | 2 | 5 | BranchMin_2BranchMax_5 | 4 | 2.5 | 5 | HeaderMin_2.5HeaderMax_5 | 3 | INVALID
610 | 40 | 20959-2P-50HP VLSC | VLSC_20959_2P_50HP | 405.1149 | 405.1149 | 405.1149 | 1 | 1 | 2 | D | VLS_Inline | 2 | 2 | 2 | 5 | BranchMin_2BranchMax_5 | 4 | 2.5 | 5 | HeaderMin_2.5HeaderMax_5 | 4 | INVALID
610 | 40 | 20959-2P-50HP VLSC | VLSC_20959_2P_50HP | 405.1149 | 405.1149 | 405.1149 | 1 | 1 | 2 | D | VLS_Inline | 2 | 2 | 2 | 5 | BranchMin_2BranchMax_5 | 4 | 2.5 | 5 | HeaderMin_2.5HeaderMax_5 | 5
610 | 40 | 20959-2P-50HP VLSC | VLSC_20959_2P_50HP | 405.1149 | 405.1149 | 405.1149 | 1 | 1 | 2 | D | VLS_Inline | 2 | 2 | 2 | 5 | BranchMin_2BranchMax_5 | 5 | 2.5 | 5 | HeaderMin_2.5HeaderMax_5 | 2.5 | INVALID
610 | 40 | 20959-2P-50HP VLSC | VLSC_20959_2P_50HP | 405.1149 | 405.1149 | 405.1149 | 1 | 1 | 2 | D | VLS_Inline | 2 | 2 | 2 | 5 | BranchMin_2BranchMax_5 | 5 | 2.5 | 5 | HeaderMin_2.5HeaderMax_5 | 3 | INVALID
610 | 40 | 20959-2P-50HP VLSC | VLSC_20959_2P_50HP | 405.1149 | 405.1149 | 405.1149 | 1 | 1 | 2 | D | VLS_Inline | 2 | 2 | 2 | 5 | BranchMin_2BranchMax_5 | 5 | 2.5 | 5 | HeaderMin_2.5HeaderMax_5 | 4 | INVALID
610 | 40 | 20959-2P-50HP VLSC | VLSC_20959_2P_50HP | 405.1149 | 405.1149 | 405.1149 | 1 | 1 | 2 | D | VLS_Inline | 2 | 2 | 2 | 5 | BranchMin_2BranchMax_5 | 5 | 2.5 | 5 | HeaderMin_2.5HeaderMax_5 | 5 | INVALID
611 | 41 | 20959-2P-60HP VLSC | VLSC_20959_2P_60HP | 406.8778 | 406.8778 | 406.8778 | 1 | 1 | 2 | D | VLS_Inline | 2 | 2 | 2 | 5 | BranchMin_2BranchMax_5 | 2 | 2.5 | 5 | HeaderMin_2.5HeaderMax_5 | 2.5
611 | 41 | 20959-2P-60HP VLSC | VLSC_20959_2P_60HP | 406.8778 | 406.8778 | 406.8778 | 1 | 1 | 2 | D | VLS_Inline | 2 | 2 | 2 | 5 | BranchMin_2BranchMax_5 | 2 | 2.5 | 5 | HeaderMin_2.5HeaderMax_5 | 3
611 | 41 | 20959-2P-60HP VLSC | VLSC_20959_2P_60HP | 406.8778 | 406.8778 | 406.8778 | 1 | 1 | 2 | D | VLS_Inline | 2 | 2 | 2 | 5 | BranchMin_2BranchMax_5 | 2 | 2.5 | 5 | HeaderMin_2.5HeaderMax_5 | 4
611 | 41 | 20959-2P-60HP VLSC | VLSC_20959_2P_60HP | 406.8778 | 406.8778 | 406.8778 | 1 | 1 | 2 | D | VLS_Inline | 2 | 2 | 2 | 5 | BranchMin_2BranchMax_5 | 2 | 2.5 | 5 | HeaderMin_2.5HeaderMax_5 | 5
611 | 41 | 20959-2P-60HP VLSC | VLSC_20959_2P_60HP | 406.8778 | 406.8778 | 406.8778 | 1 | 1 | 2 | D | VLS_Inline | 2 | 2 | 2 | 5 | BranchMin_2BranchMax_5 | 2.5 | 2.5 | 5 | HeaderMin_2.5HeaderMax_5 | 2.5 | INVALID
611 | 41 | 20959-2P-60HP VLSC | VLSC_20959_2P_60HP | 406.8778 | 406.8778 | 406.8778 | 1 | 1 | 2 | D | VLS_Inline | 2 | 2 | 2 | 5 | BranchMin_2BranchMax_5 | 2.5 | 2.5 | 5 | HeaderMin_2.5HeaderMax_5 | 3
611 | 41 | 20959-2P-60HP VLSC | VLSC_20959_2P_60HP | 406.8778 | 406.8778 | 406.8778 | 1 | 1 | 2 | D | VLS_Inline | 2 | 2 | 2 | 5 | BranchMin_2BranchMax_5 | 2.5 | 2.5 | 5 | HeaderMin_2.5HeaderMax_5 | 4
611 | 41 | 20959-2P-60HP VLSC | VLSC_20959_2P_60HP | 406.8778 | 406.8778 | 406.8778 | 1 | 1 | 2 | D | VLS_Inline | 2 | 2 | 2 | 5 | BranchMin_2BranchMax_5 | 2.5 | 2.5 | 5 | HeaderMin_2.5HeaderMax_5 | 5
611 | 41 | 20959-2P-60HP VLSC | VLSC_20959_2P_60HP | 406.8778 | 406.8778 | 406.8778 | 1 | 1 | 2 | D | VLS_Inline | 2 | 2 | 2 | 5 | BranchMin_2BranchMax_5 | 3 | 2.5 | 5 | HeaderMin_2.5HeaderMax_5 | 2.5 | INVALID
611 | 41 | 20959-2P-60HP VLSC | VLSC_20959_2P_60HP | 406.8778 | 406.8778 | 406.8778 | 1 | 1 | 2 | D | VLS_Inline | 2 | 2 | 2 | 5 | BranchMin_2BranchMax_5 | 3 | 2.5 | 5 | HeaderMin_2.5HeaderMax_5 | 3 | INVALID
611 | 41 | 20959-2P-60HP VLSC | VLSC_20959_2P_60HP | 406.8778 | 406.8778 | 406.8778 | 1 | 1 | 2 | D | VLS_Inline | 2 | 2 | 2 | 5 | BranchMin_2BranchMax_5 | 3 | 2.5 | 5 | HeaderMin_2.5HeaderMax_5 | 4
611 | 41 | 20959-2P-60HP VLSC | VLSC_20959_2P_60HP | 406.8778 | 406.8778 | 406.8778 | 1 | 1 | 2 | D | VLS_Inline | 2 | 2 | 2 | 5 | BranchMin_2BranchMax_5 | 3 | 2.5 | 5 | HeaderMin_2.5HeaderMax_5 | 5
611 | 41 | 20959-2P-60HP VLSC | VLSC_20959_2P_60HP | 406.8778 | 406.8778 | 406.8778 | 1 | 1 | 2 | D | VLS_Inline | 2 | 2 | 2 | 5 | BranchMin_2BranchMax_5 | 4 | 2.5 | 5 | HeaderMin_2.5HeaderMax_5 | 2.5 | INVALID
611 | 41 | 20959-2P-60HP VLSC | VLSC_20959_2P_60HP | 406.8778 | 406.8778 | 406.8778 | 1 | 1 | 2 | D | VLS_Inline | 2 | 2 | 2 | 5 | BranchMin_2BranchMax_5 | 4 | 2.5 | 5 | HeaderMin_2.5HeaderMax_5 | 3 | INVALID
611 | 41 | 20959-2P-60HP VLSC | VLSC_20959_2P_60HP | 406.8778 | 406.8778 | 406.8778 | 1 | 1 | 2 | D | VLS_Inline | 2 | 2 | 2 | 5 | BranchMin_2BranchMax_5 | 4 | 2.5 | 5 | HeaderMin_2.5HeaderMax_5 | 4 | INVALID
611 | 41 | 20959-2P-60HP VLSC | VLSC_20959_2P_60HP | 406.8778 | 406.8778 | 406.8778 | 1 | 1 | 2 | D | VLS_Inline | 2 | 2 | 2 | 5 | BranchMin_2BranchMax_5 | 4 | 2.5 | 5 | HeaderMin_2.5HeaderMax_5 | 5
611 | 41 | 20959-2P-60HP VLSC | VLSC_20959_2P_60HP | 406.8778 | 406.8778 | 406.8778 | 1 | 1 | 2 | D | VLS_Inline | 2 | 2 | 2 | 5 | BranchMin_2BranchMax_5 | 5 | 2.5 | 5 | HeaderMin_2.5HeaderMax_5 | 2.5 | INVALID
611 | 41 | 20959-2P-60HP VLSC | VLSC_20959_2P_60HP | 406.8778 | 406.8778 | 406.8778 | 1 | 1 | 2 | D | VLS_Inline | 2 | 2 | 2 | 5 | BranchMin_2BranchMax_5 | 5 | 2.5 | 5 | HeaderMin_2.5HeaderMax_5 | 3 | INVALID
611 | 41 | 20959-2P-60HP VLSC | VLSC_20959_2P_60HP | 406.8778 | 406.8778 | 406.8778 | 1 | 1 | 2 | D | VLS_Inline | 2 | 2 | 2 | 5 | BranchMin_2BranchMax_5 | 5 | 2.5 | 5 | HeaderMin_2.5HeaderMax_5 | 4 | INVALID
611 | 41 | 20959-2P-60HP VLSC | VLSC_20959_2P_60HP | 406.8778 | 406.8778 | 406.8778 | 1 | 1 | 2 | D | VLS_Inline | 2 | 2 | 2 | 5 | BranchMin_2BranchMax_5 | 5 | 2.5 | 5 | HeaderMin_2.5HeaderMax_5 | 5 | INVALID
612 | 42 | 20959-4P-3HP VLSC | VLSC_20959_4P_3HP | 154.2292 | 154.2292 | 154.2292 | 1 | 1 | 2 | D | VLS_Inline | 2 | 2 | 2 | 3 | BranchMin_2BranchMax_3 | 2 | 2.5 | 3 | HeaderMin_2.5HeaderMax_3 | 2.5
612 | 42 | 20959-4P-3HP VLSC | VLSC_20959_4P_3HP | 154.2292 | 154.2292 | 154.2292 | 1 | 1 | 2 | D | VLS_Inline | 2 | 2 | 2 | 3 | BranchMin_2BranchMax_3 | 2 | 2.5 | 3 | HeaderMin_2.5HeaderMax_3 | 3
612 | 42 | 20959-4P-3HP VLSC | VLSC_20959_4P_3HP | 154.2292 | 154.2292 | 154.2292 | 1 | 1 | 2 | D | VLS_Inline | 2 | 2 | 2 | 3 | BranchMin_2BranchMax_3 | 2.5 | 2.5 | 3 | HeaderMin_2.5HeaderMax_3 | 2.5 | INVALID
612 | 42 | 20959-4P-3HP VLSC | VLSC_20959_4P_3HP | 154.2292 | 154.2292 | 154.2292 | 1 | 1 | 2 | D | VLS_Inline | 2 | 2 | 2 | 3 | BranchMin_2BranchMax_3 | 2.5 | 2.5 | 3 | HeaderMin_2.5HeaderMax_3 | 3
612 | 42 | 20959-4P-3HP VLSC | VLSC_20959_4P_3HP | 154.2292 | 154.2292 | 154.2292 | 1 | 1 | 2 | D | VLS_Inline | 2 | 2 | 2 | 3 | BranchMin_2BranchMax_3 | 3 | 2.5 | 3 | HeaderMin_2.5HeaderMax_3 | 2.5 | INVALID
612 | 42 | 20959-4P-3HP VLSC | VLSC_20959_4P_3HP | 154.2292 | 154.2292 | 154.2292 | 1 | 1 | 2 | D | VLS_Inline | 2 | 2 | 2 | 3 | BranchMin_2BranchMax_3 | 3 | 2.5 | 3 | HeaderMin_2.5HeaderMax_3 | 3 | INVALID
613 | 43 | 20959-4P-5HP VLSC | VLSC_20959_4P_5HP | 205.8649 | 205.8649 | 205.8649 | 1 | 1 | 2 | D | VLS_Inline | 2 | 2 | 2 | 3 | BranchMin_2BranchMax_3 | 2 | 2.5 | 3 | HeaderMin_2.5HeaderMax_3 | 2.5
613 | 43 | 20959-4P-5HP VLSC | VLSC_20959_4P_5HP | 205.8649 | 205.8649 | 205.8649 | 1 | 1 | 2 | D | VLS_Inline | 2 | 2 | 2 | 3 | BranchMin_2BranchMax_3 | 2 | 2.5 | 3 | HeaderMin_2.5HeaderMax_3 | 3
613 | 43 | 20959-4P-5HP VLSC | VLSC_20959_4P_5HP | 205.8649 | 205.8649 | 205.8649 | 1 | 1 | 2 | D | VLS_Inline | 2 | 2 | 2 | 3 | BranchMin_2BranchMax_3 | 2.5 | 2.5 | 3 | HeaderMin_2.5HeaderMax_3 | 2.5 | INVALID
613 | 43 | 20959-4P-5HP VLSC | VLSC_20959_4P_5HP | 205.8649 | 205.8649 | 205.8649 | 1 | 1 | 2 | D | VLS_Inline | 2 | 2 | 2 | 3 | BranchMin_2BranchMax_3 | 2.5 | 2.5 | 3 | HeaderMin_2.5HeaderMax_3 | 3
613 | 43 | 20959-4P-5HP VLSC | VLSC_20959_4P_5HP | 205.8649 | 205.8649 | 205.8649 | 1 | 1 | 2 | D | VLS_Inline | 2 | 2 | 2 | 3 | BranchMin_2BranchMax_3 | 3 | 2.5 | 3 | HeaderMin_2.5HeaderMax_3 | 2.5 | INVALID
613 | 43 | 20959-4P-5HP VLSC | VLSC_20959_4P_5HP | 205.8649 | 205.8649 | 205.8649 | 1 | 1 | 2 | D | VLS_Inline | 2 | 2 | 2 | 3 | BranchMin_2BranchMax_3 | 3 | 2.5 | 3 | HeaderMin_2.5HeaderMax_3 | 3 | INVALID
614 | 44 | 20959-4P-7.5HP VLSC | VLSC_20959_4P_7.5HP | 227.7916 | 227.7916 | 227.7916 | 1 | 1 | 2 | D | VLS_Inline | 2 | 2 | 2 | 4 | BranchMin_2BranchMax_4 | 2 | 2.5 | 4 | HeaderMin_2.5HeaderMax_4 | 2.5
614 | 44 | 20959-4P-7.5HP VLSC | VLSC_20959_4P_7.5HP | 227.7916 | 227.7916 | 227.7916 | 1 | 1 | 2 | D | VLS_Inline | 2 | 2 | 2 | 4 | BranchMin_2BranchMax_4 | 2 | 2.5 | 4 | HeaderMin_2.5HeaderMax_4 | 3
614 | 44 | 20959-4P-7.5HP VLSC | VLSC_20959_4P_7.5HP | 227.7916 | 227.7916 | 227.7916 | 1 | 1 | 2 | D | VLS_Inline | 2 | 2 | 2 | 4 | BranchMin_2BranchMax_4 | 2 | 2.5 | 4 | HeaderMin_2.5HeaderMax_4 | 4
614 | 44 | 20959-4P-7.5HP VLSC | VLSC_20959_4P_7.5HP | 227.7916 | 227.7916 | 227.7916 | 1 | 1 | 2 | D | VLS_Inline | 2 | 2 | 2 | 4 | BranchMin_2BranchMax_4 | 2.5 | 2.5 | 4 | HeaderMin_2.5HeaderMax_4 | 2.5 | INVALID
614 | 44 | 20959-4P-7.5HP VLSC | VLSC_20959_4P_7.5HP | 227.7916 | 227.7916 | 227.7916 | 1 | 1 | 2 | D | VLS_Inline | 2 | 2 | 2 | 4 | BranchMin_2BranchMax_4 | 2.5 | 2.5 | 4 | HeaderMin_2.5HeaderMax_4 | 3
614 | 44 | 20959-4P-7.5HP VLSC | VLSC_20959_4P_7.5HP | 227.7916 | 227.7916 | 227.7916 | 1 | 1 | 2 | D | VLS_Inline | 2 | 2 | 2 | 4 | BranchMin_2BranchMax_4 | 2.5 | 2.5 | 4 | HeaderMin_2.5HeaderMax_4 | 4
614 | 44 | 20959-4P-7.5HP VLSC | VLSC_20959_4P_7.5HP | 227.7916 | 227.7916 | 227.7916 | 1 | 1 | 2 | D | VLS_Inline | 2 | 2 | 2 | 4 | BranchMin_2BranchMax_4 | 3 | 2.5 | 4 | HeaderMin_2.5HeaderMax_4 | 2.5 | INVALID
614 | 44 | 20959-4P-7.5HP VLSC | VLSC_20959_4P_7.5HP | 227.7916 | 227.7916 | 227.7916 | 1 | 1 | 2 | D | VLS_Inline | 2 | 2 | 2 | 4 | BranchMin_2BranchMax_4 | 3 | 2.5 | 4 | HeaderMin_2.5HeaderMax_4 | 3 | INVALID
614 | 44 | 20959-4P-7.5HP VLSC | VLSC_20959_4P_7.5HP | 227.7916 | 227.7916 | 227.7916 | 1 | 1 | 2 | D | VLS_Inline | 2 | 2 | 2 | 4 | BranchMin_2BranchMax_4 | 3 | 2.5 | 4 | HeaderMin_2.5HeaderMax_4 | 4
614 | 44 | 20959-4P-7.5HP VLSC | VLSC_20959_4P_7.5HP | 227.7916 | 227.7916 | 227.7916 | 1 | 1 | 2 | D | VLS_Inline | 2 | 2 | 2 | 4 | BranchMin_2BranchMax_4 | 4 | 2.5 | 4 | HeaderMin_2.5HeaderMax_4 | 2.5 | INVALID
614 | 44 | 20959-4P-7.5HP VLSC | VLSC_20959_4P_7.5HP | 227.7916 | 227.7916 | 227.7916 | 1 | 1 | 2 | D | VLS_Inline | 2 | 2 | 2 | 4 | BranchMin_2BranchMax_4 | 4 | 2.5 | 4 | HeaderMin_2.5HeaderMax_4 | 3 | INVALID
614 | 44 | 20959-4P-7.5HP VLSC | VLSC_20959_4P_7.5HP | 227.7916 | 227.7916 | 227.7916 | 1 | 1 | 2 | D | VLS_Inline | 2 | 2 | 2 | 4 | BranchMin_2BranchMax_4 | 4 | 2.5 | 4 | HeaderMin_2.5HeaderMax_4 | 4 | INVALID
615 | 45 | 25709-2P-10HP VLSC | VLSC_25709_2P_10HP | 294.5625 | 294.5625 | 294.5625 | 1 | 1 | 2 | D | VLS_Inline | 2.5 | 2.5 | 2.5 | 4 | BranchMin_2.5BranchMax_4 | 2.5 | 3 | 4 | HeaderMin_3HeaderMax_4 | 3
615 | 45 | 25709-2P-10HP VLSC | VLSC_25709_2P_10HP | 294.5625 | 294.5625 | 294.5625 | 1 | 1 | 2 | D | VLS_Inline | 2.5 | 2.5 | 2.5 | 4 | BranchMin_2.5BranchMax_4 | 2.5 | 3 | 4 | HeaderMin_3HeaderMax_4 | 4
615 | 45 | 25709-2P-10HP VLSC | VLSC_25709_2P_10HP | 294.5625 | 294.5625 | 294.5625 | 1 | 1 | 2 | D | VLS_Inline | 2.5 | 2.5 | 2.5 | 4 | BranchMin_2.5BranchMax_4 | 3 | 3 | 4 | HeaderMin_3HeaderMax_4 | 3 | INVALID
615 | 45 | 25709-2P-10HP VLSC | VLSC_25709_2P_10HP | 294.5625 | 294.5625 | 294.5625 | 1 | 1 | 2 | D | VLS_Inline | 2.5 | 2.5 | 2.5 | 4 | BranchMin_2.5BranchMax_4 | 3 | 3 | 4 | HeaderMin_3HeaderMax_4 | 4
615 | 45 | 25709-2P-10HP VLSC | VLSC_25709_2P_10HP | 294.5625 | 294.5625 | 294.5625 | 1 | 1 | 2 | D | VLS_Inline | 2.5 | 2.5 | 2.5 | 4 | BranchMin_2.5BranchMax_4 | 4 | 3 | 4 | HeaderMin_3HeaderMax_4 | 3 | INVALID
615 | 45 | 25709-2P-10HP VLSC | VLSC_25709_2P_10HP | 294.5625 | 294.5625 | 294.5625 | 1 | 1 | 2 | D | VLS_Inline | 2.5 | 2.5 | 2.5 | 4 | BranchMin_2.5BranchMax_4 | 4 | 3 | 4 | HeaderMin_3HeaderMax_4 | 4 | INVALID
616 | 46 | 25709-2P-15HP VLSC | VLSC_25709_2P_15HP | 355.8818 | 355.8818 | 355.8818 | 1 | 1 | 2 | D | VLS_Inline | 2.5 | 2.5 | 2.5 | 4 | BranchMin_2.5BranchMax_4 | 2.5 | 3 | 4 | HeaderMin_3HeaderMax_4 | 3
616 | 46 | 25709-2P-15HP VLSC | VLSC_25709_2P_15HP | 355.8818 | 355.8818 | 355.8818 | 1 | 1 | 2 | D | VLS_Inline | 2.5 | 2.5 | 2.5 | 4 | BranchMin_2.5BranchMax_4 | 2.5 | 3 | 4 | HeaderMin_3HeaderMax_4 | 4
616 | 46 | 25709-2P-15HP VLSC | VLSC_25709_2P_15HP | 355.8818 | 355.8818 | 355.8818 | 1 | 1 | 2 | D | VLS_Inline | 2.5 | 2.5 | 2.5 | 4 | BranchMin_2.5BranchMax_4 | 3 | 3 | 4 | HeaderMin_3HeaderMax_4 | 3 | INVALID
616 | 46 | 25709-2P-15HP VLSC | VLSC_25709_2P_15HP | 355.8818 | 355.8818 | 355.8818 | 1 | 1 | 2 | D | VLS_Inline | 2.5 | 2.5 | 2.5 | 4 | BranchMin_2.5BranchMax_4 | 3 | 3 | 4 | HeaderMin_3HeaderMax_4 | 4
616 | 46 | 25709-2P-15HP VLSC | VLSC_25709_2P_15HP | 355.8818 | 355.8818 | 355.8818 | 1 | 1 | 2 | D | VLS_Inline | 2.5 | 2.5 | 2.5 | 4 | BranchMin_2.5BranchMax_4 | 4 | 3 | 4 | HeaderMin_3HeaderMax_4 | 3 | INVALID
616 | 46 | 25709-2P-15HP VLSC | VLSC_25709_2P_15HP | 355.8818 | 355.8818 | 355.8818 | 1 | 1 | 2 | D | VLS_Inline | 2.5 | 2.5 | 2.5 | 4 | BranchMin_2.5BranchMax_4 | 4 | 3 | 4 | HeaderMin_3HeaderMax_4 | 4 | INVALID
617 | 47 | 25709-2P-20HP VLSC | VLSC_25709_2P_20HP | 415.2757 | 415.2757 | 415.2757 | 1 | 1 | 2 | D | VLS_Inline | 2.5 | 2.5 | 2.5 | 5 | BranchMin_2.5BranchMax_5 | 2.5 | 3 | 5 | HeaderMin_3HeaderMax_5 | 3
617 | 47 | 25709-2P-20HP VLSC | VLSC_25709_2P_20HP | 415.2757 | 415.2757 | 415.2757 | 1 | 1 | 2 | D | VLS_Inline | 2.5 | 2.5 | 2.5 | 5 | BranchMin_2.5BranchMax_5 | 2.5 | 3 | 5 | HeaderMin_3HeaderMax_5 | 4
617 | 47 | 25709-2P-20HP VLSC | VLSC_25709_2P_20HP | 415.2757 | 415.2757 | 415.2757 | 1 | 1 | 2 | D | VLS_Inline | 2.5 | 2.5 | 2.5 | 5 | BranchMin_2.5BranchMax_5 | 2.5 | 3 | 5 | HeaderMin_3HeaderMax_5 | 5
617 | 47 | 25709-2P-20HP VLSC | VLSC_25709_2P_20HP | 415.2757 | 415.2757 | 415.2757 | 1 | 1 | 2 | D | VLS_Inline | 2.5 | 2.5 | 2.5 | 5 | BranchMin_2.5BranchMax_5 | 3 | 3 | 5 | HeaderMin_3HeaderMax_5 | 3 | INVALID
617 | 47 | 25709-2P-20HP VLSC | VLSC_25709_2P_20HP | 415.2757 | 415.2757 | 415.2757 | 1 | 1 | 2 | D | VLS_Inline | 2.5 | 2.5 | 2.5 | 5 | BranchMin_2.5BranchMax_5 | 3 | 3 | 5 | HeaderMin_3HeaderMax_5 | 4
617 | 47 | 25709-2P-20HP VLSC | VLSC_25709_2P_20HP | 415.2757 | 415.2757 | 415.2757 | 1 | 1 | 2 | D | VLS_Inline | 2.5 | 2.5 | 2.5 | 5 | BranchMin_2.5BranchMax_5 | 3 | 3 | 5 | HeaderMin_3HeaderMax_5 | 5
617 | 47 | 25709-2P-20HP VLSC | VLSC_25709_2P_20HP | 415.2757 | 415.2757 | 415.2757 | 1 | 1 | 2 | D | VLS_Inline | 2.5 | 2.5 | 2.5 | 5 | BranchMin_2.5BranchMax_5 | 4 | 3 | 5 | HeaderMin_3HeaderMax_5 | 3 | INVALID
617 | 47 | 25709-2P-20HP VLSC | VLSC_25709_2P_20HP | 415.2757 | 415.2757 | 415.2757 | 1 | 1 | 2 | D | VLS_Inline | 2.5 | 2.5 | 2.5 | 5 | BranchMin_2.5BranchMax_5 | 4 | 3 | 5 | HeaderMin_3HeaderMax_5 | 4 | INVALID
617 | 47 | 25709-2P-20HP VLSC | VLSC_25709_2P_20HP | 415.2757 | 415.2757 | 415.2757 | 1 | 1 | 2 | D | VLS_Inline | 2.5 | 2.5 | 2.5 | 5 | BranchMin_2.5BranchMax_5 | 4 | 3 | 5 | HeaderMin_3HeaderMax_5 | 5
617 | 47 | 25709-2P-20HP VLSC | VLSC_25709_2P_20HP | 415.2757 | 415.2757 | 415.2757 | 1 | 1 | 2 | D | VLS_Inline | 2.5 | 2.5 | 2.5 | 5 | BranchMin_2.5BranchMax_5 | 5 | 3 | 5 | HeaderMin_3HeaderMax_5 | 3 | INVALID
617 | 47 | 25709-2P-20HP VLSC | VLSC_25709_2P_20HP | 415.2757 | 415.2757 | 415.2757 | 1 | 1 | 2 | D | VLS_Inline | 2.5 | 2.5 | 2.5 | 5 | BranchMin_2.5BranchMax_5 | 5 | 3 | 5 | HeaderMin_3HeaderMax_5 | 4 | INVALID
617 | 47 | 25709-2P-20HP VLSC | VLSC_25709_2P_20HP | 415.2757 | 415.2757 | 415.2757 | 1 | 1 | 2 | D | VLS_Inline | 2.5 | 2.5 | 2.5 | 5 | BranchMin_2.5BranchMax_5 | 5 | 3 | 5 | HeaderMin_3HeaderMax_5 | 5 | INVALID
618 | 48 | 25709-2P-25HP VLSC | VLSC_25709_2P_25HP | 449.14 | 449.14 | 449.14 | 1 | 1 | 2 | D | VLS_Inline | 2.5 | 2.5 | 2.5 | 5 | BranchMin_2.5BranchMax_5 | 2.5 | 3 | 5 | HeaderMin_3HeaderMax_5 | 3
618 | 48 | 25709-2P-25HP VLSC | VLSC_25709_2P_25HP | 449.14 | 449.14 | 449.14 | 1 | 1 | 2 | D | VLS_Inline | 2.5 | 2.5 | 2.5 | 5 | BranchMin_2.5BranchMax_5 | 2.5 | 3 | 5 | HeaderMin_3HeaderMax_5 | 4
618 | 48 | 25709-2P-25HP VLSC | VLSC_25709_2P_25HP | 449.14 | 449.14 | 449.14 | 1 | 1 | 2 | D | VLS_Inline | 2.5 | 2.5 | 2.5 | 5 | BranchMin_2.5BranchMax_5 | 2.5 | 3 | 5 | HeaderMin_3HeaderMax_5 | 5
618 | 48 | 25709-2P-25HP VLSC | VLSC_25709_2P_25HP | 449.14 | 449.14 | 449.14 | 1 | 1 | 2 | D | VLS_Inline | 2.5 | 2.5 | 2.5 | 5 | BranchMin_2.5BranchMax_5 | 3 | 3 | 5 | HeaderMin_3HeaderMax_5 | 3 | INVALID
618 | 48 | 25709-2P-25HP VLSC | VLSC_25709_2P_25HP | 449.14 | 449.14 | 449.14 | 1 | 1 | 2 | D | VLS_Inline | 2.5 | 2.5 | 2.5 | 5 | BranchMin_2.5BranchMax_5 | 3 | 3 | 5 | HeaderMin_3HeaderMax_5 | 4
618 | 48 | 25709-2P-25HP VLSC | VLSC_25709_2P_25HP | 449.14 | 449.14 | 449.14 | 1 | 1 | 2 | D | VLS_Inline | 2.5 | 2.5 | 2.5 | 5 | BranchMin_2.5BranchMax_5 | 3 | 3 | 5 | HeaderMin_3HeaderMax_5 | 5
618 | 48 | 25709-2P-25HP VLSC | VLSC_25709_2P_25HP | 449.14 | 449.14 | 449.14 | 1 | 1 | 2 | D | VLS_Inline | 2.5 | 2.5 | 2.5 | 5 | BranchMin_2.5BranchMax_5 | 4 | 3 | 5 | HeaderMin_3HeaderMax_5 | 3 | INVALID
618 | 48 | 25709-2P-25HP VLSC | VLSC_25709_2P_25HP | 449.14 | 449.14 | 449.14 | 1 | 1 | 2 | D | VLS_Inline | 2.5 | 2.5 | 2.5 | 5 | BranchMin_2.5BranchMax_5 | 4 | 3 | 5 | HeaderMin_3HeaderMax_5 | 4 | INVALID
618 | 48 | 25709-2P-25HP VLSC | VLSC_25709_2P_25HP | 449.14 | 449.14 | 449.14 | 1 | 1 | 2 | D | VLS_Inline | 2.5 | 2.5 | 2.5 | 5 | BranchMin_2.5BranchMax_5 | 4 | 3 | 5 | HeaderMin_3HeaderMax_5 | 5
618 | 48 | 25709-2P-25HP VLSC | VLSC_25709_2P_25HP | 449.14 | 449.14 | 449.14 | 1 | 1 | 2 | D | VLS_Inline | 2.5 | 2.5 | 2.5 | 5 | BranchMin_2.5BranchMax_5 | 5 | 3 | 5 | HeaderMin_3HeaderMax_5 | 3 | INVALID
618 | 48 | 25709-2P-25HP VLSC | VLSC_25709_2P_25HP | 449.14 | 449.14 | 449.14 | 1 | 1 | 2 | D | VLS_Inline | 2.5 | 2.5 | 2.5 | 5 | BranchMin_2.5BranchMax_5 | 5 | 3 | 5 | HeaderMin_3HeaderMax_5 | 4 | INVALID
618 | 48 | 25709-2P-25HP VLSC | VLSC_25709_2P_25HP | 449.14 | 449.14 | 449.14 | 1 | 1 | 2 | D | VLS_Inline | 2.5 | 2.5 | 2.5 | 5 | BranchMin_2.5BranchMax_5 | 5 | 3 | 5 | HeaderMin_3HeaderMax_5 | 5 | INVALID
619 | 49 | 25709-4P-3HP VLSC | VLSC_25709_4P_3HP | 222.9265 | 222.9265 | 222.9265 | 1 | 1 | 2 | D | VLS_Inline | 2.5 | 2.5 | 2.5 | 4 | BranchMin_2.5BranchMax_4 | 2.5 | 3 | 4 | HeaderMin_3HeaderMax_4 | 3
619 | 49 | 25709-4P-3HP VLSC | VLSC_25709_4P_3HP | 222.9265 | 222.9265 | 222.9265 | 1 | 1 | 2 | D | VLS_Inline | 2.5 | 2.5 | 2.5 | 4 | BranchMin_2.5BranchMax_4 | 2.5 | 3 | 4 | HeaderMin_3HeaderMax_4 | 4
619 | 49 | 25709-4P-3HP VLSC | VLSC_25709_4P_3HP | 222.9265 | 222.9265 | 222.9265 | 1 | 1 | 2 | D | VLS_Inline | 2.5 | 2.5 | 2.5 | 4 | BranchMin_2.5BranchMax_4 | 3 | 3 | 4 | HeaderMin_3HeaderMax_4 | 3 | INVALID
619 | 49 | 25709-4P-3HP VLSC | VLSC_25709_4P_3HP | 222.9265 | 222.9265 | 222.9265 | 1 | 1 | 2 | D | VLS_Inline | 2.5 | 2.5 | 2.5 | 4 | BranchMin_2.5BranchMax_4 | 3 | 3 | 4 | HeaderMin_3HeaderMax_4 | 4
619 | 49 | 25709-4P-3HP VLSC | VLSC_25709_4P_3HP | 222.9265 | 222.9265 | 222.9265 | 1 | 1 | 2 | D | VLS_Inline | 2.5 | 2.5 | 2.5 | 4 | BranchMin_2.5BranchMax_4 | 4 | 3 | 4 | HeaderMin_3HeaderMax_4 | 3 | INVALID
619 | 49 | 25709-4P-3HP VLSC | VLSC_25709_4P_3HP | 222.9265 | 222.9265 | 222.9265 | 1 | 1 | 2 | D | VLS_Inline | 2.5 | 2.5 | 2.5 | 4 | BranchMin_2.5BranchMax_4 | 4 | 3 | 4 | HeaderMin_3HeaderMax_4 | 4 | INVALID
620 | 50 | 25953-2P-20HP VLSC | VLSC_25953_2P_20HP | 339.6329 | 339.6329 | 339.6329 | 1 | 1 | 2 | D | VLS_Inline | 2.5 | 2.5 | 2.5 | 4 | BranchMin_2.5BranchMax_4 | 2.5 | 3 | 4 | HeaderMin_3HeaderMax_4 | 3
620 | 50 | 25953-2P-20HP VLSC | VLSC_25953_2P_20HP | 339.6329 | 339.6329 | 339.6329 | 1 | 1 | 2 | D | VLS_Inline | 2.5 | 2.5 | 2.5 | 4 | BranchMin_2.5BranchMax_4 | 2.5 | 3 | 4 | HeaderMin_3HeaderMax_4 | 4
620 | 50 | 25953-2P-20HP VLSC | VLSC_25953_2P_20HP | 339.6329 | 339.6329 | 339.6329 | 1 | 1 | 2 | D | VLS_Inline | 2.5 | 2.5 | 2.5 | 4 | BranchMin_2.5BranchMax_4 | 3 | 3 | 4 | HeaderMin_3HeaderMax_4 | 3 | INVALID
620 | 50 | 25953-2P-20HP VLSC | VLSC_25953_2P_20HP | 339.6329 | 339.6329 | 339.6329 | 1 | 1 | 2 | D | VLS_Inline | 2.5 | 2.5 | 2.5 | 4 | BranchMin_2.5BranchMax_4 | 3 | 3 | 4 | HeaderMin_3HeaderMax_4 | 4
620 | 50 | 25953-2P-20HP VLSC | VLSC_25953_2P_20HP | 339.6329 | 339.6329 | 339.6329 | 1 | 1 | 2 | D | VLS_Inline | 2.5 | 2.5 | 2.5 | 4 | BranchMin_2.5BranchMax_4 | 4 | 3 | 4 | HeaderMin_3HeaderMax_4 | 3 | INVALID
620 | 50 | 25953-2P-20HP VLSC | VLSC_25953_2P_20HP | 339.6329 | 339.6329 | 339.6329 | 1 | 1 | 2 | D | VLS_Inline | 2.5 | 2.5 | 2.5 | 4 | BranchMin_2.5BranchMax_4 | 4 | 3 | 4 | HeaderMin_3HeaderMax_4 | 4 | INVALID
621 | 51 | 25953-2P-25HP VLSC | VLSC_25953_2P_25HP | 384.0902 | 384.0902 | 384.0902 | 1 | 1 | 2 | D | VLS_Inline | 2.5 | 2.5 | 2.5 | 4 | BranchMin_2.5BranchMax_4 | 2.5 | 3 | 4 | HeaderMin_3HeaderMax_4 | 3
621 | 51 | 25953-2P-25HP VLSC | VLSC_25953_2P_25HP | 384.0902 | 384.0902 | 384.0902 | 1 | 1 | 2 | D | VLS_Inline | 2.5 | 2.5 | 2.5 | 4 | BranchMin_2.5BranchMax_4 | 2.5 | 3 | 4 | HeaderMin_3HeaderMax_4 | 4
621 | 51 | 25953-2P-25HP VLSC | VLSC_25953_2P_25HP | 384.0902 | 384.0902 | 384.0902 | 1 | 1 | 2 | D | VLS_Inline | 2.5 | 2.5 | 2.5 | 4 | BranchMin_2.5BranchMax_4 | 3 | 3 | 4 | HeaderMin_3HeaderMax_4 | 3 | INVALID
621 | 51 | 25953-2P-25HP VLSC | VLSC_25953_2P_25HP | 384.0902 | 384.0902 | 384.0902 | 1 | 1 | 2 | D | VLS_Inline | 2.5 | 2.5 | 2.5 | 4 | BranchMin_2.5BranchMax_4 | 3 | 3 | 4 | HeaderMin_3HeaderMax_4 | 4
621 | 51 | 25953-2P-25HP VLSC | VLSC_25953_2P_25HP | 384.0902 | 384.0902 | 384.0902 | 1 | 1 | 2 | D | VLS_Inline | 2.5 | 2.5 | 2.5 | 4 | BranchMin_2.5BranchMax_4 | 4 | 3 | 4 | HeaderMin_3HeaderMax_4 | 3 | INVALID
621 | 51 | 25953-2P-25HP VLSC | VLSC_25953_2P_25HP | 384.0902 | 384.0902 | 384.0902 | 1 | 1 | 2 | D | VLS_Inline | 2.5 | 2.5 | 2.5 | 4 | BranchMin_2.5BranchMax_4 | 4 | 3 | 4 | HeaderMin_3HeaderMax_4 | 4 | INVALID
622 | 52 | 25953-2P-30HP VLSC | VLSC_25953_2P_30HP | 424.5536 | 424.5536 | 424.5536 | 1 | 1 | 2 | D | VLS_Inline | 2.5 | 2.5 | 2.5 | 5 | BranchMin_2.5BranchMax_5 | 2.5 | 3 | 5 | HeaderMin_3HeaderMax_5 | 3
622 | 52 | 25953-2P-30HP VLSC | VLSC_25953_2P_30HP | 424.5536 | 424.5536 | 424.5536 | 1 | 1 | 2 | D | VLS_Inline | 2.5 | 2.5 | 2.5 | 5 | BranchMin_2.5BranchMax_5 | 2.5 | 3 | 5 | HeaderMin_3HeaderMax_5 | 4
622 | 52 | 25953-2P-30HP VLSC | VLSC_25953_2P_30HP | 424.5536 | 424.5536 | 424.5536 | 1 | 1 | 2 | D | VLS_Inline | 2.5 | 2.5 | 2.5 | 5 | BranchMin_2.5BranchMax_5 | 2.5 | 3 | 5 | HeaderMin_3HeaderMax_5 | 5
622 | 52 | 25953-2P-30HP VLSC | VLSC_25953_2P_30HP | 424.5536 | 424.5536 | 424.5536 | 1 | 1 | 2 | D | VLS_Inline | 2.5 | 2.5 | 2.5 | 5 | BranchMin_2.5BranchMax_5 | 3 | 3 | 5 | HeaderMin_3HeaderMax_5 | 3 | INVALID
622 | 52 | 25953-2P-30HP VLSC | VLSC_25953_2P_30HP | 424.5536 | 424.5536 | 424.5536 | 1 | 1 | 2 | D | VLS_Inline | 2.5 | 2.5 | 2.5 | 5 | BranchMin_2.5BranchMax_5 | 3 | 3 | 5 | HeaderMin_3HeaderMax_5 | 4
622 | 52 | 25953-2P-30HP VLSC | VLSC_25953_2P_30HP | 424.5536 | 424.5536 | 424.5536 | 1 | 1 | 2 | D | VLS_Inline | 2.5 | 2.5 | 2.5 | 5 | BranchMin_2.5BranchMax_5 | 3 | 3 | 5 | HeaderMin_3HeaderMax_5 | 5
622 | 52 | 25953-2P-30HP VLSC | VLSC_25953_2P_30HP | 424.5536 | 424.5536 | 424.5536 | 1 | 1 | 2 | D | VLS_Inline | 2.5 | 2.5 | 2.5 | 5 | BranchMin_2.5BranchMax_5 | 4 | 3 | 5 | HeaderMin_3HeaderMax_5 | 3 | INVALID
622 | 52 | 25953-2P-30HP VLSC | VLSC_25953_2P_30HP | 424.5536 | 424.5536 | 424.5536 | 1 | 1 | 2 | D | VLS_Inline | 2.5 | 2.5 | 2.5 | 5 | BranchMin_2.5BranchMax_5 | 4 | 3 | 5 | HeaderMin_3HeaderMax_5 | 4 | INVALID
622 | 52 | 25953-2P-30HP VLSC | VLSC_25953_2P_30HP | 424.5536 | 424.5536 | 424.5536 | 1 | 1 | 2 | D | VLS_Inline | 2.5 | 2.5 | 2.5 | 5 | BranchMin_2.5BranchMax_5 | 4 | 3 | 5 | HeaderMin_3HeaderMax_5 | 5
622 | 52 | 25953-2P-30HP VLSC | VLSC_25953_2P_30HP | 424.5536 | 424.5536 | 424.5536 | 1 | 1 | 2 | D | VLS_Inline | 2.5 | 2.5 | 2.5 | 5 | BranchMin_2.5BranchMax_5 | 5 | 3 | 5 | HeaderMin_3HeaderMax_5 | 3 | INVALID
622 | 52 | 25953-2P-30HP VLSC | VLSC_25953_2P_30HP | 424.5536 | 424.5536 | 424.5536 | 1 | 1 | 2 | D | VLS_Inline | 2.5 | 2.5 | 2.5 | 5 | BranchMin_2.5BranchMax_5 | 5 | 3 | 5 | HeaderMin_3HeaderMax_5 | 4 | INVALID
622 | 52 | 25953-2P-30HP VLSC | VLSC_25953_2P_30HP | 424.5536 | 424.5536 | 424.5536 | 1 | 1 | 2 | D | VLS_Inline | 2.5 | 2.5 | 2.5 | 5 | BranchMin_2.5BranchMax_5 | 5 | 3 | 5 | HeaderMin_3HeaderMax_5 | 5 | INVALID
623 | 53 | 25953-2P-40HP VLSC | VLSC_25953_2P_40HP | 491.3603 | 491.3603 | 491.3603 | 1 | 1 | 2 | D | VLS_Inline | 2.5 | 2.5 | 2.5 | 5 | BranchMin_2.5BranchMax_5 | 2.5 | 3 | 5 | HeaderMin_3HeaderMax_5 | 3
623 | 53 | 25953-2P-40HP VLSC | VLSC_25953_2P_40HP | 491.3603 | 491.3603 | 491.3603 | 1 | 1 | 2 | D | VLS_Inline | 2.5 | 2.5 | 2.5 | 5 | BranchMin_2.5BranchMax_5 | 2.5 | 3 | 5 | HeaderMin_3HeaderMax_5 | 4
623 | 53 | 25953-2P-40HP VLSC | VLSC_25953_2P_40HP | 491.3603 | 491.3603 | 491.3603 | 1 | 1 | 2 | D | VLS_Inline | 2.5 | 2.5 | 2.5 | 5 | BranchMin_2.5BranchMax_5 | 2.5 | 3 | 5 | HeaderMin_3HeaderMax_5 | 5
623 | 53 | 25953-2P-40HP VLSC | VLSC_25953_2P_40HP | 491.3603 | 491.3603 | 491.3603 | 1 | 1 | 2 | D | VLS_Inline | 2.5 | 2.5 | 2.5 | 5 | BranchMin_2.5BranchMax_5 | 3 | 3 | 5 | HeaderMin_3HeaderMax_5 | 3 | INVALID
623 | 53 | 25953-2P-40HP VLSC | VLSC_25953_2P_40HP | 491.3603 | 491.3603 | 491.3603 | 1 | 1 | 2 | D | VLS_Inline | 2.5 | 2.5 | 2.5 | 5 | BranchMin_2.5BranchMax_5 | 3 | 3 | 5 | HeaderMin_3HeaderMax_5 | 4
623 | 53 | 25953-2P-40HP VLSC | VLSC_25953_2P_40HP | 491.3603 | 491.3603 | 491.3603 | 1 | 1 | 2 | D | VLS_Inline | 2.5 | 2.5 | 2.5 | 5 | BranchMin_2.5BranchMax_5 | 3 | 3 | 5 | HeaderMin_3HeaderMax_5 | 5
623 | 53 | 25953-2P-40HP VLSC | VLSC_25953_2P_40HP | 491.3603 | 491.3603 | 491.3603 | 1 | 1 | 2 | D | VLS_Inline | 2.5 | 2.5 | 2.5 | 5 | BranchMin_2.5BranchMax_5 | 4 | 3 | 5 | HeaderMin_3HeaderMax_5 | 3 | INVALID
623 | 53 | 25953-2P-40HP VLSC | VLSC_25953_2P_40HP | 491.3603 | 491.3603 | 491.3603 | 1 | 1 | 2 | D | VLS_Inline | 2.5 | 2.5 | 2.5 | 5 | BranchMin_2.5BranchMax_5 | 4 | 3 | 5 | HeaderMin_3HeaderMax_5 | 4 | INVALID
623 | 53 | 25953-2P-40HP VLSC | VLSC_25953_2P_40HP | 491.3603 | 491.3603 | 491.3603 | 1 | 1 | 2 | D | VLS_Inline | 2.5 | 2.5 | 2.5 | 5 | BranchMin_2.5BranchMax_5 | 4 | 3 | 5 | HeaderMin_3HeaderMax_5 | 5
623 | 53 | 25953-2P-40HP VLSC | VLSC_25953_2P_40HP | 491.3603 | 491.3603 | 491.3603 | 1 | 1 | 2 | D | VLS_Inline | 2.5 | 2.5 | 2.5 | 5 | BranchMin_2.5BranchMax_5 | 5 | 3 | 5 | HeaderMin_3HeaderMax_5 | 3 | INVALID
623 | 53 | 25953-2P-40HP VLSC | VLSC_25953_2P_40HP | 491.3603 | 491.3603 | 491.3603 | 1 | 1 | 2 | D | VLS_Inline | 2.5 | 2.5 | 2.5 | 5 | BranchMin_2.5BranchMax_5 | 5 | 3 | 5 | HeaderMin_3HeaderMax_5 | 4 | INVALID
623 | 53 | 25953-2P-40HP VLSC | VLSC_25953_2P_40HP | 491.3603 | 491.3603 | 491.3603 | 1 | 1 | 2 | D | VLS_Inline | 2.5 | 2.5 | 2.5 | 5 | BranchMin_2.5BranchMax_5 | 5 | 3 | 5 | HeaderMin_3HeaderMax_5 | 5 | INVALID
624 | 54 | 25953-2P-50HP VLSC | VLSC_25953_2P_50HP | 551.7418 | 551.7418 | 551.7418 | 1 | 1 | 2 | D | VLS_Inline | 2.5 | 2.5 | 2.5 | 5 | BranchMin_2.5BranchMax_5 | 2.5 | 3 | 5 | HeaderMin_3HeaderMax_5 | 3
624 | 54 | 25953-2P-50HP VLSC | VLSC_25953_2P_50HP | 551.7418 | 551.7418 | 551.7418 | 1 | 1 | 2 | D | VLS_Inline | 2.5 | 2.5 | 2.5 | 5 | BranchMin_2.5BranchMax_5 | 2.5 | 3 | 5 | HeaderMin_3HeaderMax_5 | 4
624 | 54 | 25953-2P-50HP VLSC | VLSC_25953_2P_50HP | 551.7418 | 551.7418 | 551.7418 | 1 | 1 | 2 | D | VLS_Inline | 2.5 | 2.5 | 2.5 | 5 | BranchMin_2.5BranchMax_5 | 2.5 | 3 | 5 | HeaderMin_3HeaderMax_5 | 5
624 | 54 | 25953-2P-50HP VLSC | VLSC_25953_2P_50HP | 551.7418 | 551.7418 | 551.7418 | 1 | 1 | 2 | D | VLS_Inline | 2.5 | 2.5 | 2.5 | 5 | BranchMin_2.5BranchMax_5 | 3 | 3 | 5 | HeaderMin_3HeaderMax_5 | 3 | INVALID
624 | 54 | 25953-2P-50HP VLSC | VLSC_25953_2P_50HP | 551.7418 | 551.7418 | 551.7418 | 1 | 1 | 2 | D | VLS_Inline | 2.5 | 2.5 | 2.5 | 5 | BranchMin_2.5BranchMax_5 | 3 | 3 | 5 | HeaderMin_3HeaderMax_5 | 4
624 | 54 | 25953-2P-50HP VLSC | VLSC_25953_2P_50HP | 551.7418 | 551.7418 | 551.7418 | 1 | 1 | 2 | D | VLS_Inline | 2.5 | 2.5 | 2.5 | 5 | BranchMin_2.5BranchMax_5 | 3 | 3 | 5 | HeaderMin_3HeaderMax_5 | 5
624 | 54 | 25953-2P-50HP VLSC | VLSC_25953_2P_50HP | 551.7418 | 551.7418 | 551.7418 | 1 | 1 | 2 | D | VLS_Inline | 2.5 | 2.5 | 2.5 | 5 | BranchMin_2.5BranchMax_5 | 4 | 3 | 5 | HeaderMin_3HeaderMax_5 | 3 | INVALID
624 | 54 | 25953-2P-50HP VLSC | VLSC_25953_2P_50HP | 551.7418 | 551.7418 | 551.7418 | 1 | 1 | 2 | D | VLS_Inline | 2.5 | 2.5 | 2.5 | 5 | BranchMin_2.5BranchMax_5 | 4 | 3 | 5 | HeaderMin_3HeaderMax_5 | 4 | INVALID
624 | 54 | 25953-2P-50HP VLSC | VLSC_25953_2P_50HP | 551.7418 | 551.7418 | 551.7418 | 1 | 1 | 2 | D | VLS_Inline | 2.5 | 2.5 | 2.5 | 5 | BranchMin_2.5BranchMax_5 | 4 | 3 | 5 | HeaderMin_3HeaderMax_5 | 5
624 | 54 | 25953-2P-50HP VLSC | VLSC_25953_2P_50HP | 551.7418 | 551.7418 | 551.7418 | 1 | 1 | 2 | D | VLS_Inline | 2.5 | 2.5 | 2.5 | 5 | BranchMin_2.5BranchMax_5 | 5 | 3 | 5 | HeaderMin_3HeaderMax_5 | 3 | INVALID
624 | 54 | 25953-2P-50HP VLSC | VLSC_25953_2P_50HP | 551.7418 | 551.7418 | 551.7418 | 1 | 1 | 2 | D | VLS_Inline | 2.5 | 2.5 | 2.5 | 5 | BranchMin_2.5BranchMax_5 | 5 | 3 | 5 | HeaderMin_3HeaderMax_5 | 4 | INVALID
624 | 54 | 25953-2P-50HP VLSC | VLSC_25953_2P_50HP | 551.7418 | 551.7418 | 551.7418 | 1 | 1 | 2 | D | VLS_Inline | 2.5 | 2.5 | 2.5 | 5 | BranchMin_2.5BranchMax_5 | 5 | 3 | 5 | HeaderMin_3HeaderMax_5 | 5 | INVALID
625 | 55 | 25953-2P-60HP VLSC | VLSC_25953_2P_60HP | 573.0512 | 573.0512 | 573.0512 | 1 | 1 | 2 | D | VLS_Inline | 2.5 | 2.5 | 2.5 | 5 | BranchMin_2.5BranchMax_5 | 2.5 | 3 | 5 | HeaderMin_3HeaderMax_5 | 3
625 | 55 | 25953-2P-60HP VLSC | VLSC_25953_2P_60HP | 573.0512 | 573.0512 | 573.0512 | 1 | 1 | 2 | D | VLS_Inline | 2.5 | 2.5 | 2.5 | 5 | BranchMin_2.5BranchMax_5 | 2.5 | 3 | 5 | HeaderMin_3HeaderMax_5 | 4
625 | 55 | 25953-2P-60HP VLSC | VLSC_25953_2P_60HP | 573.0512 | 573.0512 | 573.0512 | 1 | 1 | 2 | D | VLS_Inline | 2.5 | 2.5 | 2.5 | 5 | BranchMin_2.5BranchMax_5 | 2.5 | 3 | 5 | HeaderMin_3HeaderMax_5 | 5
625 | 55 | 25953-2P-60HP VLSC | VLSC_25953_2P_60HP | 573.0512 | 573.0512 | 573.0512 | 1 | 1 | 2 | D | VLS_Inline | 2.5 | 2.5 | 2.5 | 5 | BranchMin_2.5BranchMax_5 | 3 | 3 | 5 | HeaderMin_3HeaderMax_5 | 3 | INVALID
625 | 55 | 25953-2P-60HP VLSC | VLSC_25953_2P_60HP | 573.0512 | 573.0512 | 573.0512 | 1 | 1 | 2 | D | VLS_Inline | 2.5 | 2.5 | 2.5 | 5 | BranchMin_2.5BranchMax_5 | 3 | 3 | 5 | HeaderMin_3HeaderMax_5 | 4
625 | 55 | 25953-2P-60HP VLSC | VLSC_25953_2P_60HP | 573.0512 | 573.0512 | 573.0512 | 1 | 1 | 2 | D | VLS_Inline | 2.5 | 2.5 | 2.5 | 5 | BranchMin_2.5BranchMax_5 | 3 | 3 | 5 | HeaderMin_3HeaderMax_5 | 5
625 | 55 | 25953-2P-60HP VLSC | VLSC_25953_2P_60HP | 573.0512 | 573.0512 | 573.0512 | 1 | 1 | 2 | D | VLS_Inline | 2.5 | 2.5 | 2.5 | 5 | BranchMin_2.5BranchMax_5 | 4 | 3 | 5 | HeaderMin_3HeaderMax_5 | 3 | INVALID
625 | 55 | 25953-2P-60HP VLSC | VLSC_25953_2P_60HP | 573.0512 | 573.0512 | 573.0512 | 1 | 1 | 2 | D | VLS_Inline | 2.5 | 2.5 | 2.5 | 5 | BranchMin_2.5BranchMax_5 | 4 | 3 | 5 | HeaderMin_3HeaderMax_5 | 4 | INVALID
625 | 55 | 25953-2P-60HP VLSC | VLSC_25953_2P_60HP | 573.0512 | 573.0512 | 573.0512 | 1 | 1 | 2 | D | VLS_Inline | 2.5 | 2.5 | 2.5 | 5 | BranchMin_2.5BranchMax_5 | 4 | 3 | 5 | HeaderMin_3HeaderMax_5 | 5
625 | 55 | 25953-2P-60HP VLSC | VLSC_25953_2P_60HP | 573.0512 | 573.0512 | 573.0512 | 1 | 1 | 2 | D | VLS_Inline | 2.5 | 2.5 | 2.5 | 5 | BranchMin_2.5BranchMax_5 | 5 | 3 | 5 | HeaderMin_3HeaderMax_5 | 3 | INVALID
625 | 55 | 25953-2P-60HP VLSC | VLSC_25953_2P_60HP | 573.0512 | 573.0512 | 573.0512 | 1 | 1 | 2 | D | VLS_Inline | 2.5 | 2.5 | 2.5 | 5 | BranchMin_2.5BranchMax_5 | 5 | 3 | 5 | HeaderMin_3HeaderMax_5 | 4 | INVALID
625 | 55 | 25953-2P-60HP VLSC | VLSC_25953_2P_60HP | 573.0512 | 573.0512 | 573.0512 | 1 | 1 | 2 | D | VLS_Inline | 2.5 | 2.5 | 2.5 | 5 | BranchMin_2.5BranchMax_5 | 5 | 3 | 5 | HeaderMin_3HeaderMax_5 | 5 | INVALID
626 | 56 | 25953-4P-3HP VLSC | VLSC_25953_4P_3HP | 179.981 | 179.981 | 179.981 | 1 | 1 | 2 | D | VLS_Inline | 2.5 | 2.5 | 2.5 | 3 | BranchMin_2.5BranchMax_3 | 2.5 | 3 | 3 | HeaderMin_3HeaderMax_3 | 3
626 | 56 | 25953-4P-3HP VLSC | VLSC_25953_4P_3HP | 179.981 | 179.981 | 179.981 | 1 | 1 | 2 | D | VLS_Inline | 2.5 | 2.5 | 2.5 | 3 | BranchMin_2.5BranchMax_3 | 3 | 3 | 3 | HeaderMin_3HeaderMax_3 | 3 | INVALID
627 | 57 | 25953-4P-5HP VLSC | VLSC_25953_4P_5HP | 237.9031 | 237.9031 | 237.9031 | 1 | 1 | 2 | D | VLS_Inline | 2.5 | 2.5 | 2.5 | 4 | BranchMin_2.5BranchMax_4 | 2.5 | 3 | 4 | HeaderMin_3HeaderMax_4 | 3
627 | 57 | 25953-4P-5HP VLSC | VLSC_25953_4P_5HP | 237.9031 | 237.9031 | 237.9031 | 1 | 1 | 2 | D | VLS_Inline | 2.5 | 2.5 | 2.5 | 4 | BranchMin_2.5BranchMax_4 | 2.5 | 3 | 4 | HeaderMin_3HeaderMax_4 | 4
627 | 57 | 25953-4P-5HP VLSC | VLSC_25953_4P_5HP | 237.9031 | 237.9031 | 237.9031 | 1 | 1 | 2 | D | VLS_Inline | 2.5 | 2.5 | 2.5 | 4 | BranchMin_2.5BranchMax_4 | 3 | 3 | 4 | HeaderMin_3HeaderMax_4 | 3 | INVALID
627 | 57 | 25953-4P-5HP VLSC | VLSC_25953_4P_5HP | 237.9031 | 237.9031 | 237.9031 | 1 | 1 | 2 | D | VLS_Inline | 2.5 | 2.5 | 2.5 | 4 | BranchMin_2.5BranchMax_4 | 3 | 3 | 4 | HeaderMin_3HeaderMax_4 | 4
627 | 57 | 25953-4P-5HP VLSC | VLSC_25953_4P_5HP | 237.9031 | 237.9031 | 237.9031 | 1 | 1 | 2 | D | VLS_Inline | 2.5 | 2.5 | 2.5 | 4 | BranchMin_2.5BranchMax_4 | 4 | 3 | 4 | HeaderMin_3HeaderMax_4 | 3 | INVALID
627 | 57 | 25953-4P-5HP VLSC | VLSC_25953_4P_5HP | 237.9031 | 237.9031 | 237.9031 | 1 | 1 | 2 | D | VLS_Inline | 2.5 | 2.5 | 2.5 | 4 | BranchMin_2.5BranchMax_4 | 4 | 3 | 4 | HeaderMin_3HeaderMax_4 | 4 | INVALID
628 | 58 | 25953-4P-7.5HP VLSC | VLSC_25953_4P_7.5HP | 284.3868 | 284.3868 | 284.3868 | 1 | 1 | 2 | D | VLS_Inline | 2.5 | 2.5 | 2.5 | 4 | BranchMin_2.5BranchMax_4 | 2.5 | 3 | 4 | HeaderMin_3HeaderMax_4 | 3
628 | 58 | 25953-4P-7.5HP VLSC | VLSC_25953_4P_7.5HP | 284.3868 | 284.3868 | 284.3868 | 1 | 1 | 2 | D | VLS_Inline | 2.5 | 2.5 | 2.5 | 4 | BranchMin_2.5BranchMax_4 | 2.5 | 3 | 4 | HeaderMin_3HeaderMax_4 | 4
628 | 58 | 25953-4P-7.5HP VLSC | VLSC_25953_4P_7.5HP | 284.3868 | 284.3868 | 284.3868 | 1 | 1 | 2 | D | VLS_Inline | 2.5 | 2.5 | 2.5 | 4 | BranchMin_2.5BranchMax_4 | 3 | 3 | 4 | HeaderMin_3HeaderMax_4 | 3 | INVALID
628 | 58 | 25953-4P-7.5HP VLSC | VLSC_25953_4P_7.5HP | 284.3868 | 284.3868 | 284.3868 | 1 | 1 | 2 | D | VLS_Inline | 2.5 | 2.5 | 2.5 | 4 | BranchMin_2.5BranchMax_4 | 3 | 3 | 4 | HeaderMin_3HeaderMax_4 | 4
628 | 58 | 25953-4P-7.5HP VLSC | VLSC_25953_4P_7.5HP | 284.3868 | 284.3868 | 284.3868 | 1 | 1 | 2 | D | VLS_Inline | 2.5 | 2.5 | 2.5 | 4 | BranchMin_2.5BranchMax_4 | 4 | 3 | 4 | HeaderMin_3HeaderMax_4 | 3 | INVALID
628 | 58 | 25953-4P-7.5HP VLSC | VLSC_25953_4P_7.5HP | 284.3868 | 284.3868 | 284.3868 | 1 | 1 | 2 | D | VLS_Inline | 2.5 | 2.5 | 2.5 | 4 | BranchMin_2.5BranchMax_4 | 4 | 3 | 4 | HeaderMin_3HeaderMax_4 | 4 | INVALID
629 | 59 | 25121-4P-7.5HP VLSC | VLSC_25121_4P_7.5HP | 260.585 | 260.585 | 260.585 | 1 | 1 | 2 | D | VLS_Inline | 2.5 | 2.5 | 2.5 | 4 | BranchMin_2.5BranchMax_4 | 2.5 | 3 | 4 | HeaderMin_3HeaderMax_4 | 3
629 | 59 | 25121-4P-7.5HP VLSC | VLSC_25121_4P_7.5HP | 260.585 | 260.585 | 260.585 | 1 | 1 | 2 | D | VLS_Inline | 2.5 | 2.5 | 2.5 | 4 | BranchMin_2.5BranchMax_4 | 2.5 | 3 | 4 | HeaderMin_3HeaderMax_4 | 4
629 | 59 | 25121-4P-7.5HP VLSC | VLSC_25121_4P_7.5HP | 260.585 | 260.585 | 260.585 | 1 | 1 | 2 | D | VLS_Inline | 2.5 | 2.5 | 2.5 | 4 | BranchMin_2.5BranchMax_4 | 3 | 3 | 4 | HeaderMin_3HeaderMax_4 | 3 | INVALID
629 | 59 | 25121-4P-7.5HP VLSC | VLSC_25121_4P_7.5HP | 260.585 | 260.585 | 260.585 | 1 | 1 | 2 | D | VLS_Inline | 2.5 | 2.5 | 2.5 | 4 | BranchMin_2.5BranchMax_4 | 3 | 3 | 4 | HeaderMin_3HeaderMax_4 | 4
629 | 59 | 25121-4P-7.5HP VLSC | VLSC_25121_4P_7.5HP | 260.585 | 260.585 | 260.585 | 1 | 1 | 2 | D | VLS_Inline | 2.5 | 2.5 | 2.5 | 4 | BranchMin_2.5BranchMax_4 | 4 | 3 | 4 | HeaderMin_3HeaderMax_4 | 3 | INVALID
629 | 59 | 25121-4P-7.5HP VLSC | VLSC_25121_4P_7.5HP | 260.585 | 260.585 | 260.585 | 1 | 1 | 2 | D | VLS_Inline | 2.5 | 2.5 | 2.5 | 4 | BranchMin_2.5BranchMax_4 | 4 | 3 | 4 | HeaderMin_3HeaderMax_4 | 4 | INVALID
630 | 60 | 25121-4P-10HP VLSC | VLSC_25121_4P_10HP | 273.2839 | 273.2839 | 273.2839 | 1 | 1 | 2 | D | VLS_Inline | 2.5 | 2.5 | 2.5 | 4 | BranchMin_2.5BranchMax_4 | 2.5 | 3 | 4 | HeaderMin_3HeaderMax_4 | 3
630 | 60 | 25121-4P-10HP VLSC | VLSC_25121_4P_10HP | 273.2839 | 273.2839 | 273.2839 | 1 | 1 | 2 | D | VLS_Inline | 2.5 | 2.5 | 2.5 | 4 | BranchMin_2.5BranchMax_4 | 2.5 | 3 | 4 | HeaderMin_3HeaderMax_4 | 4
630 | 60 | 25121-4P-10HP VLSC | VLSC_25121_4P_10HP | 273.2839 | 273.2839 | 273.2839 | 1 | 1 | 2 | D | VLS_Inline | 2.5 | 2.5 | 2.5 | 4 | BranchMin_2.5BranchMax_4 | 3 | 3 | 4 | HeaderMin_3HeaderMax_4 | 3 | INVALID
630 | 60 | 25121-4P-10HP VLSC | VLSC_25121_4P_10HP | 273.2839 | 273.2839 | 273.2839 | 1 | 1 | 2 | D | VLS_Inline | 2.5 | 2.5 | 2.5 | 4 | BranchMin_2.5BranchMax_4 | 3 | 3 | 4 | HeaderMin_3HeaderMax_4 | 4
630 | 60 | 25121-4P-10HP VLSC | VLSC_25121_4P_10HP | 273.2839 | 273.2839 | 273.2839 | 1 | 1 | 2 | D | VLS_Inline | 2.5 | 2.5 | 2.5 | 4 | BranchMin_2.5BranchMax_4 | 4 | 3 | 4 | HeaderMin_3HeaderMax_4 | 3 | INVALID
630 | 60 | 25121-4P-10HP VLSC | VLSC_25121_4P_10HP | 273.2839 | 273.2839 | 273.2839 | 1 | 1 | 2 | D | VLS_Inline | 2.5 | 2.5 | 2.5 | 4 | BranchMin_2.5BranchMax_4 | 4 | 3 | 4 | HeaderMin_3HeaderMax_4 | 4 | INVALID
631 | 61 | 25121-4P-15HP VLSC | VLSC_25121_4P_15HP | 330.9972 | 330.9972 | 330.9972 | 1 | 1 | 2 | D | VLS_Inline | 2.5 | 2.5 | 2.5 | 4 | BranchMin_2.5BranchMax_4 | 2.5 | 3 | 4 | HeaderMin_3HeaderMax_4 | 3
631 | 61 | 25121-4P-15HP VLSC | VLSC_25121_4P_15HP | 330.9972 | 330.9972 | 330.9972 | 1 | 1 | 2 | D | VLS_Inline | 2.5 | 2.5 | 2.5 | 4 | BranchMin_2.5BranchMax_4 | 2.5 | 3 | 4 | HeaderMin_3HeaderMax_4 | 4
631 | 61 | 25121-4P-15HP VLSC | VLSC_25121_4P_15HP | 330.9972 | 330.9972 | 330.9972 | 1 | 1 | 2 | D | VLS_Inline | 2.5 | 2.5 | 2.5 | 4 | BranchMin_2.5BranchMax_4 | 3 | 3 | 4 | HeaderMin_3HeaderMax_4 | 3 | INVALID
631 | 61 | 25121-4P-15HP VLSC | VLSC_25121_4P_15HP | 330.9972 | 330.9972 | 330.9972 | 1 | 1 | 2 | D | VLS_Inline | 2.5 | 2.5 | 2.5 | 4 | BranchMin_2.5BranchMax_4 | 3 | 3 | 4 | HeaderMin_3HeaderMax_4 | 4
631 | 61 | 25121-4P-15HP VLSC | VLSC_25121_4P_15HP | 330.9972 | 330.9972 | 330.9972 | 1 | 1 | 2 | D | VLS_Inline | 2.5 | 2.5 | 2.5 | 4 | BranchMin_2.5BranchMax_4 | 4 | 3 | 4 | HeaderMin_3HeaderMax_4 | 3 | INVALID
631 | 61 | 25121-4P-15HP VLSC | VLSC_25121_4P_15HP | 330.9972 | 330.9972 | 330.9972 | 1 | 1 | 2 | D | VLS_Inline | 2.5 | 2.5 | 2.5 | 4 | BranchMin_2.5BranchMax_4 | 4 | 3 | 4 | HeaderMin_3HeaderMax_4 | 4 | INVALID
632 | 62 | 30707-2P-15HP VLSC | VLSC_30707_2P_15HP | 524.7552 | 524.7552 | 524.7552 | 1 | 1 | 2 | D | VLS_Inline | 3 | 3 | 3 | 5 | BranchMin_3BranchMax_5 | 3 | 4 | 5 | HeaderMin_4HeaderMax_5 | 4
632 | 62 | 30707-2P-15HP VLSC | VLSC_30707_2P_15HP | 524.7552 | 524.7552 | 524.7552 | 1 | 1 | 2 | D | VLS_Inline | 3 | 3 | 3 | 5 | BranchMin_3BranchMax_5 | 3 | 4 | 5 | HeaderMin_4HeaderMax_5 | 5
632 | 62 | 30707-2P-15HP VLSC | VLSC_30707_2P_15HP | 524.7552 | 524.7552 | 524.7552 | 1 | 1 | 2 | D | VLS_Inline | 3 | 3 | 3 | 5 | BranchMin_3BranchMax_5 | 4 | 4 | 5 | HeaderMin_4HeaderMax_5 | 4 | INVALID
632 | 62 | 30707-2P-15HP VLSC | VLSC_30707_2P_15HP | 524.7552 | 524.7552 | 524.7552 | 1 | 1 | 2 | D | VLS_Inline | 3 | 3 | 3 | 5 | BranchMin_3BranchMax_5 | 4 | 4 | 5 | HeaderMin_4HeaderMax_5 | 5
632 | 62 | 30707-2P-15HP VLSC | VLSC_30707_2P_15HP | 524.7552 | 524.7552 | 524.7552 | 1 | 1 | 2 | D | VLS_Inline | 3 | 3 | 3 | 5 | BranchMin_3BranchMax_5 | 5 | 4 | 5 | HeaderMin_4HeaderMax_5 | 4 | INVALID
632 | 62 | 30707-2P-15HP VLSC | VLSC_30707_2P_15HP | 524.7552 | 524.7552 | 524.7552 | 1 | 1 | 2 | D | VLS_Inline | 3 | 3 | 3 | 5 | BranchMin_3BranchMax_5 | 5 | 4 | 5 | HeaderMin_4HeaderMax_5 | 5 | INVALID
633 | 63 | 30707-2P-20HP VLSC | VLSC_30707_2P_20HP | 534.9404 | 534.9404 | 534.9404 | 1 | 1 | 2 | D | VLS_Inline | 3 | 3 | 3 | 5 | BranchMin_3BranchMax_5 | 3 | 4 | 5 | HeaderMin_4HeaderMax_5 | 4
633 | 63 | 30707-2P-20HP VLSC | VLSC_30707_2P_20HP | 534.9404 | 534.9404 | 534.9404 | 1 | 1 | 2 | D | VLS_Inline | 3 | 3 | 3 | 5 | BranchMin_3BranchMax_5 | 3 | 4 | 5 | HeaderMin_4HeaderMax_5 | 5
633 | 63 | 30707-2P-20HP VLSC | VLSC_30707_2P_20HP | 534.9404 | 534.9404 | 534.9404 | 1 | 1 | 2 | D | VLS_Inline | 3 | 3 | 3 | 5 | BranchMin_3BranchMax_5 | 4 | 4 | 5 | HeaderMin_4HeaderMax_5 | 4 | INVALID
633 | 63 | 30707-2P-20HP VLSC | VLSC_30707_2P_20HP | 534.9404 | 534.9404 | 534.9404 | 1 | 1 | 2 | D | VLS_Inline | 3 | 3 | 3 | 5 | BranchMin_3BranchMax_5 | 4 | 4 | 5 | HeaderMin_4HeaderMax_5 | 5
633 | 63 | 30707-2P-20HP VLSC | VLSC_30707_2P_20HP | 534.9404 | 534.9404 | 534.9404 | 1 | 1 | 2 | D | VLS_Inline | 3 | 3 | 3 | 5 | BranchMin_3BranchMax_5 | 5 | 4 | 5 | HeaderMin_4HeaderMax_5 | 4 | INVALID
633 | 63 | 30707-2P-20HP VLSC | VLSC_30707_2P_20HP | 534.9404 | 534.9404 | 534.9404 | 1 | 1 | 2 | D | VLS_Inline | 3 | 3 | 3 | 5 | BranchMin_3BranchMax_5 | 5 | 4 | 5 | HeaderMin_4HeaderMax_5 | 5 | INVALID
634 | 64 | 30707-2P-25HP VLSC | VLSC_30707_2P_25HP | 573.9449 | 573.9449 | 573.9449 | 1 | 1 | 2 | D | VLS_Inline | 3 | 3 | 3 | 5 | BranchMin_3BranchMax_5 | 3 | 4 | 5 | HeaderMin_4HeaderMax_5 | 4
634 | 64 | 30707-2P-25HP VLSC | VLSC_30707_2P_25HP | 573.9449 | 573.9449 | 573.9449 | 1 | 1 | 2 | D | VLS_Inline | 3 | 3 | 3 | 5 | BranchMin_3BranchMax_5 | 3 | 4 | 5 | HeaderMin_4HeaderMax_5 | 5
634 | 64 | 30707-2P-25HP VLSC | VLSC_30707_2P_25HP | 573.9449 | 573.9449 | 573.9449 | 1 | 1 | 2 | D | VLS_Inline | 3 | 3 | 3 | 5 | BranchMin_3BranchMax_5 | 4 | 4 | 5 | HeaderMin_4HeaderMax_5 | 4 | INVALID
634 | 64 | 30707-2P-25HP VLSC | VLSC_30707_2P_25HP | 573.9449 | 573.9449 | 573.9449 | 1 | 1 | 2 | D | VLS_Inline | 3 | 3 | 3 | 5 | BranchMin_3BranchMax_5 | 4 | 4 | 5 | HeaderMin_4HeaderMax_5 | 5
634 | 64 | 30707-2P-25HP VLSC | VLSC_30707_2P_25HP | 573.9449 | 573.9449 | 573.9449 | 1 | 1 | 2 | D | VLS_Inline | 3 | 3 | 3 | 5 | BranchMin_3BranchMax_5 | 5 | 4 | 5 | HeaderMin_4HeaderMax_5 | 4 | INVALID
634 | 64 | 30707-2P-25HP VLSC | VLSC_30707_2P_25HP | 573.9449 | 573.9449 | 573.9449 | 1 | 1 | 2 | D | VLS_Inline | 3 | 3 | 3 | 5 | BranchMin_3BranchMax_5 | 5 | 4 | 5 | HeaderMin_4HeaderMax_5 | 5 | INVALID
635 | 65 | 30707-2P-30HP VLSC | VLSC_30707_2P_30HP | 599.7227 | 599.7227 | 599.7227 | 1 | 1 | 2 | D | VLS_Inline | 3 | 3 | 3 | 5 | BranchMin_3BranchMax_5 | 3 | 4 | 5 | HeaderMin_4HeaderMax_5 | 4
635 | 65 | 30707-2P-30HP VLSC | VLSC_30707_2P_30HP | 599.7227 | 599.7227 | 599.7227 | 1 | 1 | 2 | D | VLS_Inline | 3 | 3 | 3 | 5 | BranchMin_3BranchMax_5 | 3 | 4 | 5 | HeaderMin_4HeaderMax_5 | 5
635 | 65 | 30707-2P-30HP VLSC | VLSC_30707_2P_30HP | 599.7227 | 599.7227 | 599.7227 | 1 | 1 | 2 | D | VLS_Inline | 3 | 3 | 3 | 5 | BranchMin_3BranchMax_5 | 4 | 4 | 5 | HeaderMin_4HeaderMax_5 | 4 | INVALID
635 | 65 | 30707-2P-30HP VLSC | VLSC_30707_2P_30HP | 599.7227 | 599.7227 | 599.7227 | 1 | 1 | 2 | D | VLS_Inline | 3 | 3 | 3 | 5 | BranchMin_3BranchMax_5 | 4 | 4 | 5 | HeaderMin_4HeaderMax_5 | 5
635 | 65 | 30707-2P-30HP VLSC | VLSC_30707_2P_30HP | 599.7227 | 599.7227 | 599.7227 | 1 | 1 | 2 | D | VLS_Inline | 3 | 3 | 3 | 5 | BranchMin_3BranchMax_5 | 5 | 4 | 5 | HeaderMin_4HeaderMax_5 | 4 | INVALID
635 | 65 | 30707-2P-30HP VLSC | VLSC_30707_2P_30HP | 599.7227 | 599.7227 | 599.7227 | 1 | 1 | 2 | D | VLS_Inline | 3 | 3 | 3 | 5 | BranchMin_3BranchMax_5 | 5 | 4 | 5 | HeaderMin_4HeaderMax_5 | 5 | INVALID
636 | 66 | 30957-2P-30HP VLSC | VLSC_30957_2P_30HP | 512.3923 | 512.3923 | 512.3923 | 1 | 1 | 2 | D | VLS_Inline | 3 | 3 | 3 | 5 | BranchMin_3BranchMax_5 | 3 | 4 | 5 | HeaderMin_4HeaderMax_5 | 4
636 | 66 | 30957-2P-30HP VLSC | VLSC_30957_2P_30HP | 512.3923 | 512.3923 | 512.3923 | 1 | 1 | 2 | D | VLS_Inline | 3 | 3 | 3 | 5 | BranchMin_3BranchMax_5 | 3 | 4 | 5 | HeaderMin_4HeaderMax_5 | 5
636 | 66 | 30957-2P-30HP VLSC | VLSC_30957_2P_30HP | 512.3923 | 512.3923 | 512.3923 | 1 | 1 | 2 | D | VLS_Inline | 3 | 3 | 3 | 5 | BranchMin_3BranchMax_5 | 4 | 4 | 5 | HeaderMin_4HeaderMax_5 | 4 | INVALID
636 | 66 | 30957-2P-30HP VLSC | VLSC_30957_2P_30HP | 512.3923 | 512.3923 | 512.3923 | 1 | 1 | 2 | D | VLS_Inline | 3 | 3 | 3 | 5 | BranchMin_3BranchMax_5 | 4 | 4 | 5 | HeaderMin_4HeaderMax_5 | 5
636 | 66 | 30957-2P-30HP VLSC | VLSC_30957_2P_30HP | 512.3923 | 512.3923 | 512.3923 | 1 | 1 | 2 | D | VLS_Inline | 3 | 3 | 3 | 5 | BranchMin_3BranchMax_5 | 5 | 4 | 5 | HeaderMin_4HeaderMax_5 | 4 | INVALID
636 | 66 | 30957-2P-30HP VLSC | VLSC_30957_2P_30HP | 512.3923 | 512.3923 | 512.3923 | 1 | 1 | 2 | D | VLS_Inline | 3 | 3 | 3 | 5 | BranchMin_3BranchMax_5 | 5 | 4 | 5 | HeaderMin_4HeaderMax_5 | 5 | INVALID
637 | 67 | 30957-2P-40HP VLSC | VLSC_30957_2P_40HP | 573.8168 | 573.8168 | 573.8168 | 1 | 1 | 2 | D | VLS_Inline | 3 | 3 | 3 | 5 | BranchMin_3BranchMax_5 | 3 | 4 | 5 | HeaderMin_4HeaderMax_5 | 4
637 | 67 | 30957-2P-40HP VLSC | VLSC_30957_2P_40HP | 573.8168 | 573.8168 | 573.8168 | 1 | 1 | 2 | D | VLS_Inline | 3 | 3 | 3 | 5 | BranchMin_3BranchMax_5 | 3 | 4 | 5 | HeaderMin_4HeaderMax_5 | 5
637 | 67 | 30957-2P-40HP VLSC | VLSC_30957_2P_40HP | 573.8168 | 573.8168 | 573.8168 | 1 | 1 | 2 | D | VLS_Inline | 3 | 3 | 3 | 5 | BranchMin_3BranchMax_5 | 4 | 4 | 5 | HeaderMin_4HeaderMax_5 | 4 | INVALID
637 | 67 | 30957-2P-40HP VLSC | VLSC_30957_2P_40HP | 573.8168 | 573.8168 | 573.8168 | 1 | 1 | 2 | D | VLS_Inline | 3 | 3 | 3 | 5 | BranchMin_3BranchMax_5 | 4 | 4 | 5 | HeaderMin_4HeaderMax_5 | 5
637 | 67 | 30957-2P-40HP VLSC | VLSC_30957_2P_40HP | 573.8168 | 573.8168 | 573.8168 | 1 | 1 | 2 | D | VLS_Inline | 3 | 3 | 3 | 5 | BranchMin_3BranchMax_5 | 5 | 4 | 5 | HeaderMin_4HeaderMax_5 | 4 | INVALID
637 | 67 | 30957-2P-40HP VLSC | VLSC_30957_2P_40HP | 573.8168 | 573.8168 | 573.8168 | 1 | 1 | 2 | D | VLS_Inline | 3 | 3 | 3 | 5 | BranchMin_3BranchMax_5 | 5 | 4 | 5 | HeaderMin_4HeaderMax_5 | 5 | INVALID
638 | 68 | 30957-2P-50HP VLSC | VLSC_30957_2P_50HP | 630.1667 | 630.1667 | 630.1667 | 1 | 1 | 2 | D | VLS_Inline | 3 | 3 | 3 | 5 | BranchMin_3BranchMax_5 | 3 | 4 | 5 | HeaderMin_4HeaderMax_5 | 4
638 | 68 | 30957-2P-50HP VLSC | VLSC_30957_2P_50HP | 630.1667 | 630.1667 | 630.1667 | 1 | 1 | 2 | D | VLS_Inline | 3 | 3 | 3 | 5 | BranchMin_3BranchMax_5 | 3 | 4 | 5 | HeaderMin_4HeaderMax_5 | 5
638 | 68 | 30957-2P-50HP VLSC | VLSC_30957_2P_50HP | 630.1667 | 630.1667 | 630.1667 | 1 | 1 | 2 | D | VLS_Inline | 3 | 3 | 3 | 5 | BranchMin_3BranchMax_5 | 4 | 4 | 5 | HeaderMin_4HeaderMax_5 | 4 | INVALID
638 | 68 | 30957-2P-50HP VLSC | VLSC_30957_2P_50HP | 630.1667 | 630.1667 | 630.1667 | 1 | 1 | 2 | D | VLS_Inline | 3 | 3 | 3 | 5 | BranchMin_3BranchMax_5 | 4 | 4 | 5 | HeaderMin_4HeaderMax_5 | 5
638 | 68 | 30957-2P-50HP VLSC | VLSC_30957_2P_50HP | 630.1667 | 630.1667 | 630.1667 | 1 | 1 | 2 | D | VLS_Inline | 3 | 3 | 3 | 5 | BranchMin_3BranchMax_5 | 5 | 4 | 5 | HeaderMin_4HeaderMax_5 | 4 | INVALID
638 | 68 | 30957-2P-50HP VLSC | VLSC_30957_2P_50HP | 630.1667 | 630.1667 | 630.1667 | 1 | 1 | 2 | D | VLS_Inline | 3 | 3 | 3 | 5 | BranchMin_3BranchMax_5 | 5 | 4 | 5 | HeaderMin_4HeaderMax_5 | 5 | INVALID
639 | 69 | 30957-2P-60HP VLSC | VLSC_30957_2P_60HP | 681.695 | 681.695 | 681.695 | 1 | 1 | 2 | D | VLS_Inline | 3 | 3 | 3 | 6 | BranchMin_3BranchMax_6 | 3 | 4 | 6 | HeaderMin_4HeaderMax_6 | 4
639 | 69 | 30957-2P-60HP VLSC | VLSC_30957_2P_60HP | 681.695 | 681.695 | 681.695 | 1 | 1 | 2 | D | VLS_Inline | 3 | 3 | 3 | 6 | BranchMin_3BranchMax_6 | 3 | 4 | 6 | HeaderMin_4HeaderMax_6 | 5
639 | 69 | 30957-2P-60HP VLSC | VLSC_30957_2P_60HP | 681.695 | 681.695 | 681.695 | 1 | 1 | 2 | D | VLS_Inline | 3 | 3 | 3 | 6 | BranchMin_3BranchMax_6 | 3 | 4 | 6 | HeaderMin_4HeaderMax_6 | 6
639 | 69 | 30957-2P-60HP VLSC | VLSC_30957_2P_60HP | 681.695 | 681.695 | 681.695 | 1 | 1 | 2 | D | VLS_Inline | 3 | 3 | 3 | 6 | BranchMin_3BranchMax_6 | 4 | 4 | 6 | HeaderMin_4HeaderMax_6 | 4 | INVALID
639 | 69 | 30957-2P-60HP VLSC | VLSC_30957_2P_60HP | 681.695 | 681.695 | 681.695 | 1 | 1 | 2 | D | VLS_Inline | 3 | 3 | 3 | 6 | BranchMin_3BranchMax_6 | 4 | 4 | 6 | HeaderMin_4HeaderMax_6 | 5
639 | 69 | 30957-2P-60HP VLSC | VLSC_30957_2P_60HP | 681.695 | 681.695 | 681.695 | 1 | 1 | 2 | D | VLS_Inline | 3 | 3 | 3 | 6 | BranchMin_3BranchMax_6 | 4 | 4 | 6 | HeaderMin_4HeaderMax_6 | 6
639 | 69 | 30957-2P-60HP VLSC | VLSC_30957_2P_60HP | 681.695 | 681.695 | 681.695 | 1 | 1 | 2 | D | VLS_Inline | 3 | 3 | 3 | 6 | BranchMin_3BranchMax_6 | 5 | 4 | 6 | HeaderMin_4HeaderMax_6 | 4 | INVALID
639 | 69 | 30957-2P-60HP VLSC | VLSC_30957_2P_60HP | 681.695 | 681.695 | 681.695 | 1 | 1 | 2 | D | VLS_Inline | 3 | 3 | 3 | 6 | BranchMin_3BranchMax_6 | 5 | 4 | 6 | HeaderMin_4HeaderMax_6 | 5 | INVALID
639 | 69 | 30957-2P-60HP VLSC | VLSC_30957_2P_60HP | 681.695 | 681.695 | 681.695 | 1 | 1 | 2 | D | VLS_Inline | 3 | 3 | 3 | 6 | BranchMin_3BranchMax_6 | 5 | 4 | 6 | HeaderMin_4HeaderMax_6 | 6
639 | 69 | 30957-2P-60HP VLSC | VLSC_30957_2P_60HP | 681.695 | 681.695 | 681.695 | 1 | 1 | 2 | D | VLS_Inline | 3 | 3 | 3 | 6 | BranchMin_3BranchMax_6 | 6 | 4 | 6 | HeaderMin_4HeaderMax_6 | 4 | INVALID
639 | 69 | 30957-2P-60HP VLSC | VLSC_30957_2P_60HP | 681.695 | 681.695 | 681.695 | 1 | 1 | 2 | D | VLS_Inline | 3 | 3 | 3 | 6 | BranchMin_3BranchMax_6 | 6 | 4 | 6 | HeaderMin_4HeaderMax_6 | 5 | INVALID
639 | 69 | 30957-2P-60HP VLSC | VLSC_30957_2P_60HP | 681.695 | 681.695 | 681.695 | 1 | 1 | 2 | D | VLS_Inline | 3 | 3 | 3 | 6 | BranchMin_3BranchMax_6 | 6 | 4 | 6 | HeaderMin_4HeaderMax_6 | 6 | INVALID
640 | 70 | 30707-4P-3HP VLSC | VLSC_30707_4P_3HP | 242.0702 | 242.0702 | 242.0702 | 1 | 1 | 2 | D | VLS_Inline | 3 | 3 | 3 | 4 | BranchMin_3BranchMax_4 | 3 | 4 | 4 | HeaderMin_4HeaderMax_4 | 4
640 | 70 | 30707-4P-3HP VLSC | VLSC_30707_4P_3HP | 242.0702 | 242.0702 | 242.0702 | 1 | 1 | 2 | D | VLS_Inline | 3 | 3 | 3 | 4 | BranchMin_3BranchMax_4 | 4 | 4 | 4 | HeaderMin_4HeaderMax_4 | 4 | INVALID
641 | 71 | 30707-4P-5HP VLSC | VLSC_30707_4P_5HP | 291.6367 | 291.6367 | 291.6367 | 1 | 1 | 2 | D | VLS_Inline | 3 | 3 | 3 | 4 | BranchMin_3BranchMax_4 | 3 | 4 | 4 | HeaderMin_4HeaderMax_4 | 4
641 | 71 | 30707-4P-5HP VLSC | VLSC_30707_4P_5HP | 291.6367 | 291.6367 | 291.6367 | 1 | 1 | 2 | D | VLS_Inline | 3 | 3 | 3 | 4 | BranchMin_3BranchMax_4 | 4 | 4 | 4 | HeaderMin_4HeaderMax_4 | 4 | INVALID
642 | 72 | 30957-4P-5HP VLSC | VLSC_30957_4P_5HP | 290.4936 | 290.4936 | 290.4936 | 1 | 1 | 2 | D | VLS_Inline | 3 | 3 | 3 | 4 | BranchMin_3BranchMax_4 | 3 | 4 | 4 | HeaderMin_4HeaderMax_4 | 4
642 | 72 | 30957-4P-5HP VLSC | VLSC_30957_4P_5HP | 290.4936 | 290.4936 | 290.4936 | 1 | 1 | 2 | D | VLS_Inline | 3 | 3 | 3 | 4 | BranchMin_3BranchMax_4 | 4 | 4 | 4 | HeaderMin_4HeaderMax_4 | 4 | INVALID
643 | 73 | 30957-4P-7.5HP VLSC | VLSC_30957_4P_7.5HP | 350.6693 | 350.6693 | 350.6693 | 1 | 1 | 2 | D | VLS_Inline | 3 | 3 | 3 | 4 | BranchMin_3BranchMax_4 | 3 | 4 | 4 | HeaderMin_4HeaderMax_4 | 4
643 | 73 | 30957-4P-7.5HP VLSC | VLSC_30957_4P_7.5HP | 350.6693 | 350.6693 | 350.6693 | 1 | 1 | 2 | D | VLS_Inline | 3 | 3 | 3 | 4 | BranchMin_3BranchMax_4 | 4 | 4 | 4 | HeaderMin_4HeaderMax_4 | 4 | INVALID
644 | 74 | 30957-4P-10HP VLSC | VLSC_30957_4P_10HP | 375.4803 | 375.4803 | 375.4803 | 1 | 1 | 2 | D | VLS_Inline | 3 | 3 | 3 | 4 | BranchMin_3BranchMax_4 | 3 | 4 | 4 | HeaderMin_4HeaderMax_4 | 4
644 | 74 | 30957-4P-10HP VLSC | VLSC_30957_4P_10HP | 375.4803 | 375.4803 | 375.4803 | 1 | 1 | 2 | D | VLS_Inline | 3 | 3 | 3 | 4 | BranchMin_3BranchMax_4 | 4 | 4 | 4 | HeaderMin_4HeaderMax_4 | 4 | INVALID
645 | 75 | 30123-4P-7.5HP VLSC | RC2539-9.07 | 402.5638 | 402.5638 | 402.5638 | 1 | 1 | 2 | D | VLS_Inline | 3 | 3 | 3 | 5 | BranchMin_3BranchMax_5 | 3 | 4 | 5 | HeaderMin_4HeaderMax_5 | 4
645 | 75 | 30123-4P-7.5HP VLSC | RC2539-9.07 | 402.5638 | 402.5638 | 402.5638 | 1 | 1 | 2 | D | VLS_Inline | 3 | 3 | 3 | 5 | BranchMin_3BranchMax_5 | 3 | 4 | 5 | HeaderMin_4HeaderMax_5 | 5
645 | 75 | 30123-4P-7.5HP VLSC | RC2539-9.07 | 402.5638 | 402.5638 | 402.5638 | 1 | 1 | 2 | D | VLS_Inline | 3 | 3 | 3 | 5 | BranchMin_3BranchMax_5 | 4 | 4 | 5 | HeaderMin_4HeaderMax_5 | 4 | INVALID
645 | 75 | 30123-4P-7.5HP VLSC | RC2539-9.07 | 402.5638 | 402.5638 | 402.5638 | 1 | 1 | 2 | D | VLS_Inline | 3 | 3 | 3 | 5 | BranchMin_3BranchMax_5 | 4 | 4 | 5 | HeaderMin_4HeaderMax_5 | 5
645 | 75 | 30123-4P-7.5HP VLSC | RC2539-9.07 | 402.5638 | 402.5638 | 402.5638 | 1 | 1 | 2 | D | VLS_Inline | 3 | 3 | 3 | 5 | BranchMin_3BranchMax_5 | 5 | 4 | 5 | HeaderMin_4HeaderMax_5 | 4 | INVALID
645 | 75 | 30123-4P-7.5HP VLSC | RC2539-9.07 | 402.5638 | 402.5638 | 402.5638 | 1 | 1 | 2 | D | VLS_Inline | 3 | 3 | 3 | 5 | BranchMin_3BranchMax_5 | 5 | 4 | 5 | HeaderMin_4HeaderMax_5 | 5 | INVALID
646 | 76 | 30123-4P-10HP VLSC | RC2539-9.91 | 427.3855 | 427.3855 | 427.3855 | 1 | 1 | 2 | D | VLS_Inline | 3 | 3 | 3 | 5 | BranchMin_3BranchMax_5 | 3 | 4 | 5 | HeaderMin_4HeaderMax_5 | 4
646 | 76 | 30123-4P-10HP VLSC | RC2539-9.91 | 427.3855 | 427.3855 | 427.3855 | 1 | 1 | 2 | D | VLS_Inline | 3 | 3 | 3 | 5 | BranchMin_3BranchMax_5 | 3 | 4 | 5 | HeaderMin_4HeaderMax_5 | 5
646 | 76 | 30123-4P-10HP VLSC | RC2539-9.91 | 427.3855 | 427.3855 | 427.3855 | 1 | 1 | 2 | D | VLS_Inline | 3 | 3 | 3 | 5 | BranchMin_3BranchMax_5 | 4 | 4 | 5 | HeaderMin_4HeaderMax_5 | 4 | INVALID
646 | 76 | 30123-4P-10HP VLSC | RC2539-9.91 | 427.3855 | 427.3855 | 427.3855 | 1 | 1 | 2 | D | VLS_Inline | 3 | 3 | 3 | 5 | BranchMin_3BranchMax_5 | 4 | 4 | 5 | HeaderMin_4HeaderMax_5 | 5
646 | 76 | 30123-4P-10HP VLSC | RC2539-9.91 | 427.3855 | 427.3855 | 427.3855 | 1 | 1 | 2 | D | VLS_Inline | 3 | 3 | 3 | 5 | BranchMin_3BranchMax_5 | 5 | 4 | 5 | HeaderMin_4HeaderMax_5 | 4 | INVALID
646 | 76 | 30123-4P-10HP VLSC | RC2539-9.91 | 427.3855 | 427.3855 | 427.3855 | 1 | 1 | 2 | D | VLS_Inline | 3 | 3 | 3 | 5 | BranchMin_3BranchMax_5 | 5 | 4 | 5 | HeaderMin_4HeaderMax_5 | 5 | INVALID
647 | 77 | 30123-4P-15HP VLSC | RC2539-11.12 | 430.0891 | 430.0891 | 430.0891 | 1 | 1 | 2 | D | VLS_Inline | 3 | 3 | 3 | 5 | BranchMin_3BranchMax_5 | 3 | 4 | 5 | HeaderMin_4HeaderMax_5 | 4
647 | 77 | 30123-4P-15HP VLSC | RC2539-11.12 | 430.0891 | 430.0891 | 430.0891 | 1 | 1 | 2 | D | VLS_Inline | 3 | 3 | 3 | 5 | BranchMin_3BranchMax_5 | 3 | 4 | 5 | HeaderMin_4HeaderMax_5 | 5
647 | 77 | 30123-4P-15HP VLSC | RC2539-11.12 | 430.0891 | 430.0891 | 430.0891 | 1 | 1 | 2 | D | VLS_Inline | 3 | 3 | 3 | 5 | BranchMin_3BranchMax_5 | 4 | 4 | 5 | HeaderMin_4HeaderMax_5 | 4 | INVALID
647 | 77 | 30123-4P-15HP VLSC | RC2539-11.12 | 430.0891 | 430.0891 | 430.0891 | 1 | 1 | 2 | D | VLS_Inline | 3 | 3 | 3 | 5 | BranchMin_3BranchMax_5 | 4 | 4 | 5 | HeaderMin_4HeaderMax_5 | 5
647 | 77 | 30123-4P-15HP VLSC | RC2539-11.12 | 430.0891 | 430.0891 | 430.0891 | 1 | 1 | 2 | D | VLS_Inline | 3 | 3 | 3 | 5 | BranchMin_3BranchMax_5 | 5 | 4 | 5 | HeaderMin_4HeaderMax_5 | 4 | INVALID
647 | 77 | 30123-4P-15HP VLSC | RC2539-11.12 | 430.0891 | 430.0891 | 430.0891 | 1 | 1 | 2 | D | VLS_Inline | 3 | 3 | 3 | 5 | BranchMin_3BranchMax_5 | 5 | 4 | 5 | HeaderMin_4HeaderMax_5 | 5 | INVALID
648 | 78 | 30123-4P-20HP VLSC | RC2539-12.1 | 453.84 | 453.84 | 453.84 | 1 | 1 | 2 | D | VLS_Inline | 3 | 3 | 3 | 5 | BranchMin_3BranchMax_5 | 3 | 4 | 5 | HeaderMin_4HeaderMax_5 | 4
648 | 78 | 30123-4P-20HP VLSC | RC2539-12.1 | 453.84 | 453.84 | 453.84 | 1 | 1 | 2 | D | VLS_Inline | 3 | 3 | 3 | 5 | BranchMin_3BranchMax_5 | 3 | 4 | 5 | HeaderMin_4HeaderMax_5 | 5
648 | 78 | 30123-4P-20HP VLSC | RC2539-12.1 | 453.84 | 453.84 | 453.84 | 1 | 1 | 2 | D | VLS_Inline | 3 | 3 | 3 | 5 | BranchMin_3BranchMax_5 | 4 | 4 | 5 | HeaderMin_4HeaderMax_5 | 4 | INVALID
648 | 78 | 30123-4P-20HP VLSC | RC2539-12.1 | 453.84 | 453.84 | 453.84 | 1 | 1 | 2 | D | VLS_Inline | 3 | 3 | 3 | 5 | BranchMin_3BranchMax_5 | 4 | 4 | 5 | HeaderMin_4HeaderMax_5 | 5
648 | 78 | 30123-4P-20HP VLSC | RC2539-12.1 | 453.84 | 453.84 | 453.84 | 1 | 1 | 2 | D | VLS_Inline | 3 | 3 | 3 | 5 | BranchMin_3BranchMax_5 | 5 | 4 | 5 | HeaderMin_4HeaderMax_5 | 4 | INVALID
648 | 78 | 30123-4P-20HP VLSC | RC2539-12.1 | 453.84 | 453.84 | 453.84 | 1 | 1 | 2 | D | VLS_Inline | 3 | 3 | 3 | 5 | BranchMin_3BranchMax_5 | 5 | 4 | 5 | HeaderMin_4HeaderMax_5 | 5 | INVALID
649 | 79 | 30125-4P-7.5HP VLSC | VLSC_30125_4P_7.5HP | 360.7205 | 360.7205 | 360.7205 | 1 | 1 | 2 | D | VLS_Inline | 3 | 3 | 3 | 4 | BranchMin_3BranchMax_4 | 3 | 4 | 4 | HeaderMin_4HeaderMax_4 | 4
649 | 79 | 30125-4P-7.5HP VLSC | VLSC_30125_4P_7.5HP | 360.7205 | 360.7205 | 360.7205 | 1 | 1 | 2 | D | VLS_Inline | 3 | 3 | 3 | 4 | BranchMin_3BranchMax_4 | 4 | 4 | 4 | HeaderMin_4HeaderMax_4 | 4 | INVALID
650 | 80 | 30125-4P-10HP VLSC | VLSC_30125_4P_10HP | 391.3696 | 391.3696 | 391.3696 | 1 | 1 | 2 | D | VLS_Inline | 3 | 3 | 3 | 4 | BranchMin_3BranchMax_4 | 3 | 4 | 4 | HeaderMin_4HeaderMax_4 | 4
650 | 80 | 30125-4P-10HP VLSC | VLSC_30125_4P_10HP | 391.3696 | 391.3696 | 391.3696 | 1 | 1 | 2 | D | VLS_Inline | 3 | 3 | 3 | 4 | BranchMin_3BranchMax_4 | 4 | 4 | 4 | HeaderMin_4HeaderMax_4 | 4 | INVALID
651 | 81 | 30125-4P-15HP VLSC | VLSC_30125_4P_15HP | 444.5377 | 444.5377 | 444.5377 | 1 | 1 | 2 | D | VLS_Inline | 3 | 3 | 3 | 5 | BranchMin_3BranchMax_5 | 3 | 4 | 5 | HeaderMin_4HeaderMax_5 | 4
651 | 81 | 30125-4P-15HP VLSC | VLSC_30125_4P_15HP | 444.5377 | 444.5377 | 444.5377 | 1 | 1 | 2 | D | VLS_Inline | 3 | 3 | 3 | 5 | BranchMin_3BranchMax_5 | 3 | 4 | 5 | HeaderMin_4HeaderMax_5 | 5
651 | 81 | 30125-4P-15HP VLSC | VLSC_30125_4P_15HP | 444.5377 | 444.5377 | 444.5377 | 1 | 1 | 2 | D | VLS_Inline | 3 | 3 | 3 | 5 | BranchMin_3BranchMax_5 | 4 | 4 | 5 | HeaderMin_4HeaderMax_5 | 4 | INVALID
651 | 81 | 30125-4P-15HP VLSC | VLSC_30125_4P_15HP | 444.5377 | 444.5377 | 444.5377 | 1 | 1 | 2 | D | VLS_Inline | 3 | 3 | 3 | 5 | BranchMin_3BranchMax_5 | 4 | 4 | 5 | HeaderMin_4HeaderMax_5 | 5
651 | 81 | 30125-4P-15HP VLSC | VLSC_30125_4P_15HP | 444.5377 | 444.5377 | 444.5377 | 1 | 1 | 2 | D | VLS_Inline | 3 | 3 | 3 | 5 | BranchMin_3BranchMax_5 | 5 | 4 | 5 | HeaderMin_4HeaderMax_5 | 4 | INVALID
651 | 81 | 30125-4P-15HP VLSC | VLSC_30125_4P_15HP | 444.5377 | 444.5377 | 444.5377 | 1 | 1 | 2 | D | VLS_Inline | 3 | 3 | 3 | 5 | BranchMin_3BranchMax_5 | 5 | 4 | 5 | HeaderMin_4HeaderMax_5 | 5 | INVALID
652 | 82 | 30125-4P-20HP VLSC | VLSC_30125_4P_20HP | 455.5928 | 455.5928 | 455.5928 | 1 | 1 | 2 | D | VLS_Inline | 3 | 3 | 3 | 5 | BranchMin_3BranchMax_5 | 3 | 4 | 5 | HeaderMin_4HeaderMax_5 | 4
652 | 82 | 30125-4P-20HP VLSC | VLSC_30125_4P_20HP | 455.5928 | 455.5928 | 455.5928 | 1 | 1 | 2 | D | VLS_Inline | 3 | 3 | 3 | 5 | BranchMin_3BranchMax_5 | 3 | 4 | 5 | HeaderMin_4HeaderMax_5 | 5
652 | 82 | 30125-4P-20HP VLSC | VLSC_30125_4P_20HP | 455.5928 | 455.5928 | 455.5928 | 1 | 1 | 2 | D | VLS_Inline | 3 | 3 | 3 | 5 | BranchMin_3BranchMax_5 | 4 | 4 | 5 | HeaderMin_4HeaderMax_5 | 4 | INVALID
652 | 82 | 30125-4P-20HP VLSC | VLSC_30125_4P_20HP | 455.5928 | 455.5928 | 455.5928 | 1 | 1 | 2 | D | VLS_Inline | 3 | 3 | 3 | 5 | BranchMin_3BranchMax_5 | 4 | 4 | 5 | HeaderMin_4HeaderMax_5 | 5
652 | 82 | 30125-4P-20HP VLSC | VLSC_30125_4P_20HP | 455.5928 | 455.5928 | 455.5928 | 1 | 1 | 2 | D | VLS_Inline | 3 | 3 | 3 | 5 | BranchMin_3BranchMax_5 | 5 | 4 | 5 | HeaderMin_4HeaderMax_5 | 4 | INVALID
652 | 82 | 30125-4P-20HP VLSC | VLSC_30125_4P_20HP | 455.5928 | 455.5928 | 455.5928 | 1 | 1 | 2 | D | VLS_Inline | 3 | 3 | 3 | 5 | BranchMin_3BranchMax_5 | 5 | 4 | 5 | HeaderMin_4HeaderMax_5 | 5 | INVALID
653 | 83 | 40707-2P-15HP VLSC | VLSC_40707_2P_15HP | 548.8465 | 548.8465 | 548.8465 | 1 | 1 | 2 | D | VLS_Inline | 4 | 4 | 4 | 5 | BranchMin_4BranchMax_5 | 4 | 5 | 5 | HeaderMin_5HeaderMax_5 | 5
653 | 83 | 40707-2P-15HP VLSC | VLSC_40707_2P_15HP | 548.8465 | 548.8465 | 548.8465 | 1 | 1 | 2 | D | VLS_Inline | 4 | 4 | 4 | 5 | BranchMin_4BranchMax_5 | 5 | 5 | 5 | HeaderMin_5HeaderMax_5 | 5 | INVALID
654 | 84 | 40707-2P-20HP VLSC | VLSC_40707_2P_20HP | 628.8755 | 628.8755 | 628.8755 | 1 | 1 | 2 | D | VLS_Inline | 4 | 4 | 4 | 5 | BranchMin_4BranchMax_5 | 4 | 5 | 5 | HeaderMin_5HeaderMax_5 | 5
654 | 84 | 40707-2P-20HP VLSC | VLSC_40707_2P_20HP | 628.8755 | 628.8755 | 628.8755 | 1 | 1 | 2 | D | VLS_Inline | 4 | 4 | 4 | 5 | BranchMin_4BranchMax_5 | 5 | 5 | 5 | HeaderMin_5HeaderMax_5 | 5 | INVALID
655 | 85 | 40707-2P-25HP VLSC | VLSC_40707_2P_25HP | 683.4996 | 683.4996 | 683.4996 | 1 | 1 | 2 | D | VLS_Inline | 4 | 4 | 4 | 6 | BranchMin_4BranchMax_6 | 4 | 5 | 6 | HeaderMin_5HeaderMax_6 | 5
655 | 85 | 40707-2P-25HP VLSC | VLSC_40707_2P_25HP | 683.4996 | 683.4996 | 683.4996 | 1 | 1 | 2 | D | VLS_Inline | 4 | 4 | 4 | 6 | BranchMin_4BranchMax_6 | 4 | 5 | 6 | HeaderMin_5HeaderMax_6 | 6
655 | 85 | 40707-2P-25HP VLSC | VLSC_40707_2P_25HP | 683.4996 | 683.4996 | 683.4996 | 1 | 1 | 2 | D | VLS_Inline | 4 | 4 | 4 | 6 | BranchMin_4BranchMax_6 | 5 | 5 | 6 | HeaderMin_5HeaderMax_6 | 5 | INVALID
655 | 85 | 40707-2P-25HP VLSC | VLSC_40707_2P_25HP | 683.4996 | 683.4996 | 683.4996 | 1 | 1 | 2 | D | VLS_Inline | 4 | 4 | 4 | 6 | BranchMin_4BranchMax_6 | 5 | 5 | 6 | HeaderMin_5HeaderMax_6 | 6
655 | 85 | 40707-2P-25HP VLSC | VLSC_40707_2P_25HP | 683.4996 | 683.4996 | 683.4996 | 1 | 1 | 2 | D | VLS_Inline | 4 | 4 | 4 | 6 | BranchMin_4BranchMax_6 | 6 | 5 | 6 | HeaderMin_5HeaderMax_6 | 5 | INVALID
655 | 85 | 40707-2P-25HP VLSC | VLSC_40707_2P_25HP | 683.4996 | 683.4996 | 683.4996 | 1 | 1 | 2 | D | VLS_Inline | 4 | 4 | 4 | 6 | BranchMin_4BranchMax_6 | 6 | 5 | 6 | HeaderMin_5HeaderMax_6 | 6 | INVALID
656 | 86 | 40707-2P-30HP VLSC | VLSC_40707_2P_30HP | 734.2064 | 734.2064 | 734.2064 | 1 | 1 | 2 | D | VLS_Inline | 4 | 4 | 4 | 6 | BranchMin_4BranchMax_6 | 4 | 5 | 6 | HeaderMin_5HeaderMax_6 | 5
656 | 86 | 40707-2P-30HP VLSC | VLSC_40707_2P_30HP | 734.2064 | 734.2064 | 734.2064 | 1 | 1 | 2 | D | VLS_Inline | 4 | 4 | 4 | 6 | BranchMin_4BranchMax_6 | 4 | 5 | 6 | HeaderMin_5HeaderMax_6 | 6
656 | 86 | 40707-2P-30HP VLSC | VLSC_40707_2P_30HP | 734.2064 | 734.2064 | 734.2064 | 1 | 1 | 2 | D | VLS_Inline | 4 | 4 | 4 | 6 | BranchMin_4BranchMax_6 | 5 | 5 | 6 | HeaderMin_5HeaderMax_6 | 5 | INVALID
656 | 86 | 40707-2P-30HP VLSC | VLSC_40707_2P_30HP | 734.2064 | 734.2064 | 734.2064 | 1 | 1 | 2 | D | VLS_Inline | 4 | 4 | 4 | 6 | BranchMin_4BranchMax_6 | 5 | 5 | 6 | HeaderMin_5HeaderMax_6 | 6
656 | 86 | 40707-2P-30HP VLSC | VLSC_40707_2P_30HP | 734.2064 | 734.2064 | 734.2064 | 1 | 1 | 2 | D | VLS_Inline | 4 | 4 | 4 | 6 | BranchMin_4BranchMax_6 | 6 | 5 | 6 | HeaderMin_5HeaderMax_6 | 5 | INVALID
656 | 86 | 40707-2P-30HP VLSC | VLSC_40707_2P_30HP | 734.2064 | 734.2064 | 734.2064 | 1 | 1 | 2 | D | VLS_Inline | 4 | 4 | 4 | 6 | BranchMin_4BranchMax_6 | 6 | 5 | 6 | HeaderMin_5HeaderMax_6 | 6 | INVALID
657 | 87 | 40707-2P-40HP VLSC | VLSC_40707_2P_40HP | 789.7994 | 789.7994 | 789.7994 | 1 | 1 | 2 | D | VLS_Inline | 4 | 4 | 4 | 6 | BranchMin_4BranchMax_6 | 4 | 5 | 6 | HeaderMin_5HeaderMax_6 | 5
657 | 87 | 40707-2P-40HP VLSC | VLSC_40707_2P_40HP | 789.7994 | 789.7994 | 789.7994 | 1 | 1 | 2 | D | VLS_Inline | 4 | 4 | 4 | 6 | BranchMin_4BranchMax_6 | 4 | 5 | 6 | HeaderMin_5HeaderMax_6 | 6
657 | 87 | 40707-2P-40HP VLSC | VLSC_40707_2P_40HP | 789.7994 | 789.7994 | 789.7994 | 1 | 1 | 2 | D | VLS_Inline | 4 | 4 | 4 | 6 | BranchMin_4BranchMax_6 | 5 | 5 | 6 | HeaderMin_5HeaderMax_6 | 5 | INVALID
657 | 87 | 40707-2P-40HP VLSC | VLSC_40707_2P_40HP | 789.7994 | 789.7994 | 789.7994 | 1 | 1 | 2 | D | VLS_Inline | 4 | 4 | 4 | 6 | BranchMin_4BranchMax_6 | 5 | 5 | 6 | HeaderMin_5HeaderMax_6 | 6
657 | 87 | 40707-2P-40HP VLSC | VLSC_40707_2P_40HP | 789.7994 | 789.7994 | 789.7994 | 1 | 1 | 2 | D | VLS_Inline | 4 | 4 | 4 | 6 | BranchMin_4BranchMax_6 | 6 | 5 | 6 | HeaderMin_5HeaderMax_6 | 5 | INVALID
657 | 87 | 40707-2P-40HP VLSC | VLSC_40707_2P_40HP | 789.7994 | 789.7994 | 789.7994 | 1 | 1 | 2 | D | VLS_Inline | 4 | 4 | 4 | 6 | BranchMin_4BranchMax_6 | 6 | 5 | 6 | HeaderMin_5HeaderMax_6 | 6 | INVALID
658 | 88 | 40707-4P-3HP VLSC | VLSC_40707_4P_3HP | 360.84 | 360.84 | 360.84 | 1 | 1 | 2 | D | VLS_Inline | 4 | 4 | 4 | 4 | BranchMin_4BranchMax_4 | 4 | 5 | 5 | HeaderMin_5HeaderMax_5 | 5
659 | 89 | 40707-4P-5HP VLSC | VLSC_40707_4P_5HP | 427.4383 | 427.4383 | 427.4383 | 1 | 1 | 2 | D | VLS_Inline | 4 | 4 | 4 | 5 | BranchMin_4BranchMax_5 | 4 | 5 | 5 | HeaderMin_5HeaderMax_5 | 5
659 | 89 | 40707-4P-5HP VLSC | VLSC_40707_4P_5HP | 427.4383 | 427.4383 | 427.4383 | 1 | 1 | 2 | D | VLS_Inline | 4 | 4 | 4 | 5 | BranchMin_4BranchMax_5 | 5 | 5 | 5 | HeaderMin_5HeaderMax_5 | 5 | INVALID
660 | 90 | 40957-2P-40HP VLSC | RC9914-1-6.92-2P | 913.8143 | 913.8143 | 913.8143 | 1 | 1 | 2 | D | VLS_Inline | 4 | 4 | 4 | 6 | BranchMin_4BranchMax_6 | 4 | 5 | 6 | HeaderMin_5HeaderMax_6 | 5
660 | 90 | 40957-2P-40HP VLSC | RC9914-1-6.92-2P | 913.8143 | 913.8143 | 913.8143 | 1 | 1 | 2 | D | VLS_Inline | 4 | 4 | 4 | 6 | BranchMin_4BranchMax_6 | 4 | 5 | 6 | HeaderMin_5HeaderMax_6 | 6
660 | 90 | 40957-2P-40HP VLSC | RC9914-1-6.92-2P | 913.8143 | 913.8143 | 913.8143 | 1 | 1 | 2 | D | VLS_Inline | 4 | 4 | 4 | 6 | BranchMin_4BranchMax_6 | 5 | 5 | 6 | HeaderMin_5HeaderMax_6 | 5 | INVALID
660 | 90 | 40957-2P-40HP VLSC | RC9914-1-6.92-2P | 913.8143 | 913.8143 | 913.8143 | 1 | 1 | 2 | D | VLS_Inline | 4 | 4 | 4 | 6 | BranchMin_4BranchMax_6 | 5 | 5 | 6 | HeaderMin_5HeaderMax_6 | 6
660 | 90 | 40957-2P-40HP VLSC | RC9914-1-6.92-2P | 913.8143 | 913.8143 | 913.8143 | 1 | 1 | 2 | D | VLS_Inline | 4 | 4 | 4 | 6 | BranchMin_4BranchMax_6 | 6 | 5 | 6 | HeaderMin_5HeaderMax_6 | 5 | INVALID
660 | 90 | 40957-2P-40HP VLSC | RC9914-1-6.92-2P | 913.8143 | 913.8143 | 913.8143 | 1 | 1 | 2 | D | VLS_Inline | 4 | 4 | 4 | 6 | BranchMin_4BranchMax_6 | 6 | 5 | 6 | HeaderMin_5HeaderMax_6 | 6 | INVALID
661 | 91 | 40957-2P-50HP VLSC | RC9914-1-7.60-2P | 969.4037 | 969.4037 | 969.4037 | 1 | 1 | 2 | D | VLS_Inline | 4 | 4 | 4 | 8 | BranchMin_4BranchMax_8 | 4 | 5 | 8 | HeaderMin_5HeaderMax_8 | 5
661 | 91 | 40957-2P-50HP VLSC | RC9914-1-7.60-2P | 969.4037 | 969.4037 | 969.4037 | 1 | 1 | 2 | D | VLS_Inline | 4 | 4 | 4 | 8 | BranchMin_4BranchMax_8 | 4 | 5 | 8 | HeaderMin_5HeaderMax_8 | 6
661 | 91 | 40957-2P-50HP VLSC | RC9914-1-7.60-2P | 969.4037 | 969.4037 | 969.4037 | 1 | 1 | 2 | D | VLS_Inline | 4 | 4 | 4 | 8 | BranchMin_4BranchMax_8 | 4 | 5 | 8 | HeaderMin_5HeaderMax_8 | 8
661 | 91 | 40957-2P-50HP VLSC | RC9914-1-7.60-2P | 969.4037 | 969.4037 | 969.4037 | 1 | 1 | 2 | D | VLS_Inline | 4 | 4 | 4 | 8 | BranchMin_4BranchMax_8 | 5 | 5 | 8 | HeaderMin_5HeaderMax_8 | 5 | INVALID
661 | 91 | 40957-2P-50HP VLSC | RC9914-1-7.60-2P | 969.4037 | 969.4037 | 969.4037 | 1 | 1 | 2 | D | VLS_Inline | 4 | 4 | 4 | 8 | BranchMin_4BranchMax_8 | 5 | 5 | 8 | HeaderMin_5HeaderMax_8 | 6
661 | 91 | 40957-2P-50HP VLSC | RC9914-1-7.60-2P | 969.4037 | 969.4037 | 969.4037 | 1 | 1 | 2 | D | VLS_Inline | 4 | 4 | 4 | 8 | BranchMin_4BranchMax_8 | 5 | 5 | 8 | HeaderMin_5HeaderMax_8 | 8
661 | 91 | 40957-2P-50HP VLSC | RC9914-1-7.60-2P | 969.4037 | 969.4037 | 969.4037 | 1 | 1 | 2 | D | VLS_Inline | 4 | 4 | 4 | 8 | BranchMin_4BranchMax_8 | 6 | 5 | 8 | HeaderMin_5HeaderMax_8 | 5 | INVALID
661 | 91 | 40957-2P-50HP VLSC | RC9914-1-7.60-2P | 969.4037 | 969.4037 | 969.4037 | 1 | 1 | 2 | D | VLS_Inline | 4 | 4 | 4 | 8 | BranchMin_4BranchMax_8 | 6 | 5 | 8 | HeaderMin_5HeaderMax_8 | 6 | INVALID
661 | 91 | 40957-2P-50HP VLSC | RC9914-1-7.60-2P | 969.4037 | 969.4037 | 969.4037 | 1 | 1 | 2 | D | VLS_Inline | 4 | 4 | 4 | 8 | BranchMin_4BranchMax_8 | 6 | 5 | 8 | HeaderMin_5HeaderMax_8 | 8
661 | 91 | 40957-2P-50HP VLSC | RC9914-1-7.60-2P | 969.4037 | 969.4037 | 969.4037 | 1 | 1 | 2 | D | VLS_Inline | 4 | 4 | 4 | 8 | BranchMin_4BranchMax_8 | 8 | 5 | 8 | HeaderMin_5HeaderMax_8 | 5 | INVALID
661 | 91 | 40957-2P-50HP VLSC | RC9914-1-7.60-2P | 969.4037 | 969.4037 | 969.4037 | 1 | 1 | 2 | D | VLS_Inline | 4 | 4 | 4 | 8 | BranchMin_4BranchMax_8 | 8 | 5 | 8 | HeaderMin_5HeaderMax_8 | 6 | INVALID
661 | 91 | 40957-2P-50HP VLSC | RC9914-1-7.60-2P | 969.4037 | 969.4037 | 969.4037 | 1 | 1 | 2 | D | VLS_Inline | 4 | 4 | 4 | 8 | BranchMin_4BranchMax_8 | 8 | 5 | 8 | HeaderMin_5HeaderMax_8 | 8 | INVALID
662 | 92 | 40957-2P-60HP VLSC | RC9914-1-8.04-2P | 1015.343 | 1015.343 | 1015.343 | 1 | 1 | 2 | D | VLS_Inline | 4 | 4 | 4 | 8 | BranchMin_4BranchMax_8 | 4 | 5 | 8 | HeaderMin_5HeaderMax_8 | 5
662 | 92 | 40957-2P-60HP VLSC | RC9914-1-8.04-2P | 1015.343 | 1015.343 | 1015.343 | 1 | 1 | 2 | D | VLS_Inline | 4 | 4 | 4 | 8 | BranchMin_4BranchMax_8 | 4 | 5 | 8 | HeaderMin_5HeaderMax_8 | 6
662 | 92 | 40957-2P-60HP VLSC | RC9914-1-8.04-2P | 1015.343 | 1015.343 | 1015.343 | 1 | 1 | 2 | D | VLS_Inline | 4 | 4 | 4 | 8 | BranchMin_4BranchMax_8 | 4 | 5 | 8 | HeaderMin_5HeaderMax_8 | 8
662 | 92 | 40957-2P-60HP VLSC | RC9914-1-8.04-2P | 1015.343 | 1015.343 | 1015.343 | 1 | 1 | 2 | D | VLS_Inline | 4 | 4 | 4 | 8 | BranchMin_4BranchMax_8 | 5 | 5 | 8 | HeaderMin_5HeaderMax_8 | 5 | INVALID
662 | 92 | 40957-2P-60HP VLSC | RC9914-1-8.04-2P | 1015.343 | 1015.343 | 1015.343 | 1 | 1 | 2 | D | VLS_Inline | 4 | 4 | 4 | 8 | BranchMin_4BranchMax_8 | 5 | 5 | 8 | HeaderMin_5HeaderMax_8 | 6
662 | 92 | 40957-2P-60HP VLSC | RC9914-1-8.04-2P | 1015.343 | 1015.343 | 1015.343 | 1 | 1 | 2 | D | VLS_Inline | 4 | 4 | 4 | 8 | BranchMin_4BranchMax_8 | 5 | 5 | 8 | HeaderMin_5HeaderMax_8 | 8
662 | 92 | 40957-2P-60HP VLSC | RC9914-1-8.04-2P | 1015.343 | 1015.343 | 1015.343 | 1 | 1 | 2 | D | VLS_Inline | 4 | 4 | 4 | 8 | BranchMin_4BranchMax_8 | 6 | 5 | 8 | HeaderMin_5HeaderMax_8 | 5 | INVALID
662 | 92 | 40957-2P-60HP VLSC | RC9914-1-8.04-2P | 1015.343 | 1015.343 | 1015.343 | 1 | 1 | 2 | D | VLS_Inline | 4 | 4 | 4 | 8 | BranchMin_4BranchMax_8 | 6 | 5 | 8 | HeaderMin_5HeaderMax_8 | 6 | INVALID
662 | 92 | 40957-2P-60HP VLSC | RC9914-1-8.04-2P | 1015.343 | 1015.343 | 1015.343 | 1 | 1 | 2 | D | VLS_Inline | 4 | 4 | 4 | 8 | BranchMin_4BranchMax_8 | 6 | 5 | 8 | HeaderMin_5HeaderMax_8 | 8
662 | 92 | 40957-2P-60HP VLSC | RC9914-1-8.04-2P | 1015.343 | 1015.343 | 1015.343 | 1 | 1 | 2 | D | VLS_Inline | 4 | 4 | 4 | 8 | BranchMin_4BranchMax_8 | 8 | 5 | 8 | HeaderMin_5HeaderMax_8 | 5 | INVALID
662 | 92 | 40957-2P-60HP VLSC | RC9914-1-8.04-2P | 1015.343 | 1015.343 | 1015.343 | 1 | 1 | 2 | D | VLS_Inline | 4 | 4 | 4 | 8 | BranchMin_4BranchMax_8 | 8 | 5 | 8 | HeaderMin_5HeaderMax_8 | 6 | INVALID
662 | 92 | 40957-2P-60HP VLSC | RC9914-1-8.04-2P | 1015.343 | 1015.343 | 1015.343 | 1 | 1 | 2 | D | VLS_Inline | 4 | 4 | 4 | 8 | BranchMin_4BranchMax_8 | 8 | 5 | 8 | HeaderMin_5HeaderMax_8 | 8 | INVALID
663 | 93 | 40957-2P-75HP VLSC | RC9914-1-8.58-2P | 1051.8577 | 1051.8577 | 1051.8577 | 1 | 1 | 2 | D | VLS_Inline | 4 | 4 | 4 | 8 | BranchMin_4BranchMax_8 | 4 | 5 | 8 | HeaderMin_5HeaderMax_8 | 5
663 | 93 | 40957-2P-75HP VLSC | RC9914-1-8.58-2P | 1051.8577 | 1051.8577 | 1051.8577 | 1 | 1 | 2 | D | VLS_Inline | 4 | 4 | 4 | 8 | BranchMin_4BranchMax_8 | 4 | 5 | 8 | HeaderMin_5HeaderMax_8 | 6
663 | 93 | 40957-2P-75HP VLSC | RC9914-1-8.58-2P | 1051.8577 | 1051.8577 | 1051.8577 | 1 | 1 | 2 | D | VLS_Inline | 4 | 4 | 4 | 8 | BranchMin_4BranchMax_8 | 4 | 5 | 8 | HeaderMin_5HeaderMax_8 | 8
663 | 93 | 40957-2P-75HP VLSC | RC9914-1-8.58-2P | 1051.8577 | 1051.8577 | 1051.8577 | 1 | 1 | 2 | D | VLS_Inline | 4 | 4 | 4 | 8 | BranchMin_4BranchMax_8 | 5 | 5 | 8 | HeaderMin_5HeaderMax_8 | 5 | INVALID
663 | 93 | 40957-2P-75HP VLSC | RC9914-1-8.58-2P | 1051.8577 | 1051.8577 | 1051.8577 | 1 | 1 | 2 | D | VLS_Inline | 4 | 4 | 4 | 8 | BranchMin_4BranchMax_8 | 5 | 5 | 8 | HeaderMin_5HeaderMax_8 | 6
663 | 93 | 40957-2P-75HP VLSC | RC9914-1-8.58-2P | 1051.8577 | 1051.8577 | 1051.8577 | 1 | 1 | 2 | D | VLS_Inline | 4 | 4 | 4 | 8 | BranchMin_4BranchMax_8 | 5 | 5 | 8 | HeaderMin_5HeaderMax_8 | 8
663 | 93 | 40957-2P-75HP VLSC | RC9914-1-8.58-2P | 1051.8577 | 1051.8577 | 1051.8577 | 1 | 1 | 2 | D | VLS_Inline | 4 | 4 | 4 | 8 | BranchMin_4BranchMax_8 | 6 | 5 | 8 | HeaderMin_5HeaderMax_8 | 5 | INVALID
663 | 93 | 40957-2P-75HP VLSC | RC9914-1-8.58-2P | 1051.8577 | 1051.8577 | 1051.8577 | 1 | 1 | 2 | D | VLS_Inline | 4 | 4 | 4 | 8 | BranchMin_4BranchMax_8 | 6 | 5 | 8 | HeaderMin_5HeaderMax_8 | 6 | INVALID
663 | 93 | 40957-2P-75HP VLSC | RC9914-1-8.58-2P | 1051.8577 | 1051.8577 | 1051.8577 | 1 | 1 | 2 | D | VLS_Inline | 4 | 4 | 4 | 8 | BranchMin_4BranchMax_8 | 6 | 5 | 8 | HeaderMin_5HeaderMax_8 | 8
663 | 93 | 40957-2P-75HP VLSC | RC9914-1-8.58-2P | 1051.8577 | 1051.8577 | 1051.8577 | 1 | 1 | 2 | D | VLS_Inline | 4 | 4 | 4 | 8 | BranchMin_4BranchMax_8 | 8 | 5 | 8 | HeaderMin_5HeaderMax_8 | 5 | INVALID
663 | 93 | 40957-2P-75HP VLSC | RC9914-1-8.58-2P | 1051.8577 | 1051.8577 | 1051.8577 | 1 | 1 | 2 | D | VLS_Inline | 4 | 4 | 4 | 8 | BranchMin_4BranchMax_8 | 8 | 5 | 8 | HeaderMin_5HeaderMax_8 | 6 | INVALID
663 | 93 | 40957-2P-75HP VLSC | RC9914-1-8.58-2P | 1051.8577 | 1051.8577 | 1051.8577 | 1 | 1 | 2 | D | VLS_Inline | 4 | 4 | 4 | 8 | BranchMin_4BranchMax_8 | 8 | 5 | 8 | HeaderMin_5HeaderMax_8 | 8 | INVALID
664 | 94 | 40957-2P-100HP VLSC | RC9914-1-9.43-2P | 1127.0937 | 1127.0937 | 1127.0937 | 1 | 1 | 2 | D | VLS_Inline | 4 | 4 | 4 | 8 | BranchMin_4BranchMax_8 | 4 | 5 | 8 | HeaderMin_5HeaderMax_8 | 5
664 | 94 | 40957-2P-100HP VLSC | RC9914-1-9.43-2P | 1127.0937 | 1127.0937 | 1127.0937 | 1 | 1 | 2 | D | VLS_Inline | 4 | 4 | 4 | 8 | BranchMin_4BranchMax_8 | 4 | 5 | 8 | HeaderMin_5HeaderMax_8 | 6
664 | 94 | 40957-2P-100HP VLSC | RC9914-1-9.43-2P | 1127.0937 | 1127.0937 | 1127.0937 | 1 | 1 | 2 | D | VLS_Inline | 4 | 4 | 4 | 8 | BranchMin_4BranchMax_8 | 4 | 5 | 8 | HeaderMin_5HeaderMax_8 | 8
664 | 94 | 40957-2P-100HP VLSC | RC9914-1-9.43-2P | 1127.0937 | 1127.0937 | 1127.0937 | 1 | 1 | 2 | D | VLS_Inline | 4 | 4 | 4 | 8 | BranchMin_4BranchMax_8 | 5 | 5 | 8 | HeaderMin_5HeaderMax_8 | 5 | INVALID
664 | 94 | 40957-2P-100HP VLSC | RC9914-1-9.43-2P | 1127.0937 | 1127.0937 | 1127.0937 | 1 | 1 | 2 | D | VLS_Inline | 4 | 4 | 4 | 8 | BranchMin_4BranchMax_8 | 5 | 5 | 8 | HeaderMin_5HeaderMax_8 | 6
664 | 94 | 40957-2P-100HP VLSC | RC9914-1-9.43-2P | 1127.0937 | 1127.0937 | 1127.0937 | 1 | 1 | 2 | D | VLS_Inline | 4 | 4 | 4 | 8 | BranchMin_4BranchMax_8 | 5 | 5 | 8 | HeaderMin_5HeaderMax_8 | 8
664 | 94 | 40957-2P-100HP VLSC | RC9914-1-9.43-2P | 1127.0937 | 1127.0937 | 1127.0937 | 1 | 1 | 2 | D | VLS_Inline | 4 | 4 | 4 | 8 | BranchMin_4BranchMax_8 | 6 | 5 | 8 | HeaderMin_5HeaderMax_8 | 5 | INVALID
664 | 94 | 40957-2P-100HP VLSC | RC9914-1-9.43-2P | 1127.0937 | 1127.0937 | 1127.0937 | 1 | 1 | 2 | D | VLS_Inline | 4 | 4 | 4 | 8 | BranchMin_4BranchMax_8 | 6 | 5 | 8 | HeaderMin_5HeaderMax_8 | 6 | INVALID
664 | 94 | 40957-2P-100HP VLSC | RC9914-1-9.43-2P | 1127.0937 | 1127.0937 | 1127.0937 | 1 | 1 | 2 | D | VLS_Inline | 4 | 4 | 4 | 8 | BranchMin_4BranchMax_8 | 6 | 5 | 8 | HeaderMin_5HeaderMax_8 | 8
664 | 94 | 40957-2P-100HP VLSC | RC9914-1-9.43-2P | 1127.0937 | 1127.0937 | 1127.0937 | 1 | 1 | 2 | D | VLS_Inline | 4 | 4 | 4 | 8 | BranchMin_4BranchMax_8 | 8 | 5 | 8 | HeaderMin_5HeaderMax_8 | 5 | INVALID
664 | 94 | 40957-2P-100HP VLSC | RC9914-1-9.43-2P | 1127.0937 | 1127.0937 | 1127.0937 | 1 | 1 | 2 | D | VLS_Inline | 4 | 4 | 4 | 8 | BranchMin_4BranchMax_8 | 8 | 5 | 8 | HeaderMin_5HeaderMax_8 | 6 | INVALID
664 | 94 | 40957-2P-100HP VLSC | RC9914-1-9.43-2P | 1127.0937 | 1127.0937 | 1127.0937 | 1 | 1 | 2 | D | VLS_Inline | 4 | 4 | 4 | 8 | BranchMin_4BranchMax_8 | 8 | 5 | 8 | HeaderMin_5HeaderMax_8 | 8 | INVALID
665 | 95 | 40957-4P-5HP VLSC | RC9914-1-6.91 | 456.5775 | 456.5775 | 456.5775 | 1 | 1 | 2 | D | VLS_Inline | 4 | 4 | 4 | 5 | BranchMin_4BranchMax_5 | 4 | 5 | 5 | HeaderMin_5HeaderMax_5 | 5
665 | 95 | 40957-4P-5HP VLSC | RC9914-1-6.91 | 456.5775 | 456.5775 | 456.5775 | 1 | 1 | 2 | D | VLS_Inline | 4 | 4 | 4 | 5 | BranchMin_4BranchMax_5 | 5 | 5 | 5 | HeaderMin_5HeaderMax_5 | 5 | INVALID
666 | 96 | 40957-4P-7.5HP VLSC | RC9914-1-8.04 | 508.0798 | 508.0798 | 508.0798 | 1 | 1 | 2 | D | VLS_Inline | 4 | 4 | 4 | 5 | BranchMin_4BranchMax_5 | 4 | 5 | 5 | HeaderMin_5HeaderMax_5 | 5
666 | 96 | 40957-4P-7.5HP VLSC | RC9914-1-8.04 | 508.0798 | 508.0798 | 508.0798 | 1 | 1 | 2 | D | VLS_Inline | 4 | 4 | 4 | 5 | BranchMin_4BranchMax_5 | 5 | 5 | 5 | HeaderMin_5HeaderMax_5 | 5 | INVALID
667 | 97 | 40957-4P-10HP VLSC | RC9914-1-8.77 | 534.9443 | 534.9443 | 534.9443 | 1 | 1 | 2 | D | VLS_Inline | 4 | 4 | 4 | 5 | BranchMin_4BranchMax_5 | 4 | 5 | 5 | HeaderMin_5HeaderMax_5 | 5
667 | 97 | 40957-4P-10HP VLSC | RC9914-1-8.77 | 534.9443 | 534.9443 | 534.9443 | 1 | 1 | 2 | D | VLS_Inline | 4 | 4 | 4 | 5 | BranchMin_4BranchMax_5 | 5 | 5 | 5 | HeaderMin_5HeaderMax_5 | 5 | INVALID
668 | 98 | 40957-4P-15HP VLSC | RC9914-1-9.6 | 568.82 | 568.82 | 568.82 | 1 | 1 | 2 | D | VLS_Inline | 4 | 4 | 4 | 5 | BranchMin_4BranchMax_5 | 4 | 5 | 5 | HeaderMin_5HeaderMax_5 | 5
668 | 98 | 40957-4P-15HP VLSC | RC9914-1-9.6 | 568.82 | 568.82 | 568.82 | 1 | 1 | 2 | D | VLS_Inline | 4 | 4 | 4 | 5 | BranchMin_4BranchMax_5 | 5 | 5 | 5 | HeaderMin_5HeaderMax_5 | 5 | INVALID
669 | 99 | 40959-2P-40HP VLSC | VLSC_40959_2P_40HP | 885.0742 | 885.0742 | 885.0742 | 1 | 1 | 2 | D | VLS_Inline | 4 | 4 | 4 | 6 | BranchMin_4BranchMax_6 | 4 | 5 | 6 | HeaderMin_5HeaderMax_6 | 5
669 | 99 | 40959-2P-40HP VLSC | VLSC_40959_2P_40HP | 885.0742 | 885.0742 | 885.0742 | 1 | 1 | 2 | D | VLS_Inline | 4 | 4 | 4 | 6 | BranchMin_4BranchMax_6 | 4 | 5 | 6 | HeaderMin_5HeaderMax_6 | 6
669 | 99 | 40959-2P-40HP VLSC | VLSC_40959_2P_40HP | 885.0742 | 885.0742 | 885.0742 | 1 | 1 | 2 | D | VLS_Inline | 4 | 4 | 4 | 6 | BranchMin_4BranchMax_6 | 5 | 5 | 6 | HeaderMin_5HeaderMax_6 | 5 | INVALID
669 | 99 | 40959-2P-40HP VLSC | VLSC_40959_2P_40HP | 885.0742 | 885.0742 | 885.0742 | 1 | 1 | 2 | D | VLS_Inline | 4 | 4 | 4 | 6 | BranchMin_4BranchMax_6 | 5 | 5 | 6 | HeaderMin_5HeaderMax_6 | 6
669 | 99 | 40959-2P-40HP VLSC | VLSC_40959_2P_40HP | 885.0742 | 885.0742 | 885.0742 | 1 | 1 | 2 | D | VLS_Inline | 4 | 4 | 4 | 6 | BranchMin_4BranchMax_6 | 6 | 5 | 6 | HeaderMin_5HeaderMax_6 | 5 | INVALID
669 | 99 | 40959-2P-40HP VLSC | VLSC_40959_2P_40HP | 885.0742 | 885.0742 | 885.0742 | 1 | 1 | 2 | D | VLS_Inline | 4 | 4 | 4 | 6 | BranchMin_4BranchMax_6 | 6 | 5 | 6 | HeaderMin_5HeaderMax_6 | 6 | INVALID
670 | 100 | 40959-2P-50HP VLSC | VLSC_40959_2P_50HP | 912.6252 | 912.6252 | 912.6252 | 1 | 1 | 2 | D | VLS_Inline | 4 | 4 | 4 | 6 | BranchMin_4BranchMax_6 | 4 | 5 | 6 | HeaderMin_5HeaderMax_6 | 5
670 | 100 | 40959-2P-50HP VLSC | VLSC_40959_2P_50HP | 912.6252 | 912.6252 | 912.6252 | 1 | 1 | 2 | D | VLS_Inline | 4 | 4 | 4 | 6 | BranchMin_4BranchMax_6 | 4 | 5 | 6 | HeaderMin_5HeaderMax_6 | 6
670 | 100 | 40959-2P-50HP VLSC | VLSC_40959_2P_50HP | 912.6252 | 912.6252 | 912.6252 | 1 | 1 | 2 | D | VLS_Inline | 4 | 4 | 4 | 6 | BranchMin_4BranchMax_6 | 5 | 5 | 6 | HeaderMin_5HeaderMax_6 | 5 | INVALID
670 | 100 | 40959-2P-50HP VLSC | VLSC_40959_2P_50HP | 912.6252 | 912.6252 | 912.6252 | 1 | 1 | 2 | D | VLS_Inline | 4 | 4 | 4 | 6 | BranchMin_4BranchMax_6 | 5 | 5 | 6 | HeaderMin_5HeaderMax_6 | 6
670 | 100 | 40959-2P-50HP VLSC | VLSC_40959_2P_50HP | 912.6252 | 912.6252 | 912.6252 | 1 | 1 | 2 | D | VLS_Inline | 4 | 4 | 4 | 6 | BranchMin_4BranchMax_6 | 6 | 5 | 6 | HeaderMin_5HeaderMax_6 | 5 | INVALID
670 | 100 | 40959-2P-50HP VLSC | VLSC_40959_2P_50HP | 912.6252 | 912.6252 | 912.6252 | 1 | 1 | 2 | D | VLS_Inline | 4 | 4 | 4 | 6 | BranchMin_4BranchMax_6 | 6 | 5 | 6 | HeaderMin_5HeaderMax_6 | 6 | INVALID
671 | 101 | 40959-2P-60HP VLSC | VLSC_40959_2P_60HP | 955.0129 | 955.0129 | 955.0129 | 1 | 1 | 2 | D | VLS_Inline | 4 | 4 | 4 | 8 | BranchMin_4BranchMax_8 | 4 | 5 | 8 | HeaderMin_5HeaderMax_8 | 5
671 | 101 | 40959-2P-60HP VLSC | VLSC_40959_2P_60HP | 955.0129 | 955.0129 | 955.0129 | 1 | 1 | 2 | D | VLS_Inline | 4 | 4 | 4 | 8 | BranchMin_4BranchMax_8 | 4 | 5 | 8 | HeaderMin_5HeaderMax_8 | 6
671 | 101 | 40959-2P-60HP VLSC | VLSC_40959_2P_60HP | 955.0129 | 955.0129 | 955.0129 | 1 | 1 | 2 | D | VLS_Inline | 4 | 4 | 4 | 8 | BranchMin_4BranchMax_8 | 4 | 5 | 8 | HeaderMin_5HeaderMax_8 | 8
671 | 101 | 40959-2P-60HP VLSC | VLSC_40959_2P_60HP | 955.0129 | 955.0129 | 955.0129 | 1 | 1 | 2 | D | VLS_Inline | 4 | 4 | 4 | 8 | BranchMin_4BranchMax_8 | 5 | 5 | 8 | HeaderMin_5HeaderMax_8 | 5 | INVALID
671 | 101 | 40959-2P-60HP VLSC | VLSC_40959_2P_60HP | 955.0129 | 955.0129 | 955.0129 | 1 | 1 | 2 | D | VLS_Inline | 4 | 4 | 4 | 8 | BranchMin_4BranchMax_8 | 5 | 5 | 8 | HeaderMin_5HeaderMax_8 | 6
671 | 101 | 40959-2P-60HP VLSC | VLSC_40959_2P_60HP | 955.0129 | 955.0129 | 955.0129 | 1 | 1 | 2 | D | VLS_Inline | 4 | 4 | 4 | 8 | BranchMin_4BranchMax_8 | 5 | 5 | 8 | HeaderMin_5HeaderMax_8 | 8
671 | 101 | 40959-2P-60HP VLSC | VLSC_40959_2P_60HP | 955.0129 | 955.0129 | 955.0129 | 1 | 1 | 2 | D | VLS_Inline | 4 | 4 | 4 | 8 | BranchMin_4BranchMax_8 | 6 | 5 | 8 | HeaderMin_5HeaderMax_8 | 5 | INVALID
671 | 101 | 40959-2P-60HP VLSC | VLSC_40959_2P_60HP | 955.0129 | 955.0129 | 955.0129 | 1 | 1 | 2 | D | VLS_Inline | 4 | 4 | 4 | 8 | BranchMin_4BranchMax_8 | 6 | 5 | 8 | HeaderMin_5HeaderMax_8 | 6 | INVALID
671 | 101 | 40959-2P-60HP VLSC | VLSC_40959_2P_60HP | 955.0129 | 955.0129 | 955.0129 | 1 | 1 | 2 | D | VLS_Inline | 4 | 4 | 4 | 8 | BranchMin_4BranchMax_8 | 6 | 5 | 8 | HeaderMin_5HeaderMax_8 | 8
671 | 101 | 40959-2P-60HP VLSC | VLSC_40959_2P_60HP | 955.0129 | 955.0129 | 955.0129 | 1 | 1 | 2 | D | VLS_Inline | 4 | 4 | 4 | 8 | BranchMin_4BranchMax_8 | 8 | 5 | 8 | HeaderMin_5HeaderMax_8 | 5 | INVALID
671 | 101 | 40959-2P-60HP VLSC | VLSC_40959_2P_60HP | 955.0129 | 955.0129 | 955.0129 | 1 | 1 | 2 | D | VLS_Inline | 4 | 4 | 4 | 8 | BranchMin_4BranchMax_8 | 8 | 5 | 8 | HeaderMin_5HeaderMax_8 | 6 | INVALID
671 | 101 | 40959-2P-60HP VLSC | VLSC_40959_2P_60HP | 955.0129 | 955.0129 | 955.0129 | 1 | 1 | 2 | D | VLS_Inline | 4 | 4 | 4 | 8 | BranchMin_4BranchMax_8 | 8 | 5 | 8 | HeaderMin_5HeaderMax_8 | 8 | INVALID
672 | 102 | 40959-2P-75HP VLSC | VLSC_40959_2P_75HP | 1024.8269 | 1024.8269 | 1024.8269 | 1 | 1 | 2 | D | VLS_Inline | 4 | 4 | 4 | 8 | BranchMin_4BranchMax_8 | 4 | 5 | 8 | HeaderMin_5HeaderMax_8 | 5
672 | 102 | 40959-2P-75HP VLSC | VLSC_40959_2P_75HP | 1024.8269 | 1024.8269 | 1024.8269 | 1 | 1 | 2 | D | VLS_Inline | 4 | 4 | 4 | 8 | BranchMin_4BranchMax_8 | 4 | 5 | 8 | HeaderMin_5HeaderMax_8 | 6
672 | 102 | 40959-2P-75HP VLSC | VLSC_40959_2P_75HP | 1024.8269 | 1024.8269 | 1024.8269 | 1 | 1 | 2 | D | VLS_Inline | 4 | 4 | 4 | 8 | BranchMin_4BranchMax_8 | 4 | 5 | 8 | HeaderMin_5HeaderMax_8 | 8
672 | 102 | 40959-2P-75HP VLSC | VLSC_40959_2P_75HP | 1024.8269 | 1024.8269 | 1024.8269 | 1 | 1 | 2 | D | VLS_Inline | 4 | 4 | 4 | 8 | BranchMin_4BranchMax_8 | 5 | 5 | 8 | HeaderMin_5HeaderMax_8 | 5 | INVALID
672 | 102 | 40959-2P-75HP VLSC | VLSC_40959_2P_75HP | 1024.8269 | 1024.8269 | 1024.8269 | 1 | 1 | 2 | D | VLS_Inline | 4 | 4 | 4 | 8 | BranchMin_4BranchMax_8 | 5 | 5 | 8 | HeaderMin_5HeaderMax_8 | 6
672 | 102 | 40959-2P-75HP VLSC | VLSC_40959_2P_75HP | 1024.8269 | 1024.8269 | 1024.8269 | 1 | 1 | 2 | D | VLS_Inline | 4 | 4 | 4 | 8 | BranchMin_4BranchMax_8 | 5 | 5 | 8 | HeaderMin_5HeaderMax_8 | 8
672 | 102 | 40959-2P-75HP VLSC | VLSC_40959_2P_75HP | 1024.8269 | 1024.8269 | 1024.8269 | 1 | 1 | 2 | D | VLS_Inline | 4 | 4 | 4 | 8 | BranchMin_4BranchMax_8 | 6 | 5 | 8 | HeaderMin_5HeaderMax_8 | 5 | INVALID
672 | 102 | 40959-2P-75HP VLSC | VLSC_40959_2P_75HP | 1024.8269 | 1024.8269 | 1024.8269 | 1 | 1 | 2 | D | VLS_Inline | 4 | 4 | 4 | 8 | BranchMin_4BranchMax_8 | 6 | 5 | 8 | HeaderMin_5HeaderMax_8 | 6 | INVALID
672 | 102 | 40959-2P-75HP VLSC | VLSC_40959_2P_75HP | 1024.8269 | 1024.8269 | 1024.8269 | 1 | 1 | 2 | D | VLS_Inline | 4 | 4 | 4 | 8 | BranchMin_4BranchMax_8 | 6 | 5 | 8 | HeaderMin_5HeaderMax_8 | 8
672 | 102 | 40959-2P-75HP VLSC | VLSC_40959_2P_75HP | 1024.8269 | 1024.8269 | 1024.8269 | 1 | 1 | 2 | D | VLS_Inline | 4 | 4 | 4 | 8 | BranchMin_4BranchMax_8 | 8 | 5 | 8 | HeaderMin_5HeaderMax_8 | 5 | INVALID
672 | 102 | 40959-2P-75HP VLSC | VLSC_40959_2P_75HP | 1024.8269 | 1024.8269 | 1024.8269 | 1 | 1 | 2 | D | VLS_Inline | 4 | 4 | 4 | 8 | BranchMin_4BranchMax_8 | 8 | 5 | 8 | HeaderMin_5HeaderMax_8 | 6 | INVALID
672 | 102 | 40959-2P-75HP VLSC | VLSC_40959_2P_75HP | 1024.8269 | 1024.8269 | 1024.8269 | 1 | 1 | 2 | D | VLS_Inline | 4 | 4 | 4 | 8 | BranchMin_4BranchMax_8 | 8 | 5 | 8 | HeaderMin_5HeaderMax_8 | 8 | INVALID
673 | 103 | 40959-2P-100HP VLSC | VLSC_40959_2P_100HP | 1116.5838 | 1116.5838 | 1116.5838 | 1 | 1 | 2 | D | VLS_Inline | 4 | 4 | 4 | 8 | BranchMin_4BranchMax_8 | 4 | 5 | 8 | HeaderMin_5HeaderMax_8 | 5
673 | 103 | 40959-2P-100HP VLSC | VLSC_40959_2P_100HP | 1116.5838 | 1116.5838 | 1116.5838 | 1 | 1 | 2 | D | VLS_Inline | 4 | 4 | 4 | 8 | BranchMin_4BranchMax_8 | 4 | 5 | 8 | HeaderMin_5HeaderMax_8 | 6
673 | 103 | 40959-2P-100HP VLSC | VLSC_40959_2P_100HP | 1116.5838 | 1116.5838 | 1116.5838 | 1 | 1 | 2 | D | VLS_Inline | 4 | 4 | 4 | 8 | BranchMin_4BranchMax_8 | 4 | 5 | 8 | HeaderMin_5HeaderMax_8 | 8
673 | 103 | 40959-2P-100HP VLSC | VLSC_40959_2P_100HP | 1116.5838 | 1116.5838 | 1116.5838 | 1 | 1 | 2 | D | VLS_Inline | 4 | 4 | 4 | 8 | BranchMin_4BranchMax_8 | 5 | 5 | 8 | HeaderMin_5HeaderMax_8 | 5 | INVALID
673 | 103 | 40959-2P-100HP VLSC | VLSC_40959_2P_100HP | 1116.5838 | 1116.5838 | 1116.5838 | 1 | 1 | 2 | D | VLS_Inline | 4 | 4 | 4 | 8 | BranchMin_4BranchMax_8 | 5 | 5 | 8 | HeaderMin_5HeaderMax_8 | 6
673 | 103 | 40959-2P-100HP VLSC | VLSC_40959_2P_100HP | 1116.5838 | 1116.5838 | 1116.5838 | 1 | 1 | 2 | D | VLS_Inline | 4 | 4 | 4 | 8 | BranchMin_4BranchMax_8 | 5 | 5 | 8 | HeaderMin_5HeaderMax_8 | 8
673 | 103 | 40959-2P-100HP VLSC | VLSC_40959_2P_100HP | 1116.5838 | 1116.5838 | 1116.5838 | 1 | 1 | 2 | D | VLS_Inline | 4 | 4 | 4 | 8 | BranchMin_4BranchMax_8 | 6 | 5 | 8 | HeaderMin_5HeaderMax_8 | 5 | INVALID
673 | 103 | 40959-2P-100HP VLSC | VLSC_40959_2P_100HP | 1116.5838 | 1116.5838 | 1116.5838 | 1 | 1 | 2 | D | VLS_Inline | 4 | 4 | 4 | 8 | BranchMin_4BranchMax_8 | 6 | 5 | 8 | HeaderMin_5HeaderMax_8 | 6 | INVALID
673 | 103 | 40959-2P-100HP VLSC | VLSC_40959_2P_100HP | 1116.5838 | 1116.5838 | 1116.5838 | 1 | 1 | 2 | D | VLS_Inline | 4 | 4 | 4 | 8 | BranchMin_4BranchMax_8 | 6 | 5 | 8 | HeaderMin_5HeaderMax_8 | 8
673 | 103 | 40959-2P-100HP VLSC | VLSC_40959_2P_100HP | 1116.5838 | 1116.5838 | 1116.5838 | 1 | 1 | 2 | D | VLS_Inline | 4 | 4 | 4 | 8 | BranchMin_4BranchMax_8 | 8 | 5 | 8 | HeaderMin_5HeaderMax_8 | 5 | INVALID
673 | 103 | 40959-2P-100HP VLSC | VLSC_40959_2P_100HP | 1116.5838 | 1116.5838 | 1116.5838 | 1 | 1 | 2 | D | VLS_Inline | 4 | 4 | 4 | 8 | BranchMin_4BranchMax_8 | 8 | 5 | 8 | HeaderMin_5HeaderMax_8 | 6 | INVALID
673 | 103 | 40959-2P-100HP VLSC | VLSC_40959_2P_100HP | 1116.5838 | 1116.5838 | 1116.5838 | 1 | 1 | 2 | D | VLS_Inline | 4 | 4 | 4 | 8 | BranchMin_4BranchMax_8 | 8 | 5 | 8 | HeaderMin_5HeaderMax_8 | 8 | INVALID
674 | 104 | 40959-4P-5HP VLSC | VLSC_40959_4P_5HP | 466.2681 | 466.2681 | 466.2681 | 1 | 1 | 2 | D | VLS_Inline | 4 | 4 | 4 | 5 | BranchMin_4BranchMax_5 | 4 | 5 | 5 | HeaderMin_5HeaderMax_5 | 5
674 | 104 | 40959-4P-5HP VLSC | VLSC_40959_4P_5HP | 466.2681 | 466.2681 | 466.2681 | 1 | 1 | 2 | D | VLS_Inline | 4 | 4 | 4 | 5 | BranchMin_4BranchMax_5 | 5 | 5 | 5 | HeaderMin_5HeaderMax_5 | 5 | INVALID
675 | 105 | 40959-4P-7.5HP VLSC | VLSC_40959_4P_7.5HP | 509.7501 | 509.7501 | 509.7501 | 1 | 1 | 2 | D | VLS_Inline | 4 | 4 | 4 | 5 | BranchMin_4BranchMax_5 | 4 | 5 | 5 | HeaderMin_5HeaderMax_5 | 5
675 | 105 | 40959-4P-7.5HP VLSC | VLSC_40959_4P_7.5HP | 509.7501 | 509.7501 | 509.7501 | 1 | 1 | 2 | D | VLS_Inline | 4 | 4 | 4 | 5 | BranchMin_4BranchMax_5 | 5 | 5 | 5 | HeaderMin_5HeaderMax_5 | 5 | INVALID
676 | 106 | 40959-4P-10HP VLSC | VLSC_40959_4P_10HP | 543.4703 | 543.4703 | 543.4703 | 1 | 1 | 2 | D | VLS_Inline | 4 | 4 | 4 | 5 | BranchMin_4BranchMax_5 | 4 | 5 | 5 | HeaderMin_5HeaderMax_5 | 5
676 | 106 | 40959-4P-10HP VLSC | VLSC_40959_4P_10HP | 543.4703 | 543.4703 | 543.4703 | 1 | 1 | 2 | D | VLS_Inline | 4 | 4 | 4 | 5 | BranchMin_4BranchMax_5 | 5 | 5 | 5 | HeaderMin_5HeaderMax_5 | 5 | INVALID
677 | 107 | 40959-4P-15HP VLSC | VLSC_40959_4P_15HP | 607.7455 | 607.7455 | 607.7455 | 1 | 1 | 2 | D | VLS_Inline | 4 | 4 | 4 | 5 | BranchMin_4BranchMax_5 | 4 | 5 | 5 | HeaderMin_5HeaderMax_5 | 5
677 | 107 | 40959-4P-15HP VLSC | VLSC_40959_4P_15HP | 607.7455 | 607.7455 | 607.7455 | 1 | 1 | 2 | D | VLS_Inline | 4 | 4 | 4 | 5 | BranchMin_4BranchMax_5 | 5 | 5 | 5 | HeaderMin_5HeaderMax_5 | 5 | INVALID
678 | 108 | 40127-4P-15HP VLSC | RC9904-3-9.87 | 667.9 | 667.9 | 667.9 | 1 | 1 | 2 | D | VLS_Inline | 4 | 4 | 4 | 6 | BranchMin_4BranchMax_6 | 4 | 5 | 6 | HeaderMin_5HeaderMax_6 | 5
678 | 108 | 40127-4P-15HP VLSC | RC9904-3-9.87 | 667.9 | 667.9 | 667.9 | 1 | 1 | 2 | D | VLS_Inline | 4 | 4 | 4 | 6 | BranchMin_4BranchMax_6 | 4 | 5 | 6 | HeaderMin_5HeaderMax_6 | 6
678 | 108 | 40127-4P-15HP VLSC | RC9904-3-9.87 | 667.9 | 667.9 | 667.9 | 1 | 1 | 2 | D | VLS_Inline | 4 | 4 | 4 | 6 | BranchMin_4BranchMax_6 | 5 | 5 | 6 | HeaderMin_5HeaderMax_6 | 5 | INVALID
678 | 108 | 40127-4P-15HP VLSC | RC9904-3-9.87 | 667.9 | 667.9 | 667.9 | 1 | 1 | 2 | D | VLS_Inline | 4 | 4 | 4 | 6 | BranchMin_4BranchMax_6 | 5 | 5 | 6 | HeaderMin_5HeaderMax_6 | 6
678 | 108 | 40127-4P-15HP VLSC | RC9904-3-9.87 | 667.9 | 667.9 | 667.9 | 1 | 1 | 2 | D | VLS_Inline | 4 | 4 | 4 | 6 | BranchMin_4BranchMax_6 | 6 | 5 | 6 | HeaderMin_5HeaderMax_6 | 5 | INVALID
678 | 108 | 40127-4P-15HP VLSC | RC9904-3-9.87 | 667.9 | 667.9 | 667.9 | 1 | 1 | 2 | D | VLS_Inline | 4 | 4 | 4 | 6 | BranchMin_4BranchMax_6 | 6 | 5 | 6 | HeaderMin_5HeaderMax_6 | 6 | INVALID
679 | 109 | 40127-4P-20HP VLSC | RC9904-3-10.75 | 732.8 | 732.8 | 732.8 | 1 | 1 | 2 | D | VLS_Inline | 4 | 4 | 4 | 6 | BranchMin_4BranchMax_6 | 4 | 5 | 6 | HeaderMin_5HeaderMax_6 | 5
679 | 109 | 40127-4P-20HP VLSC | RC9904-3-10.75 | 732.8 | 732.8 | 732.8 | 1 | 1 | 2 | D | VLS_Inline | 4 | 4 | 4 | 6 | BranchMin_4BranchMax_6 | 4 | 5 | 6 | HeaderMin_5HeaderMax_6 | 6
679 | 109 | 40127-4P-20HP VLSC | RC9904-3-10.75 | 732.8 | 732.8 | 732.8 | 1 | 1 | 2 | D | VLS_Inline | 4 | 4 | 4 | 6 | BranchMin_4BranchMax_6 | 5 | 5 | 6 | HeaderMin_5HeaderMax_6 | 5 | INVALID
679 | 109 | 40127-4P-20HP VLSC | RC9904-3-10.75 | 732.8 | 732.8 | 732.8 | 1 | 1 | 2 | D | VLS_Inline | 4 | 4 | 4 | 6 | BranchMin_4BranchMax_6 | 5 | 5 | 6 | HeaderMin_5HeaderMax_6 | 6
679 | 109 | 40127-4P-20HP VLSC | RC9904-3-10.75 | 732.8 | 732.8 | 732.8 | 1 | 1 | 2 | D | VLS_Inline | 4 | 4 | 4 | 6 | BranchMin_4BranchMax_6 | 6 | 5 | 6 | HeaderMin_5HeaderMax_6 | 5 | INVALID
679 | 109 | 40127-4P-20HP VLSC | RC9904-3-10.75 | 732.8 | 732.8 | 732.8 | 1 | 1 | 2 | D | VLS_Inline | 4 | 4 | 4 | 6 | BranchMin_4BranchMax_6 | 6 | 5 | 6 | HeaderMin_5HeaderMax_6 | 6 | INVALID
680 | 110 | 40127-4P-25HP VLSC | RC9904-3-11.39 | 774.6 | 774.6 | 774.6 | 1 | 1 | 2 | D | VLS_Inline | 4 | 4 | 4 | 6 | BranchMin_4BranchMax_6 | 4 | 5 | 6 | HeaderMin_5HeaderMax_6 | 5
680 | 110 | 40127-4P-25HP VLSC | RC9904-3-11.39 | 774.6 | 774.6 | 774.6 | 1 | 1 | 2 | D | VLS_Inline | 4 | 4 | 4 | 6 | BranchMin_4BranchMax_6 | 4 | 5 | 6 | HeaderMin_5HeaderMax_6 | 6
680 | 110 | 40127-4P-25HP VLSC | RC9904-3-11.39 | 774.6 | 774.6 | 774.6 | 1 | 1 | 2 | D | VLS_Inline | 4 | 4 | 4 | 6 | BranchMin_4BranchMax_6 | 5 | 5 | 6 | HeaderMin_5HeaderMax_6 | 5 | INVALID
680 | 110 | 40127-4P-25HP VLSC | RC9904-3-11.39 | 774.6 | 774.6 | 774.6 | 1 | 1 | 2 | D | VLS_Inline | 4 | 4 | 4 | 6 | BranchMin_4BranchMax_6 | 5 | 5 | 6 | HeaderMin_5HeaderMax_6 | 6
680 | 110 | 40127-4P-25HP VLSC | RC9904-3-11.39 | 774.6 | 774.6 | 774.6 | 1 | 1 | 2 | D | VLS_Inline | 4 | 4 | 4 | 6 | BranchMin_4BranchMax_6 | 6 | 5 | 6 | HeaderMin_5HeaderMax_6 | 5 | INVALID
680 | 110 | 40127-4P-25HP VLSC | RC9904-3-11.39 | 774.6 | 774.6 | 774.6 | 1 | 1 | 2 | D | VLS_Inline | 4 | 4 | 4 | 6 | BranchMin_4BranchMax_6 | 6 | 5 | 6 | HeaderMin_5HeaderMax_6 | 6 | INVALID
681 | 111 | 40127-4P-30HP VLSC | RC9904-3-12.10-4P | 813.5 | 813.5 | 813.5 | 1 | 1 | 2 | D | VLS_Inline | 4 | 4 | 4 | 6 | BranchMin_4BranchMax_6 | 4 | 5 | 6 | HeaderMin_5HeaderMax_6 | 5
681 | 111 | 40127-4P-30HP VLSC | RC9904-3-12.10-4P | 813.5 | 813.5 | 813.5 | 1 | 1 | 2 | D | VLS_Inline | 4 | 4 | 4 | 6 | BranchMin_4BranchMax_6 | 4 | 5 | 6 | HeaderMin_5HeaderMax_6 | 6
681 | 111 | 40127-4P-30HP VLSC | RC9904-3-12.10-4P | 813.5 | 813.5 | 813.5 | 1 | 1 | 2 | D | VLS_Inline | 4 | 4 | 4 | 6 | BranchMin_4BranchMax_6 | 5 | 5 | 6 | HeaderMin_5HeaderMax_6 | 5 | INVALID
681 | 111 | 40127-4P-30HP VLSC | RC9904-3-12.10-4P | 813.5 | 813.5 | 813.5 | 1 | 1 | 2 | D | VLS_Inline | 4 | 4 | 4 | 6 | BranchMin_4BranchMax_6 | 5 | 5 | 6 | HeaderMin_5HeaderMax_6 | 6
681 | 111 | 40127-4P-30HP VLSC | RC9904-3-12.10-4P | 813.5 | 813.5 | 813.5 | 1 | 1 | 2 | D | VLS_Inline | 4 | 4 | 4 | 6 | BranchMin_4BranchMax_6 | 6 | 5 | 6 | HeaderMin_5HeaderMax_6 | 5 | INVALID
681 | 111 | 40127-4P-30HP VLSC | RC9904-3-12.10-4P | 813.5 | 813.5 | 813.5 | 1 | 1 | 2 | D | VLS_Inline | 4 | 4 | 4 | 6 | BranchMin_4BranchMax_6 | 6 | 5 | 6 | HeaderMin_5HeaderMax_6 | 6 | INVALID
682 | 112 | 40129-4P-15HP VLSC | VLSC_40129_4P_15HP | 616.3385 | 616.3385 | 616.3385 | 1 | 1 | 2 | D | VLS_Inline | 4 | 4 | 4 | 5 | BranchMin_4BranchMax_5 | 4 | 5 | 5 | HeaderMin_5HeaderMax_5 | 5
682 | 112 | 40129-4P-15HP VLSC | VLSC_40129_4P_15HP | 616.3385 | 616.3385 | 616.3385 | 1 | 1 | 2 | D | VLS_Inline | 4 | 4 | 4 | 5 | BranchMin_4BranchMax_5 | 5 | 5 | 5 | HeaderMin_5HeaderMax_5 | 5 | INVALID
683 | 113 | 40129-4P-20HP VLSC | VLSC_40129_4P_20HP | 707.5905 | 707.5905 | 707.5905 | 1 | 1 | 2 | D | VLS_Inline | 4 | 4 | 4 | 6 | BranchMin_4BranchMax_6 | 4 | 5 | 6 | HeaderMin_5HeaderMax_6 | 5
683 | 113 | 40129-4P-20HP VLSC | VLSC_40129_4P_20HP | 707.5905 | 707.5905 | 707.5905 | 1 | 1 | 2 | D | VLS_Inline | 4 | 4 | 4 | 6 | BranchMin_4BranchMax_6 | 4 | 5 | 6 | HeaderMin_5HeaderMax_6 | 6
683 | 113 | 40129-4P-20HP VLSC | VLSC_40129_4P_20HP | 707.5905 | 707.5905 | 707.5905 | 1 | 1 | 2 | D | VLS_Inline | 4 | 4 | 4 | 6 | BranchMin_4BranchMax_6 | 5 | 5 | 6 | HeaderMin_5HeaderMax_6 | 5 | INVALID
683 | 113 | 40129-4P-20HP VLSC | VLSC_40129_4P_20HP | 707.5905 | 707.5905 | 707.5905 | 1 | 1 | 2 | D | VLS_Inline | 4 | 4 | 4 | 6 | BranchMin_4BranchMax_6 | 5 | 5 | 6 | HeaderMin_5HeaderMax_6 | 6
683 | 113 | 40129-4P-20HP VLSC | VLSC_40129_4P_20HP | 707.5905 | 707.5905 | 707.5905 | 1 | 1 | 2 | D | VLS_Inline | 4 | 4 | 4 | 6 | BranchMin_4BranchMax_6 | 6 | 5 | 6 | HeaderMin_5HeaderMax_6 | 5 | INVALID
683 | 113 | 40129-4P-20HP VLSC | VLSC_40129_4P_20HP | 707.5905 | 707.5905 | 707.5905 | 1 | 1 | 2 | D | VLS_Inline | 4 | 4 | 4 | 6 | BranchMin_4BranchMax_6 | 6 | 5 | 6 | HeaderMin_5HeaderMax_6 | 6 | INVALID
684 | 114 | 40129-4P-25HP VLSC | VLSC_40129_4P_25HP | 786.8099 | 786.8099 | 786.8099 | 1 | 1 | 2 | D | VLS_Inline | 4 | 4 | 4 | 6 | BranchMin_4BranchMax_6 | 4 | 5 | 6 | HeaderMin_5HeaderMax_6 | 5
684 | 114 | 40129-4P-25HP VLSC | VLSC_40129_4P_25HP | 786.8099 | 786.8099 | 786.8099 | 1 | 1 | 2 | D | VLS_Inline | 4 | 4 | 4 | 6 | BranchMin_4BranchMax_6 | 4 | 5 | 6 | HeaderMin_5HeaderMax_6 | 6
684 | 114 | 40129-4P-25HP VLSC | VLSC_40129_4P_25HP | 786.8099 | 786.8099 | 786.8099 | 1 | 1 | 2 | D | VLS_Inline | 4 | 4 | 4 | 6 | BranchMin_4BranchMax_6 | 5 | 5 | 6 | HeaderMin_5HeaderMax_6 | 5 | INVALID
684 | 114 | 40129-4P-25HP VLSC | VLSC_40129_4P_25HP | 786.8099 | 786.8099 | 786.8099 | 1 | 1 | 2 | D | VLS_Inline | 4 | 4 | 4 | 6 | BranchMin_4BranchMax_6 | 5 | 5 | 6 | HeaderMin_5HeaderMax_6 | 6
684 | 114 | 40129-4P-25HP VLSC | VLSC_40129_4P_25HP | 786.8099 | 786.8099 | 786.8099 | 1 | 1 | 2 | D | VLS_Inline | 4 | 4 | 4 | 6 | BranchMin_4BranchMax_6 | 6 | 5 | 6 | HeaderMin_5HeaderMax_6 | 5 | INVALID
684 | 114 | 40129-4P-25HP VLSC | VLSC_40129_4P_25HP | 786.8099 | 786.8099 | 786.8099 | 1 | 1 | 2 | D | VLS_Inline | 4 | 4 | 4 | 6 | BranchMin_4BranchMax_6 | 6 | 5 | 6 | HeaderMin_5HeaderMax_6 | 6 | INVALID
685 | 115 | 40129-4P-30HP VLSC | VLSC_40129_4P_30HP | 825.5 | 825.5 | 825.5 | 1 | 1 | 2 | D | VLS_Inline | 4 | 4 | 4 | 6 | BranchMin_4BranchMax_6 | 4 | 5 | 6 | HeaderMin_5HeaderMax_6 | 5
685 | 115 | 40129-4P-30HP VLSC | VLSC_40129_4P_30HP | 825.5 | 825.5 | 825.5 | 1 | 1 | 2 | D | VLS_Inline | 4 | 4 | 4 | 6 | BranchMin_4BranchMax_6 | 4 | 5 | 6 | HeaderMin_5HeaderMax_6 | 6
685 | 115 | 40129-4P-30HP VLSC | VLSC_40129_4P_30HP | 825.5 | 825.5 | 825.5 | 1 | 1 | 2 | D | VLS_Inline | 4 | 4 | 4 | 6 | BranchMin_4BranchMax_6 | 5 | 5 | 6 | HeaderMin_5HeaderMax_6 | 5 | INVALID
685 | 115 | 40129-4P-30HP VLSC | VLSC_40129_4P_30HP | 825.5 | 825.5 | 825.5 | 1 | 1 | 2 | D | VLS_Inline | 4 | 4 | 4 | 6 | BranchMin_4BranchMax_6 | 5 | 5 | 6 | HeaderMin_5HeaderMax_6 | 6
685 | 115 | 40129-4P-30HP VLSC | VLSC_40129_4P_30HP | 825.5 | 825.5 | 825.5 | 1 | 1 | 2 | D | VLS_Inline | 4 | 4 | 4 | 6 | BranchMin_4BranchMax_6 | 6 | 5 | 6 | HeaderMin_5HeaderMax_6 | 5 | INVALID
685 | 115 | 40129-4P-30HP VLSC | VLSC_40129_4P_30HP | 825.5 | 825.5 | 825.5 | 1 | 1 | 2 | D | VLS_Inline | 4 | 4 | 4 | 6 | BranchMin_4BranchMax_6 | 6 | 5 | 6 | HeaderMin_5HeaderMax_6 | 6 | INVALID
686 | 116 | 40157-4P-30HP VLSC | RC9947-1-12.0-4P | 756.8 | 756.8 | 756.8 | 1 | 1 | 2 | D | VLS_Inline | 4 | 4 | 4 | 6 | BranchMin_4BranchMax_6 | 4 | 5 | 6 | HeaderMin_5HeaderMax_6 | 5
686 | 116 | 40157-4P-30HP VLSC | RC9947-1-12.0-4P | 756.8 | 756.8 | 756.8 | 1 | 1 | 2 | D | VLS_Inline | 4 | 4 | 4 | 6 | BranchMin_4BranchMax_6 | 4 | 5 | 6 | HeaderMin_5HeaderMax_6 | 6
686 | 116 | 40157-4P-30HP VLSC | RC9947-1-12.0-4P | 756.8 | 756.8 | 756.8 | 1 | 1 | 2 | D | VLS_Inline | 4 | 4 | 4 | 6 | BranchMin_4BranchMax_6 | 5 | 5 | 6 | HeaderMin_5HeaderMax_6 | 5 | INVALID
686 | 116 | 40157-4P-30HP VLSC | RC9947-1-12.0-4P | 756.8 | 756.8 | 756.8 | 1 | 1 | 2 | D | VLS_Inline | 4 | 4 | 4 | 6 | BranchMin_4BranchMax_6 | 5 | 5 | 6 | HeaderMin_5HeaderMax_6 | 6
686 | 116 | 40157-4P-30HP VLSC | RC9947-1-12.0-4P | 756.8 | 756.8 | 756.8 | 1 | 1 | 2 | D | VLS_Inline | 4 | 4 | 4 | 6 | BranchMin_4BranchMax_6 | 6 | 5 | 6 | HeaderMin_5HeaderMax_6 | 5 | INVALID
686 | 116 | 40157-4P-30HP VLSC | RC9947-1-12.0-4P | 756.8 | 756.8 | 756.8 | 1 | 1 | 2 | D | VLS_Inline | 4 | 4 | 4 | 6 | BranchMin_4BranchMax_6 | 6 | 5 | 6 | HeaderMin_5HeaderMax_6 | 6 | INVALID
687 | 117 | 40157-4P-40HP VLSC | RC9947-1-13.41-4P | 830.5 | 830.5 | 830.5 | 1 | 1 | 2 | D | VLS_Inline | 4 | 4 | 4 | 6 | BranchMin_4BranchMax_6 | 4 | 5 | 6 | HeaderMin_5HeaderMax_6 | 5
687 | 117 | 40157-4P-40HP VLSC | RC9947-1-13.41-4P | 830.5 | 830.5 | 830.5 | 1 | 1 | 2 | D | VLS_Inline | 4 | 4 | 4 | 6 | BranchMin_4BranchMax_6 | 4 | 5 | 6 | HeaderMin_5HeaderMax_6 | 6
687 | 117 | 40157-4P-40HP VLSC | RC9947-1-13.41-4P | 830.5 | 830.5 | 830.5 | 1 | 1 | 2 | D | VLS_Inline | 4 | 4 | 4 | 6 | BranchMin_4BranchMax_6 | 5 | 5 | 6 | HeaderMin_5HeaderMax_6 | 5 | INVALID
687 | 117 | 40157-4P-40HP VLSC | RC9947-1-13.41-4P | 830.5 | 830.5 | 830.5 | 1 | 1 | 2 | D | VLS_Inline | 4 | 4 | 4 | 6 | BranchMin_4BranchMax_6 | 5 | 5 | 6 | HeaderMin_5HeaderMax_6 | 6
687 | 117 | 40157-4P-40HP VLSC | RC9947-1-13.41-4P | 830.5 | 830.5 | 830.5 | 1 | 1 | 2 | D | VLS_Inline | 4 | 4 | 4 | 6 | BranchMin_4BranchMax_6 | 6 | 5 | 6 | HeaderMin_5HeaderMax_6 | 5 | INVALID
687 | 117 | 40157-4P-40HP VLSC | RC9947-1-13.41-4P | 830.5 | 830.5 | 830.5 | 1 | 1 | 2 | D | VLS_Inline | 4 | 4 | 4 | 6 | BranchMin_4BranchMax_6 | 6 | 5 | 6 | HeaderMin_5HeaderMax_6 | 6 | INVALID
688 | 118 | 40157-4P-50HP VLSC | RC9947-1-14.10-4P | 873.3 | 873.3 | 873.3 | 1 | 1 | 2 | D | VLS_Inline | 4 | 4 | 4 | 6 | BranchMin_4BranchMax_6 | 4 | 5 | 6 | HeaderMin_5HeaderMax_6 | 5
688 | 118 | 40157-4P-50HP VLSC | RC9947-1-14.10-4P | 873.3 | 873.3 | 873.3 | 1 | 1 | 2 | D | VLS_Inline | 4 | 4 | 4 | 6 | BranchMin_4BranchMax_6 | 4 | 5 | 6 | HeaderMin_5HeaderMax_6 | 6
688 | 118 | 40157-4P-50HP VLSC | RC9947-1-14.10-4P | 873.3 | 873.3 | 873.3 | 1 | 1 | 2 | D | VLS_Inline | 4 | 4 | 4 | 6 | BranchMin_4BranchMax_6 | 5 | 5 | 6 | HeaderMin_5HeaderMax_6 | 5 | INVALID
688 | 118 | 40157-4P-50HP VLSC | RC9947-1-14.10-4P | 873.3 | 873.3 | 873.3 | 1 | 1 | 2 | D | VLS_Inline | 4 | 4 | 4 | 6 | BranchMin_4BranchMax_6 | 5 | 5 | 6 | HeaderMin_5HeaderMax_6 | 6
688 | 118 | 40157-4P-50HP VLSC | RC9947-1-14.10-4P | 873.3 | 873.3 | 873.3 | 1 | 1 | 2 | D | VLS_Inline | 4 | 4 | 4 | 6 | BranchMin_4BranchMax_6 | 6 | 5 | 6 | HeaderMin_5HeaderMax_6 | 5 | INVALID
688 | 118 | 40157-4P-50HP VLSC | RC9947-1-14.10-4P | 873.3 | 873.3 | 873.3 | 1 | 1 | 2 | D | VLS_Inline | 4 | 4 | 4 | 6 | BranchMin_4BranchMax_6 | 6 | 5 | 6 | HeaderMin_5HeaderMax_6 | 6 | INVALID
689 | 119 | 40159-4P-30HP VLSC | VLSC_40159_4P_30HP | 639.1572 | 639.1572 | 639.1572 | 1 | 1 | 2 | D | VLS_Inline | 4 | 4 | 4 | 5 | BranchMin_4BranchMax_5 | 4 | 5 | 5 | HeaderMin_5HeaderMax_5 | 5
689 | 119 | 40159-4P-30HP VLSC | VLSC_40159_4P_30HP | 639.1572 | 639.1572 | 639.1572 | 1 | 1 | 2 | D | VLS_Inline | 4 | 4 | 4 | 5 | BranchMin_4BranchMax_5 | 5 | 5 | 5 | HeaderMin_5HeaderMax_5 | 5 | INVALID
690 | 120 | 40159-4P-40HP VLSC | VLSC_40159_4P_40HP | 794.9133 | 794.9133 | 794.9133 | 1 | 1 | 2 | D | VLS_Inline | 4 | 4 | 4 | 6 | BranchMin_4BranchMax_6 | 4 | 5 | 6 | HeaderMin_5HeaderMax_6 | 5
690 | 120 | 40159-4P-40HP VLSC | VLSC_40159_4P_40HP | 794.9133 | 794.9133 | 794.9133 | 1 | 1 | 2 | D | VLS_Inline | 4 | 4 | 4 | 6 | BranchMin_4BranchMax_6 | 4 | 5 | 6 | HeaderMin_5HeaderMax_6 | 6
690 | 120 | 40159-4P-40HP VLSC | VLSC_40159_4P_40HP | 794.9133 | 794.9133 | 794.9133 | 1 | 1 | 2 | D | VLS_Inline | 4 | 4 | 4 | 6 | BranchMin_4BranchMax_6 | 5 | 5 | 6 | HeaderMin_5HeaderMax_6 | 5 | INVALID
690 | 120 | 40159-4P-40HP VLSC | VLSC_40159_4P_40HP | 794.9133 | 794.9133 | 794.9133 | 1 | 1 | 2 | D | VLS_Inline | 4 | 4 | 4 | 6 | BranchMin_4BranchMax_6 | 5 | 5 | 6 | HeaderMin_5HeaderMax_6 | 6
690 | 120 | 40159-4P-40HP VLSC | VLSC_40159_4P_40HP | 794.9133 | 794.9133 | 794.9133 | 1 | 1 | 2 | D | VLS_Inline | 4 | 4 | 4 | 6 | BranchMin_4BranchMax_6 | 6 | 5 | 6 | HeaderMin_5HeaderMax_6 | 5 | INVALID
690 | 120 | 40159-4P-40HP VLSC | VLSC_40159_4P_40HP | 794.9133 | 794.9133 | 794.9133 | 1 | 1 | 2 | D | VLS_Inline | 4 | 4 | 4 | 6 | BranchMin_4BranchMax_6 | 6 | 5 | 6 | HeaderMin_5HeaderMax_6 | 6 | INVALID
691 | 121 | 40159-4P-50HP VLSC | VLSC_40159_4P_50HP | 882.342 | 882.342 | 882.342 | 1 | 1 | 2 | D | VLS_Inline | 4 | 4 | 4 | 6 | BranchMin_4BranchMax_6 | 4 | 5 | 6 | HeaderMin_5HeaderMax_6 | 5
691 | 121 | 40159-4P-50HP VLSC | VLSC_40159_4P_50HP | 882.342 | 882.342 | 882.342 | 1 | 1 | 2 | D | VLS_Inline | 4 | 4 | 4 | 6 | BranchMin_4BranchMax_6 | 4 | 5 | 6 | HeaderMin_5HeaderMax_6 | 6
691 | 121 | 40159-4P-50HP VLSC | VLSC_40159_4P_50HP | 882.342 | 882.342 | 882.342 | 1 | 1 | 2 | D | VLS_Inline | 4 | 4 | 4 | 6 | BranchMin_4BranchMax_6 | 5 | 5 | 6 | HeaderMin_5HeaderMax_6 | 5 | INVALID
691 | 121 | 40159-4P-50HP VLSC | VLSC_40159_4P_50HP | 882.342 | 882.342 | 882.342 | 1 | 1 | 2 | D | VLS_Inline | 4 | 4 | 4 | 6 | BranchMin_4BranchMax_6 | 5 | 5 | 6 | HeaderMin_5HeaderMax_6 | 6
691 | 121 | 40159-4P-50HP VLSC | VLSC_40159_4P_50HP | 882.342 | 882.342 | 882.342 | 1 | 1 | 2 | D | VLS_Inline | 4 | 4 | 4 | 6 | BranchMin_4BranchMax_6 | 6 | 5 | 6 | HeaderMin_5HeaderMax_6 | 5 | INVALID
691 | 121 | 40159-4P-50HP VLSC | VLSC_40159_4P_50HP | 882.342 | 882.342 | 882.342 | 1 | 1 | 2 | D | VLS_Inline | 4 | 4 | 4 | 6 | BranchMin_4BranchMax_6 | 6 | 5 | 6 | HeaderMin_5HeaderMax_6 | 6 | INVALID
692 | 122 | 50707-2P-30HP VLSC | VLSC_50707_2P_30HP | 935.9263 | 935.9263 | 935.9263 | 1 | 1 | 2 | D | VLS_Inline | 5 | 5 | 5 | 6 | BranchMin_5BranchMax_6 | 5 | 6 | 6 | HeaderMin_6HeaderMax_6 | 6
692 | 122 | 50707-2P-30HP VLSC | VLSC_50707_2P_30HP | 935.9263 | 935.9263 | 935.9263 | 1 | 1 | 2 | D | VLS_Inline | 5 | 5 | 5 | 6 | BranchMin_5BranchMax_6 | 6 | 6 | 6 | HeaderMin_6HeaderMax_6 | 6 | INVALID
693 | 123 | 50707-2P-40HP VLSC | VLSC_50707_2P_40HP | 1136.2741 | 1136.2741 | 1136.2741 | 1 | 1 | 2 | D | VLS_Inline | 5 | 5 | 5 | 8 | BranchMin_5BranchMax_8 | 5 | 6 | 8 | HeaderMin_6HeaderMax_8 | 6
693 | 123 | 50707-2P-40HP VLSC | VLSC_50707_2P_40HP | 1136.2741 | 1136.2741 | 1136.2741 | 1 | 1 | 2 | D | VLS_Inline | 5 | 5 | 5 | 8 | BranchMin_5BranchMax_8 | 5 | 6 | 8 | HeaderMin_6HeaderMax_8 | 8
693 | 123 | 50707-2P-40HP VLSC | VLSC_50707_2P_40HP | 1136.2741 | 1136.2741 | 1136.2741 | 1 | 1 | 2 | D | VLS_Inline | 5 | 5 | 5 | 8 | BranchMin_5BranchMax_8 | 6 | 6 | 8 | HeaderMin_6HeaderMax_8 | 6 | INVALID
693 | 123 | 50707-2P-40HP VLSC | VLSC_50707_2P_40HP | 1136.2741 | 1136.2741 | 1136.2741 | 1 | 1 | 2 | D | VLS_Inline | 5 | 5 | 5 | 8 | BranchMin_5BranchMax_8 | 6 | 6 | 8 | HeaderMin_6HeaderMax_8 | 8
693 | 123 | 50707-2P-40HP VLSC | VLSC_50707_2P_40HP | 1136.2741 | 1136.2741 | 1136.2741 | 1 | 1 | 2 | D | VLS_Inline | 5 | 5 | 5 | 8 | BranchMin_5BranchMax_8 | 8 | 6 | 8 | HeaderMin_6HeaderMax_8 | 6 | INVALID
693 | 123 | 50707-2P-40HP VLSC | VLSC_50707_2P_40HP | 1136.2741 | 1136.2741 | 1136.2741 | 1 | 1 | 2 | D | VLS_Inline | 5 | 5 | 5 | 8 | BranchMin_5BranchMax_8 | 8 | 6 | 8 | HeaderMin_6HeaderMax_8 | 8 | INVALID
694 | 124 | 50707-2P-50HP VLSC | VLSC_50707_2P_50HP | 1332.9681 | 1332.9681 | 1332.9681 | 1 | 1 | 2 | D | VLS_Inline | 5 | 5 | 5 | 8 | BranchMin_5BranchMax_8 | 5 | 6 | 8 | HeaderMin_6HeaderMax_8 | 6
694 | 124 | 50707-2P-50HP VLSC | VLSC_50707_2P_50HP | 1332.9681 | 1332.9681 | 1332.9681 | 1 | 1 | 2 | D | VLS_Inline | 5 | 5 | 5 | 8 | BranchMin_5BranchMax_8 | 5 | 6 | 8 | HeaderMin_6HeaderMax_8 | 8
694 | 124 | 50707-2P-50HP VLSC | VLSC_50707_2P_50HP | 1332.9681 | 1332.9681 | 1332.9681 | 1 | 1 | 2 | D | VLS_Inline | 5 | 5 | 5 | 8 | BranchMin_5BranchMax_8 | 6 | 6 | 8 | HeaderMin_6HeaderMax_8 | 6 | INVALID
694 | 124 | 50707-2P-50HP VLSC | VLSC_50707_2P_50HP | 1332.9681 | 1332.9681 | 1332.9681 | 1 | 1 | 2 | D | VLS_Inline | 5 | 5 | 5 | 8 | BranchMin_5BranchMax_8 | 6 | 6 | 8 | HeaderMin_6HeaderMax_8 | 8
694 | 124 | 50707-2P-50HP VLSC | VLSC_50707_2P_50HP | 1332.9681 | 1332.9681 | 1332.9681 | 1 | 1 | 2 | D | VLS_Inline | 5 | 5 | 5 | 8 | BranchMin_5BranchMax_8 | 8 | 6 | 8 | HeaderMin_6HeaderMax_8 | 6 | INVALID
694 | 124 | 50707-2P-50HP VLSC | VLSC_50707_2P_50HP | 1332.9681 | 1332.9681 | 1332.9681 | 1 | 1 | 2 | D | VLS_Inline | 5 | 5 | 5 | 8 | BranchMin_5BranchMax_8 | 8 | 6 | 8 | HeaderMin_6HeaderMax_8 | 8 | INVALID
695 | 125 | 50707-2P-60HP VLSC | VLSC_50707_2P_60HP | 1528.3535 | 1528.3535 | 1528.3535 | 1 | 1 | 2 | D | VLS_Inline | 5 | 5 | 5 | 8 | BranchMin_5BranchMax_8 | 5 | 6 | 8 | HeaderMin_6HeaderMax_8 | 6
695 | 125 | 50707-2P-60HP VLSC | VLSC_50707_2P_60HP | 1528.3535 | 1528.3535 | 1528.3535 | 1 | 1 | 2 | D | VLS_Inline | 5 | 5 | 5 | 8 | BranchMin_5BranchMax_8 | 5 | 6 | 8 | HeaderMin_6HeaderMax_8 | 8
695 | 125 | 50707-2P-60HP VLSC | VLSC_50707_2P_60HP | 1528.3535 | 1528.3535 | 1528.3535 | 1 | 1 | 2 | D | VLS_Inline | 5 | 5 | 5 | 8 | BranchMin_5BranchMax_8 | 6 | 6 | 8 | HeaderMin_6HeaderMax_8 | 6 | INVALID
695 | 125 | 50707-2P-60HP VLSC | VLSC_50707_2P_60HP | 1528.3535 | 1528.3535 | 1528.3535 | 1 | 1 | 2 | D | VLS_Inline | 5 | 5 | 5 | 8 | BranchMin_5BranchMax_8 | 6 | 6 | 8 | HeaderMin_6HeaderMax_8 | 8
695 | 125 | 50707-2P-60HP VLSC | VLSC_50707_2P_60HP | 1528.3535 | 1528.3535 | 1528.3535 | 1 | 1 | 2 | D | VLS_Inline | 5 | 5 | 5 | 8 | BranchMin_5BranchMax_8 | 8 | 6 | 8 | HeaderMin_6HeaderMax_8 | 6 | INVALID
695 | 125 | 50707-2P-60HP VLSC | VLSC_50707_2P_60HP | 1528.3535 | 1528.3535 | 1528.3535 | 1 | 1 | 2 | D | VLS_Inline | 5 | 5 | 5 | 8 | BranchMin_5BranchMax_8 | 8 | 6 | 8 | HeaderMin_6HeaderMax_8 | 8 | INVALID
696 | 126 | 50707-4P-5HP VLSC | VLSC_50707_4P_5HP | 626.346 | 626.346 | 626.346 | 1 | 1 | 2 | D | VLS_Inline | 5 | 5 | 5 | 5 | BranchMin_5BranchMax_5 | 5 | 6 | 6 | HeaderMin_6HeaderMax_6 | 6
697 | 127 | 50707-4P-7.5HP VLSC | VLSC_50707_4P_7.5HP | 764.9699 | 764.9699 | 764.9699 | 1 | 1 | 2 | D | VLS_Inline | 5 | 5 | 5 | 6 | BranchMin_5BranchMax_6 | 5 | 6 | 6 | HeaderMin_6HeaderMax_6 | 6
697 | 127 | 50707-4P-7.5HP VLSC | VLSC_50707_4P_7.5HP | 764.9699 | 764.9699 | 764.9699 | 1 | 1 | 2 | D | VLS_Inline | 5 | 5 | 5 | 6 | BranchMin_5BranchMax_6 | 6 | 6 | 6 | HeaderMin_6HeaderMax_6 | 6 | INVALID
698 | 128 | 50957-4P-7.5HP VLSC | RC2552-7.24 | 682.0481 | 682.0481 | 682.0481 | 1 | 1 | 2 | D | VLS_Inline | 5 | 5 | 5 | 6 | BranchMin_5BranchMax_6 | 5 | 6 | 6 | HeaderMin_6HeaderMax_6 | 6
698 | 128 | 50957-4P-7.5HP VLSC | RC2552-7.24 | 682.0481 | 682.0481 | 682.0481 | 1 | 1 | 2 | D | VLS_Inline | 5 | 5 | 5 | 6 | BranchMin_5BranchMax_6 | 6 | 6 | 6 | HeaderMin_6HeaderMax_6 | 6 | INVALID
699 | 129 | 50957-4P-10HP VLSC | RC2552-8.02 | 802.7921 | 802.7921 | 802.7921 | 1 | 1 | 2 | D | VLS_Inline | 5 | 5 | 5 | 6 | BranchMin_5BranchMax_6 | 5 | 6 | 6 | HeaderMin_6HeaderMax_6 | 6
699 | 129 | 50957-4P-10HP VLSC | RC2552-8.02 | 802.7921 | 802.7921 | 802.7921 | 1 | 1 | 2 | D | VLS_Inline | 5 | 5 | 5 | 6 | BranchMin_5BranchMax_6 | 6 | 6 | 6 | HeaderMin_6HeaderMax_6 | 6 | INVALID
700 | 130 | 50957-4P-15HP VLSC | RC2552-9.10 | 932.9167 | 932.9167 | 932.9167 | 1 | 1 | 2 | D | VLS_Inline | 5 | 5 | 5 | 6 | BranchMin_5BranchMax_6 | 5 | 6 | 6 | HeaderMin_6HeaderMax_6 | 6
700 | 130 | 50957-4P-15HP VLSC | RC2552-9.10 | 932.9167 | 932.9167 | 932.9167 | 1 | 1 | 2 | D | VLS_Inline | 5 | 5 | 5 | 6 | BranchMin_5BranchMax_6 | 6 | 6 | 6 | HeaderMin_6HeaderMax_6 | 6 | INVALID
701 | 131 | 50957-4P-20HP VLSC | RC2552-9.6 | 1000.0001 | 1000.0001 | 1000.0001 | 1 | 1 | 2 | D | VLS_Inline | 5 | 5 | 5 | 8 | BranchMin_5BranchMax_8 | 5 | 6 | 8 | HeaderMin_6HeaderMax_8 | 6
701 | 131 | 50957-4P-20HP VLSC | RC2552-9.6 | 1000.0001 | 1000.0001 | 1000.0001 | 1 | 1 | 2 | D | VLS_Inline | 5 | 5 | 5 | 8 | BranchMin_5BranchMax_8 | 5 | 6 | 8 | HeaderMin_6HeaderMax_8 | 8
701 | 131 | 50957-4P-20HP VLSC | RC2552-9.6 | 1000.0001 | 1000.0001 | 1000.0001 | 1 | 1 | 2 | D | VLS_Inline | 5 | 5 | 5 | 8 | BranchMin_5BranchMax_8 | 6 | 6 | 8 | HeaderMin_6HeaderMax_8 | 6 | INVALID
701 | 131 | 50957-4P-20HP VLSC | RC2552-9.6 | 1000.0001 | 1000.0001 | 1000.0001 | 1 | 1 | 2 | D | VLS_Inline | 5 | 5 | 5 | 8 | BranchMin_5BranchMax_8 | 6 | 6 | 8 | HeaderMin_6HeaderMax_8 | 8
701 | 131 | 50957-4P-20HP VLSC | RC2552-9.6 | 1000.0001 | 1000.0001 | 1000.0001 | 1 | 1 | 2 | D | VLS_Inline | 5 | 5 | 5 | 8 | BranchMin_5BranchMax_8 | 8 | 6 | 8 | HeaderMin_6HeaderMax_8 | 6 | INVALID
701 | 131 | 50957-4P-20HP VLSC | RC2552-9.6 | 1000.0001 | 1000.0001 | 1000.0001 | 1 | 1 | 2 | D | VLS_Inline | 5 | 5 | 5 | 8 | BranchMin_5BranchMax_8 | 8 | 6 | 8 | HeaderMin_6HeaderMax_8 | 8 | INVALID
702 | 132 | 5095A-4P-7.5HP VLSC | VLSC_5095A_4P_7.5HP | 753.2463 | 753.2463 | 753.2463 | 1 | 1 | 2 | D | VLS_Inline | 5 | 5 | 5 | 6 | BranchMin_5BranchMax_6 | 5 | 6 | 6 | HeaderMin_6HeaderMax_6 | 6
702 | 132 | 5095A-4P-7.5HP VLSC | VLSC_5095A_4P_7.5HP | 753.2463 | 753.2463 | 753.2463 | 1 | 1 | 2 | D | VLS_Inline | 5 | 5 | 5 | 6 | BranchMin_5BranchMax_6 | 6 | 6 | 6 | HeaderMin_6HeaderMax_6 | 6 | INVALID
703 | 133 | 5095A-4P-10HP VLSC | VLSC_5095A_4P_10HP | 820.4429 | 820.4429 | 820.4429 | 1 | 1 | 2 | D | VLS_Inline | 5 | 5 | 5 | 6 | BranchMin_5BranchMax_6 | 5 | 6 | 6 | HeaderMin_6HeaderMax_6 | 6
703 | 133 | 5095A-4P-10HP VLSC | VLSC_5095A_4P_10HP | 820.4429 | 820.4429 | 820.4429 | 1 | 1 | 2 | D | VLS_Inline | 5 | 5 | 5 | 6 | BranchMin_5BranchMax_6 | 6 | 6 | 6 | HeaderMin_6HeaderMax_6 | 6 | INVALID
704 | 134 | 5095A-4P-15HP VLSC | VLSC_5095A_4P_15HP | 953.3171 | 953.3171 | 953.3171 | 1 | 1 | 2 | D | VLS_Inline | 5 | 5 | 5 | 8 | BranchMin_5BranchMax_8 | 5 | 6 | 8 | HeaderMin_6HeaderMax_8 | 6
704 | 134 | 5095A-4P-15HP VLSC | VLSC_5095A_4P_15HP | 953.3171 | 953.3171 | 953.3171 | 1 | 1 | 2 | D | VLS_Inline | 5 | 5 | 5 | 8 | BranchMin_5BranchMax_8 | 5 | 6 | 8 | HeaderMin_6HeaderMax_8 | 8
704 | 134 | 5095A-4P-15HP VLSC | VLSC_5095A_4P_15HP | 953.3171 | 953.3171 | 953.3171 | 1 | 1 | 2 | D | VLS_Inline | 5 | 5 | 5 | 8 | BranchMin_5BranchMax_8 | 6 | 6 | 8 | HeaderMin_6HeaderMax_8 | 6 | INVALID
704 | 134 | 5095A-4P-15HP VLSC | VLSC_5095A_4P_15HP | 953.3171 | 953.3171 | 953.3171 | 1 | 1 | 2 | D | VLS_Inline | 5 | 5 | 5 | 8 | BranchMin_5BranchMax_8 | 6 | 6 | 8 | HeaderMin_6HeaderMax_8 | 8
704 | 134 | 5095A-4P-15HP VLSC | VLSC_5095A_4P_15HP | 953.3171 | 953.3171 | 953.3171 | 1 | 1 | 2 | D | VLS_Inline | 5 | 5 | 5 | 8 | BranchMin_5BranchMax_8 | 8 | 6 | 8 | HeaderMin_6HeaderMax_8 | 6 | INVALID
704 | 134 | 5095A-4P-15HP VLSC | VLSC_5095A_4P_15HP | 953.3171 | 953.3171 | 953.3171 | 1 | 1 | 2 | D | VLS_Inline | 5 | 5 | 5 | 8 | BranchMin_5BranchMax_8 | 8 | 6 | 8 | HeaderMin_6HeaderMax_8 | 8 | INVALID
705 | 135 | 5095A-4P-20HP VLSC | VLSC_5095A_4P_20HP | 1029.7585 | 1029.7585 | 1029.7585 | 1 | 1 | 2 | D | VLS_Inline | 5 | 5 | 5 | 8 | BranchMin_5BranchMax_8 | 5 | 6 | 8 | HeaderMin_6HeaderMax_8 | 6
705 | 135 | 5095A-4P-20HP VLSC | VLSC_5095A_4P_20HP | 1029.7585 | 1029.7585 | 1029.7585 | 1 | 1 | 2 | D | VLS_Inline | 5 | 5 | 5 | 8 | BranchMin_5BranchMax_8 | 5 | 6 | 8 | HeaderMin_6HeaderMax_8 | 8
705 | 135 | 5095A-4P-20HP VLSC | VLSC_5095A_4P_20HP | 1029.7585 | 1029.7585 | 1029.7585 | 1 | 1 | 2 | D | VLS_Inline | 5 | 5 | 5 | 8 | BranchMin_5BranchMax_8 | 6 | 6 | 8 | HeaderMin_6HeaderMax_8 | 6 | INVALID
705 | 135 | 5095A-4P-20HP VLSC | VLSC_5095A_4P_20HP | 1029.7585 | 1029.7585 | 1029.7585 | 1 | 1 | 2 | D | VLS_Inline | 5 | 5 | 5 | 8 | BranchMin_5BranchMax_8 | 6 | 6 | 8 | HeaderMin_6HeaderMax_8 | 8
705 | 135 | 5095A-4P-20HP VLSC | VLSC_5095A_4P_20HP | 1029.7585 | 1029.7585 | 1029.7585 | 1 | 1 | 2 | D | VLS_Inline | 5 | 5 | 5 | 8 | BranchMin_5BranchMax_8 | 8 | 6 | 8 | HeaderMin_6HeaderMax_8 | 6 | INVALID
705 | 135 | 5095A-4P-20HP VLSC | VLSC_5095A_4P_20HP | 1029.7585 | 1029.7585 | 1029.7585 | 1 | 1 | 2 | D | VLS_Inline | 5 | 5 | 5 | 8 | BranchMin_5BranchMax_8 | 8 | 6 | 8 | HeaderMin_6HeaderMax_8 | 8 | INVALID
706 | 136 | 50959-2P-60HP VLSC | VLSC_50959_2P_60HP | 1330.3437 | 1330.3437 | 1330.3437 | 1 | 1 | 2 | D | VLS_Inline | 5 | 5 | 5 | 8 | BranchMin_5BranchMax_8 | 5 | 6 | 8 | HeaderMin_6HeaderMax_8 | 6
706 | 136 | 50959-2P-60HP VLSC | VLSC_50959_2P_60HP | 1330.3437 | 1330.3437 | 1330.3437 | 1 | 1 | 2 | D | VLS_Inline | 5 | 5 | 5 | 8 | BranchMin_5BranchMax_8 | 5 | 6 | 8 | HeaderMin_6HeaderMax_8 | 8
706 | 136 | 50959-2P-60HP VLSC | VLSC_50959_2P_60HP | 1330.3437 | 1330.3437 | 1330.3437 | 1 | 1 | 2 | D | VLS_Inline | 5 | 5 | 5 | 8 | BranchMin_5BranchMax_8 | 6 | 6 | 8 | HeaderMin_6HeaderMax_8 | 6 | INVALID
706 | 136 | 50959-2P-60HP VLSC | VLSC_50959_2P_60HP | 1330.3437 | 1330.3437 | 1330.3437 | 1 | 1 | 2 | D | VLS_Inline | 5 | 5 | 5 | 8 | BranchMin_5BranchMax_8 | 6 | 6 | 8 | HeaderMin_6HeaderMax_8 | 8
706 | 136 | 50959-2P-60HP VLSC | VLSC_50959_2P_60HP | 1330.3437 | 1330.3437 | 1330.3437 | 1 | 1 | 2 | D | VLS_Inline | 5 | 5 | 5 | 8 | BranchMin_5BranchMax_8 | 8 | 6 | 8 | HeaderMin_6HeaderMax_8 | 6 | INVALID
706 | 136 | 50959-2P-60HP VLSC | VLSC_50959_2P_60HP | 1330.3437 | 1330.3437 | 1330.3437 | 1 | 1 | 2 | D | VLS_Inline | 5 | 5 | 5 | 8 | BranchMin_5BranchMax_8 | 8 | 6 | 8 | HeaderMin_6HeaderMax_8 | 8 | INVALID
707 | 137 | 50959-2P-75HP VLSC | VLSC_50959_2P_75HP | 1378.5213 | 1378.5213 | 1378.5213 | 1 | 1 | 2 | D | VLS_Inline | 5 | 5 | 5 | 8 | BranchMin_5BranchMax_8 | 5 | 6 | 8 | HeaderMin_6HeaderMax_8 | 6
707 | 137 | 50959-2P-75HP VLSC | VLSC_50959_2P_75HP | 1378.5213 | 1378.5213 | 1378.5213 | 1 | 1 | 2 | D | VLS_Inline | 5 | 5 | 5 | 8 | BranchMin_5BranchMax_8 | 5 | 6 | 8 | HeaderMin_6HeaderMax_8 | 8
707 | 137 | 50959-2P-75HP VLSC | VLSC_50959_2P_75HP | 1378.5213 | 1378.5213 | 1378.5213 | 1 | 1 | 2 | D | VLS_Inline | 5 | 5 | 5 | 8 | BranchMin_5BranchMax_8 | 6 | 6 | 8 | HeaderMin_6HeaderMax_8 | 6 | INVALID
707 | 137 | 50959-2P-75HP VLSC | VLSC_50959_2P_75HP | 1378.5213 | 1378.5213 | 1378.5213 | 1 | 1 | 2 | D | VLS_Inline | 5 | 5 | 5 | 8 | BranchMin_5BranchMax_8 | 6 | 6 | 8 | HeaderMin_6HeaderMax_8 | 8
707 | 137 | 50959-2P-75HP VLSC | VLSC_50959_2P_75HP | 1378.5213 | 1378.5213 | 1378.5213 | 1 | 1 | 2 | D | VLS_Inline | 5 | 5 | 5 | 8 | BranchMin_5BranchMax_8 | 8 | 6 | 8 | HeaderMin_6HeaderMax_8 | 6 | INVALID
707 | 137 | 50959-2P-75HP VLSC | VLSC_50959_2P_75HP | 1378.5213 | 1378.5213 | 1378.5213 | 1 | 1 | 2 | D | VLS_Inline | 5 | 5 | 5 | 8 | BranchMin_5BranchMax_8 | 8 | 6 | 8 | HeaderMin_6HeaderMax_8 | 8 | INVALID
708 | 138 | 50959-2P-100HP VLSC | VLSC_50959_2P_100HP | 1467.9509 | 1467.9509 | 1467.9509 | 1 | 1 | 2 | D | VLS_Inline | 5 | 5 | 5 | 8 | BranchMin_5BranchMax_8 | 5 | 6 | 8 | HeaderMin_6HeaderMax_8 | 6
708 | 138 | 50959-2P-100HP VLSC | VLSC_50959_2P_100HP | 1467.9509 | 1467.9509 | 1467.9509 | 1 | 1 | 2 | D | VLS_Inline | 5 | 5 | 5 | 8 | BranchMin_5BranchMax_8 | 5 | 6 | 8 | HeaderMin_6HeaderMax_8 | 8
708 | 138 | 50959-2P-100HP VLSC | VLSC_50959_2P_100HP | 1467.9509 | 1467.9509 | 1467.9509 | 1 | 1 | 2 | D | VLS_Inline | 5 | 5 | 5 | 8 | BranchMin_5BranchMax_8 | 6 | 6 | 8 | HeaderMin_6HeaderMax_8 | 6 | INVALID
708 | 138 | 50959-2P-100HP VLSC | VLSC_50959_2P_100HP | 1467.9509 | 1467.9509 | 1467.9509 | 1 | 1 | 2 | D | VLS_Inline | 5 | 5 | 5 | 8 | BranchMin_5BranchMax_8 | 6 | 6 | 8 | HeaderMin_6HeaderMax_8 | 8
708 | 138 | 50959-2P-100HP VLSC | VLSC_50959_2P_100HP | 1467.9509 | 1467.9509 | 1467.9509 | 1 | 1 | 2 | D | VLS_Inline | 5 | 5 | 5 | 8 | BranchMin_5BranchMax_8 | 8 | 6 | 8 | HeaderMin_6HeaderMax_8 | 6 | INVALID
708 | 138 | 50959-2P-100HP VLSC | VLSC_50959_2P_100HP | 1467.9509 | 1467.9509 | 1467.9509 | 1 | 1 | 2 | D | VLS_Inline | 5 | 5 | 5 | 8 | BranchMin_5BranchMax_8 | 8 | 6 | 8 | HeaderMin_6HeaderMax_8 | 8 | INVALID
709 | 139 | 50129-4P-15HP VLSC | VLSC_50129_4P_15HP | 844.864 | 844.864 | 844.864 | 1 | 1 | 2 | D | VLS_Inline | 5 | 5 | 5 | 6 | BranchMin_5BranchMax_6 | 5 | 6 | 6 | HeaderMin_6HeaderMax_6 | 6
709 | 139 | 50129-4P-15HP VLSC | VLSC_50129_4P_15HP | 844.864 | 844.864 | 844.864 | 1 | 1 | 2 | D | VLS_Inline | 5 | 5 | 5 | 6 | BranchMin_5BranchMax_6 | 6 | 6 | 6 | HeaderMin_6HeaderMax_6 | 6 | INVALID
710 | 140 | 50129-4P-20HP VLSC | VLSC_50129_4P_20HP | 982.3526 | 982.3526 | 982.3526 | 1 | 1 | 2 | D | VLS_Inline | 5 | 5 | 5 | 8 | BranchMin_5BranchMax_8 | 5 | 6 | 8 | HeaderMin_6HeaderMax_8 | 6
710 | 140 | 50129-4P-20HP VLSC | VLSC_50129_4P_20HP | 982.3526 | 982.3526 | 982.3526 | 1 | 1 | 2 | D | VLS_Inline | 5 | 5 | 5 | 8 | BranchMin_5BranchMax_8 | 5 | 6 | 8 | HeaderMin_6HeaderMax_8 | 8
710 | 140 | 50129-4P-20HP VLSC | VLSC_50129_4P_20HP | 982.3526 | 982.3526 | 982.3526 | 1 | 1 | 2 | D | VLS_Inline | 5 | 5 | 5 | 8 | BranchMin_5BranchMax_8 | 6 | 6 | 8 | HeaderMin_6HeaderMax_8 | 6 | INVALID
710 | 140 | 50129-4P-20HP VLSC | VLSC_50129_4P_20HP | 982.3526 | 982.3526 | 982.3526 | 1 | 1 | 2 | D | VLS_Inline | 5 | 5 | 5 | 8 | BranchMin_5BranchMax_8 | 6 | 6 | 8 | HeaderMin_6HeaderMax_8 | 8
710 | 140 | 50129-4P-20HP VLSC | VLSC_50129_4P_20HP | 982.3526 | 982.3526 | 982.3526 | 1 | 1 | 2 | D | VLS_Inline | 5 | 5 | 5 | 8 | BranchMin_5BranchMax_8 | 8 | 6 | 8 | HeaderMin_6HeaderMax_8 | 6 | INVALID
710 | 140 | 50129-4P-20HP VLSC | VLSC_50129_4P_20HP | 982.3526 | 982.3526 | 982.3526 | 1 | 1 | 2 | D | VLS_Inline | 5 | 5 | 5 | 8 | BranchMin_5BranchMax_8 | 8 | 6 | 8 | HeaderMin_6HeaderMax_8 | 8 | INVALID
711 | 141 | 50129-4P-25HP VLSC | VLSC_50129_4P_25HP | 1104.8611 | 1104.8611 | 1104.8611 | 1 | 1 | 2 | D | VLS_Inline | 5 | 5 | 5 | 8 | BranchMin_5BranchMax_8 | 5 | 6 | 8 | HeaderMin_6HeaderMax_8 | 6
711 | 141 | 50129-4P-25HP VLSC | VLSC_50129_4P_25HP | 1104.8611 | 1104.8611 | 1104.8611 | 1 | 1 | 2 | D | VLS_Inline | 5 | 5 | 5 | 8 | BranchMin_5BranchMax_8 | 5 | 6 | 8 | HeaderMin_6HeaderMax_8 | 8
711 | 141 | 50129-4P-25HP VLSC | VLSC_50129_4P_25HP | 1104.8611 | 1104.8611 | 1104.8611 | 1 | 1 | 2 | D | VLS_Inline | 5 | 5 | 5 | 8 | BranchMin_5BranchMax_8 | 6 | 6 | 8 | HeaderMin_6HeaderMax_8 | 6 | INVALID
711 | 141 | 50129-4P-25HP VLSC | VLSC_50129_4P_25HP | 1104.8611 | 1104.8611 | 1104.8611 | 1 | 1 | 2 | D | VLS_Inline | 5 | 5 | 5 | 8 | BranchMin_5BranchMax_8 | 6 | 6 | 8 | HeaderMin_6HeaderMax_8 | 8
711 | 141 | 50129-4P-25HP VLSC | VLSC_50129_4P_25HP | 1104.8611 | 1104.8611 | 1104.8611 | 1 | 1 | 2 | D | VLS_Inline | 5 | 5 | 5 | 8 | BranchMin_5BranchMax_8 | 8 | 6 | 8 | HeaderMin_6HeaderMax_8 | 6 | INVALID
711 | 141 | 50129-4P-25HP VLSC | VLSC_50129_4P_25HP | 1104.8611 | 1104.8611 | 1104.8611 | 1 | 1 | 2 | D | VLS_Inline | 5 | 5 | 5 | 8 | BranchMin_5BranchMax_8 | 8 | 6 | 8 | HeaderMin_6HeaderMax_8 | 8 | INVALID
712 | 142 | 50129-4P-30HP VLSC | VLSC_50129_4P_30HP | 1214.4257 | 1214.4257 | 1214.4257 | 1 | 1 | 2 | D | VLS_Inline | 5 | 5 | 5 | 8 | BranchMin_5BranchMax_8 | 5 | 6 | 8 | HeaderMin_6HeaderMax_8 | 6
712 | 142 | 50129-4P-30HP VLSC | VLSC_50129_4P_30HP | 1214.4257 | 1214.4257 | 1214.4257 | 1 | 1 | 2 | D | VLS_Inline | 5 | 5 | 5 | 8 | BranchMin_5BranchMax_8 | 5 | 6 | 8 | HeaderMin_6HeaderMax_8 | 8
712 | 142 | 50129-4P-30HP VLSC | VLSC_50129_4P_30HP | 1214.4257 | 1214.4257 | 1214.4257 | 1 | 1 | 2 | D | VLS_Inline | 5 | 5 | 5 | 8 | BranchMin_5BranchMax_8 | 6 | 6 | 8 | HeaderMin_6HeaderMax_8 | 6 | INVALID
712 | 142 | 50129-4P-30HP VLSC | VLSC_50129_4P_30HP | 1214.4257 | 1214.4257 | 1214.4257 | 1 | 1 | 2 | D | VLS_Inline | 5 | 5 | 5 | 8 | BranchMin_5BranchMax_8 | 6 | 6 | 8 | HeaderMin_6HeaderMax_8 | 8
712 | 142 | 50129-4P-30HP VLSC | VLSC_50129_4P_30HP | 1214.4257 | 1214.4257 | 1214.4257 | 1 | 1 | 2 | D | VLS_Inline | 5 | 5 | 5 | 8 | BranchMin_5BranchMax_8 | 8 | 6 | 8 | HeaderMin_6HeaderMax_8 | 6 | INVALID
712 | 142 | 50129-4P-30HP VLSC | VLSC_50129_4P_30HP | 1214.4257 | 1214.4257 | 1214.4257 | 1 | 1 | 2 | D | VLS_Inline | 5 | 5 | 5 | 8 | BranchMin_5BranchMax_8 | 8 | 6 | 8 | HeaderMin_6HeaderMax_8 | 8 | INVALID
713 | 143 | 50129-4P-40HP VLSC | VLSC_50129_4P_40HP | 1383.6857 | 1383.6857 | 1383.6857 | 1 | 1 | 2 | D | VLS_Inline | 5 | 5 | 5 | 8 | BranchMin_5BranchMax_8 | 5 | 6 | 8 | HeaderMin_6HeaderMax_8 | 6
713 | 143 | 50129-4P-40HP VLSC | VLSC_50129_4P_40HP | 1383.6857 | 1383.6857 | 1383.6857 | 1 | 1 | 2 | D | VLS_Inline | 5 | 5 | 5 | 8 | BranchMin_5BranchMax_8 | 5 | 6 | 8 | HeaderMin_6HeaderMax_8 | 8
713 | 143 | 50129-4P-40HP VLSC | VLSC_50129_4P_40HP | 1383.6857 | 1383.6857 | 1383.6857 | 1 | 1 | 2 | D | VLS_Inline | 5 | 5 | 5 | 8 | BranchMin_5BranchMax_8 | 6 | 6 | 8 | HeaderMin_6HeaderMax_8 | 6 | INVALID
713 | 143 | 50129-4P-40HP VLSC | VLSC_50129_4P_40HP | 1383.6857 | 1383.6857 | 1383.6857 | 1 | 1 | 2 | D | VLS_Inline | 5 | 5 | 5 | 8 | BranchMin_5BranchMax_8 | 6 | 6 | 8 | HeaderMin_6HeaderMax_8 | 8
713 | 143 | 50129-4P-40HP VLSC | VLSC_50129_4P_40HP | 1383.6857 | 1383.6857 | 1383.6857 | 1 | 1 | 2 | D | VLS_Inline | 5 | 5 | 5 | 8 | BranchMin_5BranchMax_8 | 8 | 6 | 8 | HeaderMin_6HeaderMax_8 | 6 | INVALID
713 | 143 | 50129-4P-40HP VLSC | VLSC_50129_4P_40HP | 1383.6857 | 1383.6857 | 1383.6857 | 1 | 1 | 2 | D | VLS_Inline | 5 | 5 | 5 | 8 | BranchMin_5BranchMax_8 | 8 | 6 | 8 | HeaderMin_6HeaderMax_8 | 8 | INVALID
714 | 144 | 50129-4P-50HP VLSC | VLSC_50129_4P_50HP | 1551.2098 | 1551.2098 | 1551.2098 | 1 | 1 | 2 | D | VLS_Inline | 5 | 5 | 5 | 8 | BranchMin_5BranchMax_8 | 5 | 6 | 8 | HeaderMin_6HeaderMax_8 | 6
714 | 144 | 50129-4P-50HP VLSC | VLSC_50129_4P_50HP | 1551.2098 | 1551.2098 | 1551.2098 | 1 | 1 | 2 | D | VLS_Inline | 5 | 5 | 5 | 8 | BranchMin_5BranchMax_8 | 5 | 6 | 8 | HeaderMin_6HeaderMax_8 | 8
714 | 144 | 50129-4P-50HP VLSC | VLSC_50129_4P_50HP | 1551.2098 | 1551.2098 | 1551.2098 | 1 | 1 | 2 | D | VLS_Inline | 5 | 5 | 5 | 8 | BranchMin_5BranchMax_8 | 6 | 6 | 8 | HeaderMin_6HeaderMax_8 | 6 | INVALID
714 | 144 | 50129-4P-50HP VLSC | VLSC_50129_4P_50HP | 1551.2098 | 1551.2098 | 1551.2098 | 1 | 1 | 2 | D | VLS_Inline | 5 | 5 | 5 | 8 | BranchMin_5BranchMax_8 | 6 | 6 | 8 | HeaderMin_6HeaderMax_8 | 8
714 | 144 | 50129-4P-50HP VLSC | VLSC_50129_4P_50HP | 1551.2098 | 1551.2098 | 1551.2098 | 1 | 1 | 2 | D | VLS_Inline | 5 | 5 | 5 | 8 | BranchMin_5BranchMax_8 | 8 | 6 | 8 | HeaderMin_6HeaderMax_8 | 6 | INVALID
714 | 144 | 50129-4P-50HP VLSC | VLSC_50129_4P_50HP | 1551.2098 | 1551.2098 | 1551.2098 | 1 | 1 | 2 | D | VLS_Inline | 5 | 5 | 5 | 8 | BranchMin_5BranchMax_8 | 8 | 6 | 8 | HeaderMin_6HeaderMax_8 | 8 | INVALID
715 | 145 | 50129-4P-60HP VLSC | VLSC_50129_4P_60HP | 1664.6746 | 1664.6746 | 1664.6746 | 1 | 1 | 2 | D | VLS_Inline | 5 | 5 | 5 | 10 | BranchMin_5BranchMax_10 | 5 | 6 | 10 | HeaderMin_6HeaderMax_10 | 6
715 | 145 | 50129-4P-60HP VLSC | VLSC_50129_4P_60HP | 1664.6746 | 1664.6746 | 1664.6746 | 1 | 1 | 2 | D | VLS_Inline | 5 | 5 | 5 | 10 | BranchMin_5BranchMax_10 | 5 | 6 | 10 | HeaderMin_6HeaderMax_10 | 8
715 | 145 | 50129-4P-60HP VLSC | VLSC_50129_4P_60HP | 1664.6746 | 1664.6746 | 1664.6746 | 1 | 1 | 2 | D | VLS_Inline | 5 | 5 | 5 | 10 | BranchMin_5BranchMax_10 | 5 | 6 | 10 | HeaderMin_6HeaderMax_10 | 10
715 | 145 | 50129-4P-60HP VLSC | VLSC_50129_4P_60HP | 1664.6746 | 1664.6746 | 1664.6746 | 1 | 1 | 2 | D | VLS_Inline | 5 | 5 | 5 | 10 | BranchMin_5BranchMax_10 | 6 | 6 | 10 | HeaderMin_6HeaderMax_10 | 6 | INVALID
715 | 145 | 50129-4P-60HP VLSC | VLSC_50129_4P_60HP | 1664.6746 | 1664.6746 | 1664.6746 | 1 | 1 | 2 | D | VLS_Inline | 5 | 5 | 5 | 10 | BranchMin_5BranchMax_10 | 6 | 6 | 10 | HeaderMin_6HeaderMax_10 | 8
715 | 145 | 50129-4P-60HP VLSC | VLSC_50129_4P_60HP | 1664.6746 | 1664.6746 | 1664.6746 | 1 | 1 | 2 | D | VLS_Inline | 5 | 5 | 5 | 10 | BranchMin_5BranchMax_10 | 6 | 6 | 10 | HeaderMin_6HeaderMax_10 | 10
715 | 145 | 50129-4P-60HP VLSC | VLSC_50129_4P_60HP | 1664.6746 | 1664.6746 | 1664.6746 | 1 | 1 | 2 | D | VLS_Inline | 5 | 5 | 5 | 10 | BranchMin_5BranchMax_10 | 8 | 6 | 10 | HeaderMin_6HeaderMax_10 | 6 | INVALID
715 | 145 | 50129-4P-60HP VLSC | VLSC_50129_4P_60HP | 1664.6746 | 1664.6746 | 1664.6746 | 1 | 1 | 2 | D | VLS_Inline | 5 | 5 | 5 | 10 | BranchMin_5BranchMax_10 | 8 | 6 | 10 | HeaderMin_6HeaderMax_10 | 8 | INVALID
715 | 145 | 50129-4P-60HP VLSC | VLSC_50129_4P_60HP | 1664.6746 | 1664.6746 | 1664.6746 | 1 | 1 | 2 | D | VLS_Inline | 5 | 5 | 5 | 10 | BranchMin_5BranchMax_10 | 8 | 6 | 10 | HeaderMin_6HeaderMax_10 | 10
715 | 145 | 50129-4P-60HP VLSC | VLSC_50129_4P_60HP | 1664.6746 | 1664.6746 | 1664.6746 | 1 | 1 | 2 | D | VLS_Inline | 5 | 5 | 5 | 10 | BranchMin_5BranchMax_10 | 10 | 6 | 10 | HeaderMin_6HeaderMax_10 | 6 | INVALID
715 | 145 | 50129-4P-60HP VLSC | VLSC_50129_4P_60HP | 1664.6746 | 1664.6746 | 1664.6746 | 1 | 1 | 2 | D | VLS_Inline | 5 | 5 | 5 | 10 | BranchMin_5BranchMax_10 | 10 | 6 | 10 | HeaderMin_6HeaderMax_10 | 8 | INVALID
715 | 145 | 50129-4P-60HP VLSC | VLSC_50129_4P_60HP | 1664.6746 | 1664.6746 | 1664.6746 | 1 | 1 | 2 | D | VLS_Inline | 5 | 5 | 5 | 10 | BranchMin_5BranchMax_10 | 10 | 6 | 10 | HeaderMin_6HeaderMax_10 | 10 | INVALID
716 | 146 | 5012A-4P-10HP VLSC | RC9940-8.37 | 840.7876 | 840.7876 | 840.7876 | 1 | 1 | 2 | D | VLS_Inline | 5 | 5 | 5 | 6 | BranchMin_5BranchMax_6 | 5 | 6 | 6 | HeaderMin_6HeaderMax_6 | 6
716 | 146 | 5012A-4P-10HP VLSC | RC9940-8.37 | 840.7876 | 840.7876 | 840.7876 | 1 | 1 | 2 | D | VLS_Inline | 5 | 5 | 5 | 6 | BranchMin_5BranchMax_6 | 6 | 6 | 6 | HeaderMin_6HeaderMax_6 | 6 | INVALID
717 | 147 | 5012A-4P-15HP VLSC | RC9940-9.62 | 995.4751 | 995.4751 | 995.4751 | 1 | 1 | 2 | D | VLS_Inline | 5 | 5 | 5 | 8 | BranchMin_5BranchMax_8 | 5 | 6 | 8 | HeaderMin_6HeaderMax_8 | 6
717 | 147 | 5012A-4P-15HP VLSC | RC9940-9.62 | 995.4751 | 995.4751 | 995.4751 | 1 | 1 | 2 | D | VLS_Inline | 5 | 5 | 5 | 8 | BranchMin_5BranchMax_8 | 5 | 6 | 8 | HeaderMin_6HeaderMax_8 | 8
717 | 147 | 5012A-4P-15HP VLSC | RC9940-9.62 | 995.4751 | 995.4751 | 995.4751 | 1 | 1 | 2 | D | VLS_Inline | 5 | 5 | 5 | 8 | BranchMin_5BranchMax_8 | 6 | 6 | 8 | HeaderMin_6HeaderMax_8 | 6 | INVALID
717 | 147 | 5012A-4P-15HP VLSC | RC9940-9.62 | 995.4751 | 995.4751 | 995.4751 | 1 | 1 | 2 | D | VLS_Inline | 5 | 5 | 5 | 8 | BranchMin_5BranchMax_8 | 6 | 6 | 8 | HeaderMin_6HeaderMax_8 | 8
717 | 147 | 5012A-4P-15HP VLSC | RC9940-9.62 | 995.4751 | 995.4751 | 995.4751 | 1 | 1 | 2 | D | VLS_Inline | 5 | 5 | 5 | 8 | BranchMin_5BranchMax_8 | 8 | 6 | 8 | HeaderMin_6HeaderMax_8 | 6 | INVALID
717 | 147 | 5012A-4P-15HP VLSC | RC9940-9.62 | 995.4751 | 995.4751 | 995.4751 | 1 | 1 | 2 | D | VLS_Inline | 5 | 5 | 5 | 8 | BranchMin_5BranchMax_8 | 8 | 6 | 8 | HeaderMin_6HeaderMax_8 | 8 | INVALID
718 | 148 | 5012A-4P-20HP VLSC | RC9940-10.48 | 1093.6698 | 1093.6698 | 1093.6698 | 1 | 1 | 2 | D | VLS_Inline | 5 | 5 | 5 | 8 | BranchMin_5BranchMax_8 | 5 | 6 | 8 | HeaderMin_6HeaderMax_8 | 6
718 | 148 | 5012A-4P-20HP VLSC | RC9940-10.48 | 1093.6698 | 1093.6698 | 1093.6698 | 1 | 1 | 2 | D | VLS_Inline | 5 | 5 | 5 | 8 | BranchMin_5BranchMax_8 | 5 | 6 | 8 | HeaderMin_6HeaderMax_8 | 8
718 | 148 | 5012A-4P-20HP VLSC | RC9940-10.48 | 1093.6698 | 1093.6698 | 1093.6698 | 1 | 1 | 2 | D | VLS_Inline | 5 | 5 | 5 | 8 | BranchMin_5BranchMax_8 | 6 | 6 | 8 | HeaderMin_6HeaderMax_8 | 6 | INVALID
718 | 148 | 5012A-4P-20HP VLSC | RC9940-10.48 | 1093.6698 | 1093.6698 | 1093.6698 | 1 | 1 | 2 | D | VLS_Inline | 5 | 5 | 5 | 8 | BranchMin_5BranchMax_8 | 6 | 6 | 8 | HeaderMin_6HeaderMax_8 | 8
718 | 148 | 5012A-4P-20HP VLSC | RC9940-10.48 | 1093.6698 | 1093.6698 | 1093.6698 | 1 | 1 | 2 | D | VLS_Inline | 5 | 5 | 5 | 8 | BranchMin_5BranchMax_8 | 8 | 6 | 8 | HeaderMin_6HeaderMax_8 | 6 | INVALID
718 | 148 | 5012A-4P-20HP VLSC | RC9940-10.48 | 1093.6698 | 1093.6698 | 1093.6698 | 1 | 1 | 2 | D | VLS_Inline | 5 | 5 | 5 | 8 | BranchMin_5BranchMax_8 | 8 | 6 | 8 | HeaderMin_6HeaderMax_8 | 8 | INVALID
719 | 149 | 5012A-4P-25HP VLSC | RC9940-11.02 | 1144.8546 | 1144.8546 | 1144.8546 | 1 | 1 | 2 | D | VLS_Inline | 5 | 5 | 5 | 8 | BranchMin_5BranchMax_8 | 5 | 6 | 8 | HeaderMin_6HeaderMax_8 | 6
719 | 149 | 5012A-4P-25HP VLSC | RC9940-11.02 | 1144.8546 | 1144.8546 | 1144.8546 | 1 | 1 | 2 | D | VLS_Inline | 5 | 5 | 5 | 8 | BranchMin_5BranchMax_8 | 5 | 6 | 8 | HeaderMin_6HeaderMax_8 | 8
719 | 149 | 5012A-4P-25HP VLSC | RC9940-11.02 | 1144.8546 | 1144.8546 | 1144.8546 | 1 | 1 | 2 | D | VLS_Inline | 5 | 5 | 5 | 8 | BranchMin_5BranchMax_8 | 6 | 6 | 8 | HeaderMin_6HeaderMax_8 | 6 | INVALID
719 | 149 | 5012A-4P-25HP VLSC | RC9940-11.02 | 1144.8546 | 1144.8546 | 1144.8546 | 1 | 1 | 2 | D | VLS_Inline | 5 | 5 | 5 | 8 | BranchMin_5BranchMax_8 | 6 | 6 | 8 | HeaderMin_6HeaderMax_8 | 8
719 | 149 | 5012A-4P-25HP VLSC | RC9940-11.02 | 1144.8546 | 1144.8546 | 1144.8546 | 1 | 1 | 2 | D | VLS_Inline | 5 | 5 | 5 | 8 | BranchMin_5BranchMax_8 | 8 | 6 | 8 | HeaderMin_6HeaderMax_8 | 6 | INVALID
719 | 149 | 5012A-4P-25HP VLSC | RC9940-11.02 | 1144.8546 | 1144.8546 | 1144.8546 | 1 | 1 | 2 | D | VLS_Inline | 5 | 5 | 5 | 8 | BranchMin_5BranchMax_8 | 8 | 6 | 8 | HeaderMin_6HeaderMax_8 | 8 | INVALID
720 | 150 | 5012A-4P-30HP VLSC | RC9940-11.62-4P | 1204.5001 | 1204.5001 | 1204.5001 | 1 | 1 | 2 | D | VLS_Inline | 5 | 5 | 5 | 8 | BranchMin_5BranchMax_8 | 5 | 6 | 8 | HeaderMin_6HeaderMax_8 | 6
720 | 150 | 5012A-4P-30HP VLSC | RC9940-11.62-4P | 1204.5001 | 1204.5001 | 1204.5001 | 1 | 1 | 2 | D | VLS_Inline | 5 | 5 | 5 | 8 | BranchMin_5BranchMax_8 | 5 | 6 | 8 | HeaderMin_6HeaderMax_8 | 8
720 | 150 | 5012A-4P-30HP VLSC | RC9940-11.62-4P | 1204.5001 | 1204.5001 | 1204.5001 | 1 | 1 | 2 | D | VLS_Inline | 5 | 5 | 5 | 8 | BranchMin_5BranchMax_8 | 6 | 6 | 8 | HeaderMin_6HeaderMax_8 | 6 | INVALID
720 | 150 | 5012A-4P-30HP VLSC | RC9940-11.62-4P | 1204.5001 | 1204.5001 | 1204.5001 | 1 | 1 | 2 | D | VLS_Inline | 5 | 5 | 5 | 8 | BranchMin_5BranchMax_8 | 6 | 6 | 8 | HeaderMin_6HeaderMax_8 | 8
720 | 150 | 5012A-4P-30HP VLSC | RC9940-11.62-4P | 1204.5001 | 1204.5001 | 1204.5001 | 1 | 1 | 2 | D | VLS_Inline | 5 | 5 | 5 | 8 | BranchMin_5BranchMax_8 | 8 | 6 | 8 | HeaderMin_6HeaderMax_8 | 6 | INVALID
720 | 150 | 5012A-4P-30HP VLSC | RC9940-11.62-4P | 1204.5001 | 1204.5001 | 1204.5001 | 1 | 1 | 2 | D | VLS_Inline | 5 | 5 | 5 | 8 | BranchMin_5BranchMax_8 | 8 | 6 | 8 | HeaderMin_6HeaderMax_8 | 8 | INVALID
721 | 151 | 5012A-4P-40HP VLSC | RC9940-12.1-4P | 1252.5 | 1252.5 | 1252.5 | 1 | 1 | 2 | D | VLS_Inline | 5 | 5 | 5 | 8 | BranchMin_5BranchMax_8 | 5 | 6 | 8 | HeaderMin_6HeaderMax_8 | 6
721 | 151 | 5012A-4P-40HP VLSC | RC9940-12.1-4P | 1252.5 | 1252.5 | 1252.5 | 1 | 1 | 2 | D | VLS_Inline | 5 | 5 | 5 | 8 | BranchMin_5BranchMax_8 | 5 | 6 | 8 | HeaderMin_6HeaderMax_8 | 8
721 | 151 | 5012A-4P-40HP VLSC | RC9940-12.1-4P | 1252.5 | 1252.5 | 1252.5 | 1 | 1 | 2 | D | VLS_Inline | 5 | 5 | 5 | 8 | BranchMin_5BranchMax_8 | 6 | 6 | 8 | HeaderMin_6HeaderMax_8 | 6 | INVALID
721 | 151 | 5012A-4P-40HP VLSC | RC9940-12.1-4P | 1252.5 | 1252.5 | 1252.5 | 1 | 1 | 2 | D | VLS_Inline | 5 | 5 | 5 | 8 | BranchMin_5BranchMax_8 | 6 | 6 | 8 | HeaderMin_6HeaderMax_8 | 8
721 | 151 | 5012A-4P-40HP VLSC | RC9940-12.1-4P | 1252.5 | 1252.5 | 1252.5 | 1 | 1 | 2 | D | VLS_Inline | 5 | 5 | 5 | 8 | BranchMin_5BranchMax_8 | 8 | 6 | 8 | HeaderMin_6HeaderMax_8 | 6 | INVALID
721 | 151 | 5012A-4P-40HP VLSC | RC9940-12.1-4P | 1252.5 | 1252.5 | 1252.5 | 1 | 1 | 2 | D | VLS_Inline | 5 | 5 | 5 | 8 | BranchMin_5BranchMax_8 | 8 | 6 | 8 | HeaderMin_6HeaderMax_8 | 8 | INVALID
722 | 152 | 5012C-4P-10HP VLSC | VLSC_5012C_4P_10HP | 648.3835 | 648.3835 | 648.3835 | 1 | 1 | 2 | D | VLS_Inline | 5 | 5 | 5 | 5 | BranchMin_5BranchMax_5 | 5 | 6 | 6 | HeaderMin_6HeaderMax_6 | 6
723 | 153 | 5012C-4P-15HP VLSC | VLSC_5012C_4P_15HP | 820.3589 | 820.3589 | 820.3589 | 1 | 1 | 2 | D | VLS_Inline | 5 | 5 | 5 | 6 | BranchMin_5BranchMax_6 | 5 | 6 | 6 | HeaderMin_6HeaderMax_6 | 6
723 | 153 | 5012C-4P-15HP VLSC | VLSC_5012C_4P_15HP | 820.3589 | 820.3589 | 820.3589 | 1 | 1 | 2 | D | VLS_Inline | 5 | 5 | 5 | 6 | BranchMin_5BranchMax_6 | 6 | 6 | 6 | HeaderMin_6HeaderMax_6 | 6 | INVALID
724 | 154 | 5012C-4P-20HP VLSC | VLSC_5012C_4P_20HP | 941.0352 | 941.0352 | 941.0352 | 1 | 1 | 2 | D | VLS_Inline | 5 | 5 | 5 | 6 | BranchMin_5BranchMax_6 | 5 | 6 | 6 | HeaderMin_6HeaderMax_6 | 6
724 | 154 | 5012C-4P-20HP VLSC | VLSC_5012C_4P_20HP | 941.0352 | 941.0352 | 941.0352 | 1 | 1 | 2 | D | VLS_Inline | 5 | 5 | 5 | 6 | BranchMin_5BranchMax_6 | 6 | 6 | 6 | HeaderMin_6HeaderMax_6 | 6 | INVALID
725 | 155 | 5012C-4P-25HP VLSC | VLSC_5012C_4P_25HP | 1045.3157 | 1045.3157 | 1045.3157 | 1 | 1 | 2 | D | VLS_Inline | 5 | 5 | 5 | 8 | BranchMin_5BranchMax_8 | 5 | 6 | 8 | HeaderMin_6HeaderMax_8 | 6
725 | 155 | 5012C-4P-25HP VLSC | VLSC_5012C_4P_25HP | 1045.3157 | 1045.3157 | 1045.3157 | 1 | 1 | 2 | D | VLS_Inline | 5 | 5 | 5 | 8 | BranchMin_5BranchMax_8 | 5 | 6 | 8 | HeaderMin_6HeaderMax_8 | 8
725 | 155 | 5012C-4P-25HP VLSC | VLSC_5012C_4P_25HP | 1045.3157 | 1045.3157 | 1045.3157 | 1 | 1 | 2 | D | VLS_Inline | 5 | 5 | 5 | 8 | BranchMin_5BranchMax_8 | 6 | 6 | 8 | HeaderMin_6HeaderMax_8 | 6 | INVALID
725 | 155 | 5012C-4P-25HP VLSC | VLSC_5012C_4P_25HP | 1045.3157 | 1045.3157 | 1045.3157 | 1 | 1 | 2 | D | VLS_Inline | 5 | 5 | 5 | 8 | BranchMin_5BranchMax_8 | 6 | 6 | 8 | HeaderMin_6HeaderMax_8 | 8
725 | 155 | 5012C-4P-25HP VLSC | VLSC_5012C_4P_25HP | 1045.3157 | 1045.3157 | 1045.3157 | 1 | 1 | 2 | D | VLS_Inline | 5 | 5 | 5 | 8 | BranchMin_5BranchMax_8 | 8 | 6 | 8 | HeaderMin_6HeaderMax_8 | 6 | INVALID
725 | 155 | 5012C-4P-25HP VLSC | VLSC_5012C_4P_25HP | 1045.3157 | 1045.3157 | 1045.3157 | 1 | 1 | 2 | D | VLS_Inline | 5 | 5 | 5 | 8 | BranchMin_5BranchMax_8 | 8 | 6 | 8 | HeaderMin_6HeaderMax_8 | 8 | INVALID
726 | 156 | 5012C-4P-30HP VLSC | VLSC_5012C_4P_30HP | 1136.5096 | 1136.5096 | 1136.5096 | 1 | 1 | 2 | D | VLS_Inline | 5 | 5 | 5 | 8 | BranchMin_5BranchMax_8 | 5 | 6 | 8 | HeaderMin_6HeaderMax_8 | 6
726 | 156 | 5012C-4P-30HP VLSC | VLSC_5012C_4P_30HP | 1136.5096 | 1136.5096 | 1136.5096 | 1 | 1 | 2 | D | VLS_Inline | 5 | 5 | 5 | 8 | BranchMin_5BranchMax_8 | 5 | 6 | 8 | HeaderMin_6HeaderMax_8 | 8
726 | 156 | 5012C-4P-30HP VLSC | VLSC_5012C_4P_30HP | 1136.5096 | 1136.5096 | 1136.5096 | 1 | 1 | 2 | D | VLS_Inline | 5 | 5 | 5 | 8 | BranchMin_5BranchMax_8 | 6 | 6 | 8 | HeaderMin_6HeaderMax_8 | 6 | INVALID
726 | 156 | 5012C-4P-30HP VLSC | VLSC_5012C_4P_30HP | 1136.5096 | 1136.5096 | 1136.5096 | 1 | 1 | 2 | D | VLS_Inline | 5 | 5 | 5 | 8 | BranchMin_5BranchMax_8 | 6 | 6 | 8 | HeaderMin_6HeaderMax_8 | 8
726 | 156 | 5012C-4P-30HP VLSC | VLSC_5012C_4P_30HP | 1136.5096 | 1136.5096 | 1136.5096 | 1 | 1 | 2 | D | VLS_Inline | 5 | 5 | 5 | 8 | BranchMin_5BranchMax_8 | 8 | 6 | 8 | HeaderMin_6HeaderMax_8 | 6 | INVALID
726 | 156 | 5012C-4P-30HP VLSC | VLSC_5012C_4P_30HP | 1136.5096 | 1136.5096 | 1136.5096 | 1 | 1 | 2 | D | VLS_Inline | 5 | 5 | 5 | 8 | BranchMin_5BranchMax_8 | 8 | 6 | 8 | HeaderMin_6HeaderMax_8 | 8 | INVALID
727 | 157 | 5012C-4P-40HP VLSC | VLSC_5012C_4P_40HP | 1235.933 | 1235.933 | 1235.933 | 1 | 1 | 2 | D | VLS_Inline | 5 | 5 | 5 | 8 | BranchMin_5BranchMax_8 | 5 | 6 | 8 | HeaderMin_6HeaderMax_8 | 6
727 | 157 | 5012C-4P-40HP VLSC | VLSC_5012C_4P_40HP | 1235.933 | 1235.933 | 1235.933 | 1 | 1 | 2 | D | VLS_Inline | 5 | 5 | 5 | 8 | BranchMin_5BranchMax_8 | 5 | 6 | 8 | HeaderMin_6HeaderMax_8 | 8
727 | 157 | 5012C-4P-40HP VLSC | VLSC_5012C_4P_40HP | 1235.933 | 1235.933 | 1235.933 | 1 | 1 | 2 | D | VLS_Inline | 5 | 5 | 5 | 8 | BranchMin_5BranchMax_8 | 6 | 6 | 8 | HeaderMin_6HeaderMax_8 | 6 | INVALID
727 | 157 | 5012C-4P-40HP VLSC | VLSC_5012C_4P_40HP | 1235.933 | 1235.933 | 1235.933 | 1 | 1 | 2 | D | VLS_Inline | 5 | 5 | 5 | 8 | BranchMin_5BranchMax_8 | 6 | 6 | 8 | HeaderMin_6HeaderMax_8 | 8
727 | 157 | 5012C-4P-40HP VLSC | VLSC_5012C_4P_40HP | 1235.933 | 1235.933 | 1235.933 | 1 | 1 | 2 | D | VLS_Inline | 5 | 5 | 5 | 8 | BranchMin_5BranchMax_8 | 8 | 6 | 8 | HeaderMin_6HeaderMax_8 | 6 | INVALID
727 | 157 | 5012C-4P-40HP VLSC | VLSC_5012C_4P_40HP | 1235.933 | 1235.933 | 1235.933 | 1 | 1 | 2 | D | VLS_Inline | 5 | 5 | 5 | 8 | BranchMin_5BranchMax_8 | 8 | 6 | 8 | HeaderMin_6HeaderMax_8 | 8 | INVALID
728 | 158 | 50157-4P-50HP VLSC | VLSC_50157_4P_50HP | 1229.0007 | 1229.0007 | 1229.0007 | 1 | 1 | 2 | D | VLS_Inline | 5 | 5 | 5 | 8 | BranchMin_5BranchMax_8 | 5 | 6 | 8 | HeaderMin_6HeaderMax_8 | 6
728 | 158 | 50157-4P-50HP VLSC | VLSC_50157_4P_50HP | 1229.0007 | 1229.0007 | 1229.0007 | 1 | 1 | 2 | D | VLS_Inline | 5 | 5 | 5 | 8 | BranchMin_5BranchMax_8 | 5 | 6 | 8 | HeaderMin_6HeaderMax_8 | 8
728 | 158 | 50157-4P-50HP VLSC | VLSC_50157_4P_50HP | 1229.0007 | 1229.0007 | 1229.0007 | 1 | 1 | 2 | D | VLS_Inline | 5 | 5 | 5 | 8 | BranchMin_5BranchMax_8 | 6 | 6 | 8 | HeaderMin_6HeaderMax_8 | 6 | INVALID
728 | 158 | 50157-4P-50HP VLSC | VLSC_50157_4P_50HP | 1229.0007 | 1229.0007 | 1229.0007 | 1 | 1 | 2 | D | VLS_Inline | 5 | 5 | 5 | 8 | BranchMin_5BranchMax_8 | 6 | 6 | 8 | HeaderMin_6HeaderMax_8 | 8
728 | 158 | 50157-4P-50HP VLSC | VLSC_50157_4P_50HP | 1229.0007 | 1229.0007 | 1229.0007 | 1 | 1 | 2 | D | VLS_Inline | 5 | 5 | 5 | 8 | BranchMin_5BranchMax_8 | 8 | 6 | 8 | HeaderMin_6HeaderMax_8 | 6 | INVALID
728 | 158 | 50157-4P-50HP VLSC | VLSC_50157_4P_50HP | 1229.0007 | 1229.0007 | 1229.0007 | 1 | 1 | 2 | D | VLS_Inline | 5 | 5 | 5 | 8 | BranchMin_5BranchMax_8 | 8 | 6 | 8 | HeaderMin_6HeaderMax_8 | 8 | INVALID
729 | 159 | 50157-4P-60HP VLSC | VLSC_50157_4P_60HP | 1303.9328 | 1303.9328 | 1303.9328 | 1 | 1 | 2 | D | VLS_Inline | 5 | 5 | 5 | 8 | BranchMin_5BranchMax_8 | 5 | 6 | 8 | HeaderMin_6HeaderMax_8 | 6
729 | 159 | 50157-4P-60HP VLSC | VLSC_50157_4P_60HP | 1303.9328 | 1303.9328 | 1303.9328 | 1 | 1 | 2 | D | VLS_Inline | 5 | 5 | 5 | 8 | BranchMin_5BranchMax_8 | 5 | 6 | 8 | HeaderMin_6HeaderMax_8 | 8
729 | 159 | 50157-4P-60HP VLSC | VLSC_50157_4P_60HP | 1303.9328 | 1303.9328 | 1303.9328 | 1 | 1 | 2 | D | VLS_Inline | 5 | 5 | 5 | 8 | BranchMin_5BranchMax_8 | 6 | 6 | 8 | HeaderMin_6HeaderMax_8 | 6 | INVALID
729 | 159 | 50157-4P-60HP VLSC | VLSC_50157_4P_60HP | 1303.9328 | 1303.9328 | 1303.9328 | 1 | 1 | 2 | D | VLS_Inline | 5 | 5 | 5 | 8 | BranchMin_5BranchMax_8 | 6 | 6 | 8 | HeaderMin_6HeaderMax_8 | 8
729 | 159 | 50157-4P-60HP VLSC | VLSC_50157_4P_60HP | 1303.9328 | 1303.9328 | 1303.9328 | 1 | 1 | 2 | D | VLS_Inline | 5 | 5 | 5 | 8 | BranchMin_5BranchMax_8 | 8 | 6 | 8 | HeaderMin_6HeaderMax_8 | 6 | INVALID
729 | 159 | 50157-4P-60HP VLSC | VLSC_50157_4P_60HP | 1303.9328 | 1303.9328 | 1303.9328 | 1 | 1 | 2 | D | VLS_Inline | 5 | 5 | 5 | 8 | BranchMin_5BranchMax_8 | 8 | 6 | 8 | HeaderMin_6HeaderMax_8 | 8 | INVALID
730 | 160 | 50157-4P-75HP VLSC | VLSC_50157_4P_75HP | 1403.874 | 1403.874 | 1403.874 | 1 | 1 | 2 | D | VLS_Inline | 5 | 5 | 5 | 8 | BranchMin_5BranchMax_8 | 5 | 6 | 8 | HeaderMin_6HeaderMax_8 | 6
730 | 160 | 50157-4P-75HP VLSC | VLSC_50157_4P_75HP | 1403.874 | 1403.874 | 1403.874 | 1 | 1 | 2 | D | VLS_Inline | 5 | 5 | 5 | 8 | BranchMin_5BranchMax_8 | 5 | 6 | 8 | HeaderMin_6HeaderMax_8 | 8
730 | 160 | 50157-4P-75HP VLSC | VLSC_50157_4P_75HP | 1403.874 | 1403.874 | 1403.874 | 1 | 1 | 2 | D | VLS_Inline | 5 | 5 | 5 | 8 | BranchMin_5BranchMax_8 | 6 | 6 | 8 | HeaderMin_6HeaderMax_8 | 6 | INVALID
730 | 160 | 50157-4P-75HP VLSC | VLSC_50157_4P_75HP | 1403.874 | 1403.874 | 1403.874 | 1 | 1 | 2 | D | VLS_Inline | 5 | 5 | 5 | 8 | BranchMin_5BranchMax_8 | 6 | 6 | 8 | HeaderMin_6HeaderMax_8 | 8
730 | 160 | 50157-4P-75HP VLSC | VLSC_50157_4P_75HP | 1403.874 | 1403.874 | 1403.874 | 1 | 1 | 2 | D | VLS_Inline | 5 | 5 | 5 | 8 | BranchMin_5BranchMax_8 | 8 | 6 | 8 | HeaderMin_6HeaderMax_8 | 6 | INVALID
730 | 160 | 50157-4P-75HP VLSC | VLSC_50157_4P_75HP | 1403.874 | 1403.874 | 1403.874 | 1 | 1 | 2 | D | VLS_Inline | 5 | 5 | 5 | 8 | BranchMin_5BranchMax_8 | 8 | 6 | 8 | HeaderMin_6HeaderMax_8 | 8 | INVALID
731 | 161 | 50157-4P-100HP VLSC | VLSC_50157_4P_100HP | 1484.3188 | 1484.3188 | 1484.3188 | 1 | 1 | 2 | D | VLS_Inline | 5 | 5 | 5 | 8 | BranchMin_5BranchMax_8 | 5 | 6 | 8 | HeaderMin_6HeaderMax_8 | 6
731 | 161 | 50157-4P-100HP VLSC | VLSC_50157_4P_100HP | 1484.3188 | 1484.3188 | 1484.3188 | 1 | 1 | 2 | D | VLS_Inline | 5 | 5 | 5 | 8 | BranchMin_5BranchMax_8 | 5 | 6 | 8 | HeaderMin_6HeaderMax_8 | 8
731 | 161 | 50157-4P-100HP VLSC | VLSC_50157_4P_100HP | 1484.3188 | 1484.3188 | 1484.3188 | 1 | 1 | 2 | D | VLS_Inline | 5 | 5 | 5 | 8 | BranchMin_5BranchMax_8 | 6 | 6 | 8 | HeaderMin_6HeaderMax_8 | 6 | INVALID
731 | 161 | 50157-4P-100HP VLSC | VLSC_50157_4P_100HP | 1484.3188 | 1484.3188 | 1484.3188 | 1 | 1 | 2 | D | VLS_Inline | 5 | 5 | 5 | 8 | BranchMin_5BranchMax_8 | 6 | 6 | 8 | HeaderMin_6HeaderMax_8 | 8
731 | 161 | 50157-4P-100HP VLSC | VLSC_50157_4P_100HP | 1484.3188 | 1484.3188 | 1484.3188 | 1 | 1 | 2 | D | VLS_Inline | 5 | 5 | 5 | 8 | BranchMin_5BranchMax_8 | 8 | 6 | 8 | HeaderMin_6HeaderMax_8 | 6 | INVALID
731 | 161 | 50157-4P-100HP VLSC | VLSC_50157_4P_100HP | 1484.3188 | 1484.3188 | 1484.3188 | 1 | 1 | 2 | D | VLS_Inline | 5 | 5 | 5 | 8 | BranchMin_5BranchMax_8 | 8 | 6 | 8 | HeaderMin_6HeaderMax_8 | 8 | INVALID
732 | 162 | 60957-4P-15HP VLSC | VLSC_60957_4P_15HP | 1171.9065 | 1171.9065 | 1171.9065 | 1 | 1 | 2 | D | VLS_Inline | 6 | 6 | 6 | 8 | BranchMin_6BranchMax_8 | 6 | 8 | 8 | HeaderMin_8HeaderMax_8 | 8
732 | 162 | 60957-4P-15HP VLSC | VLSC_60957_4P_15HP | 1171.9065 | 1171.9065 | 1171.9065 | 1 | 1 | 2 | D | VLS_Inline | 6 | 6 | 6 | 8 | BranchMin_6BranchMax_8 | 8 | 8 | 8 | HeaderMin_8HeaderMax_8 | 8 | INVALID
733 | 163 | 60957-4P-20HP VLSC | VLSC_60957_4P_20HP | 1316.9347 | 1316.9347 | 1316.9347 | 1 | 1 | 2 | D | VLS_Inline | 6 | 6 | 6 | 8 | BranchMin_6BranchMax_8 | 6 | 8 | 8 | HeaderMin_8HeaderMax_8 | 8
733 | 163 | 60957-4P-20HP VLSC | VLSC_60957_4P_20HP | 1316.9347 | 1316.9347 | 1316.9347 | 1 | 1 | 2 | D | VLS_Inline | 6 | 6 | 6 | 8 | BranchMin_6BranchMax_8 | 8 | 8 | 8 | HeaderMin_8HeaderMax_8 | 8 | INVALID
734 | 164 | 60957-4P-25HP VLSC | VLSC_60957_4P_25HP | 1454.2378 | 1454.2378 | 1454.2378 | 1 | 1 | 2 | D | VLS_Inline | 6 | 6 | 6 | 8 | BranchMin_6BranchMax_8 | 6 | 8 | 8 | HeaderMin_8HeaderMax_8 | 8
734 | 164 | 60957-4P-25HP VLSC | VLSC_60957_4P_25HP | 1454.2378 | 1454.2378 | 1454.2378 | 1 | 1 | 2 | D | VLS_Inline | 6 | 6 | 6 | 8 | BranchMin_6BranchMax_8 | 8 | 8 | 8 | HeaderMin_8HeaderMax_8 | 8 | INVALID
735 | 165 | 60957-4P-30HP VLSC | VLSC_60957_4P_30HP | 1568.7217 | 1568.7217 | 1568.7217 | 1 | 1 | 2 | D | VLS_Inline | 6 | 6 | 6 | 8 | BranchMin_6BranchMax_8 | 6 | 8 | 8 | HeaderMin_8HeaderMax_8 | 8
735 | 165 | 60957-4P-30HP VLSC | VLSC_60957_4P_30HP | 1568.7217 | 1568.7217 | 1568.7217 | 1 | 1 | 2 | D | VLS_Inline | 6 | 6 | 6 | 8 | BranchMin_6BranchMax_8 | 8 | 8 | 8 | HeaderMin_8HeaderMax_8 | 8 | INVALID
736 | 166 | 60125-4P-20HP VLSC | VLSC_60125_4P_20HP | 1414.8836 | 1414.8836 | 1414.8836 | 1 | 1 | 2 | D | VLS_Inline | 6 | 6 | 6 | 8 | BranchMin_6BranchMax_8 | 6 | 8 | 8 | HeaderMin_8HeaderMax_8 | 8
736 | 166 | 60125-4P-20HP VLSC | VLSC_60125_4P_20HP | 1414.8836 | 1414.8836 | 1414.8836 | 1 | 1 | 2 | D | VLS_Inline | 6 | 6 | 6 | 8 | BranchMin_6BranchMax_8 | 8 | 8 | 8 | HeaderMin_8HeaderMax_8 | 8 | INVALID
737 | 167 | 60125-4P-25HP VLSC | VLSC_60125_4P_25HP | 1523.3743 | 1523.3743 | 1523.3743 | 1 | 1 | 2 | D | VLS_Inline | 6 | 6 | 6 | 8 | BranchMin_6BranchMax_8 | 6 | 8 | 8 | HeaderMin_8HeaderMax_8 | 8
737 | 167 | 60125-4P-25HP VLSC | VLSC_60125_4P_25HP | 1523.3743 | 1523.3743 | 1523.3743 | 1 | 1 | 2 | D | VLS_Inline | 6 | 6 | 6 | 8 | BranchMin_6BranchMax_8 | 8 | 8 | 8 | HeaderMin_8HeaderMax_8 | 8 | INVALID
738 | 168 | 60125-4P-30HP VLSC | VLSC_60125_4P_30HP | 1625.1171 | 1625.1171 | 1625.1171 | 1 | 1 | 2 | D | VLS_Inline | 6 | 6 | 6 | 10 | BranchMin_6BranchMax_10 | 6 | 8 | 10 | HeaderMin_8HeaderMax_10 | 8
738 | 168 | 60125-4P-30HP VLSC | VLSC_60125_4P_30HP | 1625.1171 | 1625.1171 | 1625.1171 | 1 | 1 | 2 | D | VLS_Inline | 6 | 6 | 6 | 10 | BranchMin_6BranchMax_10 | 6 | 8 | 10 | HeaderMin_8HeaderMax_10 | 10
738 | 168 | 60125-4P-30HP VLSC | VLSC_60125_4P_30HP | 1625.1171 | 1625.1171 | 1625.1171 | 1 | 1 | 2 | D | VLS_Inline | 6 | 6 | 6 | 10 | BranchMin_6BranchMax_10 | 8 | 8 | 10 | HeaderMin_8HeaderMax_10 | 8 | INVALID
738 | 168 | 60125-4P-30HP VLSC | VLSC_60125_4P_30HP | 1625.1171 | 1625.1171 | 1625.1171 | 1 | 1 | 2 | D | VLS_Inline | 6 | 6 | 6 | 10 | BranchMin_6BranchMax_10 | 8 | 8 | 10 | HeaderMin_8HeaderMax_10 | 10
738 | 168 | 60125-4P-30HP VLSC | VLSC_60125_4P_30HP | 1625.1171 | 1625.1171 | 1625.1171 | 1 | 1 | 2 | D | VLS_Inline | 6 | 6 | 6 | 10 | BranchMin_6BranchMax_10 | 10 | 8 | 10 | HeaderMin_8HeaderMax_10 | 8 | INVALID
738 | 168 | 60125-4P-30HP VLSC | VLSC_60125_4P_30HP | 1625.1171 | 1625.1171 | 1625.1171 | 1 | 1 | 2 | D | VLS_Inline | 6 | 6 | 6 | 10 | BranchMin_6BranchMax_10 | 10 | 8 | 10 | HeaderMin_8HeaderMax_10 | 10 | INVALID
739 | 169 | 60125-4P-40HP VLSC | VLSC_60125_4P_40HP | 1757.2796 | 1757.2796 | 1757.2796 | 1 | 1 | 2 | D | VLS_Inline | 6 | 6 | 6 | 10 | BranchMin_6BranchMax_10 | 6 | 8 | 10 | HeaderMin_8HeaderMax_10 | 8
739 | 169 | 60125-4P-40HP VLSC | VLSC_60125_4P_40HP | 1757.2796 | 1757.2796 | 1757.2796 | 1 | 1 | 2 | D | VLS_Inline | 6 | 6 | 6 | 10 | BranchMin_6BranchMax_10 | 6 | 8 | 10 | HeaderMin_8HeaderMax_10 | 10
739 | 169 | 60125-4P-40HP VLSC | VLSC_60125_4P_40HP | 1757.2796 | 1757.2796 | 1757.2796 | 1 | 1 | 2 | D | VLS_Inline | 6 | 6 | 6 | 10 | BranchMin_6BranchMax_10 | 8 | 8 | 10 | HeaderMin_8HeaderMax_10 | 8 | INVALID
739 | 169 | 60125-4P-40HP VLSC | VLSC_60125_4P_40HP | 1757.2796 | 1757.2796 | 1757.2796 | 1 | 1 | 2 | D | VLS_Inline | 6 | 6 | 6 | 10 | BranchMin_6BranchMax_10 | 8 | 8 | 10 | HeaderMin_8HeaderMax_10 | 10
739 | 169 | 60125-4P-40HP VLSC | VLSC_60125_4P_40HP | 1757.2796 | 1757.2796 | 1757.2796 | 1 | 1 | 2 | D | VLS_Inline | 6 | 6 | 6 | 10 | BranchMin_6BranchMax_10 | 10 | 8 | 10 | HeaderMin_8HeaderMax_10 | 8 | INVALID
739 | 169 | 60125-4P-40HP VLSC | VLSC_60125_4P_40HP | 1757.2796 | 1757.2796 | 1757.2796 | 1 | 1 | 2 | D | VLS_Inline | 6 | 6 | 6 | 10 | BranchMin_6BranchMax_10 | 10 | 8 | 10 | HeaderMin_8HeaderMax_10 | 10 | INVALID
740 | 170 | 60125-4P-50HP VLSC | VLSC_60125_4P_50HP | 1846.8509 | 1846.8509 | 1846.8509 | 1 | 1 | 2 | D | VLS_Inline | 6 | 6 | 6 | 10 | BranchMin_6BranchMax_10 | 6 | 8 | 10 | HeaderMin_8HeaderMax_10 | 8
740 | 170 | 60125-4P-50HP VLSC | VLSC_60125_4P_50HP | 1846.8509 | 1846.8509 | 1846.8509 | 1 | 1 | 2 | D | VLS_Inline | 6 | 6 | 6 | 10 | BranchMin_6BranchMax_10 | 6 | 8 | 10 | HeaderMin_8HeaderMax_10 | 10
740 | 170 | 60125-4P-50HP VLSC | VLSC_60125_4P_50HP | 1846.8509 | 1846.8509 | 1846.8509 | 1 | 1 | 2 | D | VLS_Inline | 6 | 6 | 6 | 10 | BranchMin_6BranchMax_10 | 8 | 8 | 10 | HeaderMin_8HeaderMax_10 | 8 | INVALID
740 | 170 | 60125-4P-50HP VLSC | VLSC_60125_4P_50HP | 1846.8509 | 1846.8509 | 1846.8509 | 1 | 1 | 2 | D | VLS_Inline | 6 | 6 | 6 | 10 | BranchMin_6BranchMax_10 | 8 | 8 | 10 | HeaderMin_8HeaderMax_10 | 10
740 | 170 | 60125-4P-50HP VLSC | VLSC_60125_4P_50HP | 1846.8509 | 1846.8509 | 1846.8509 | 1 | 1 | 2 | D | VLS_Inline | 6 | 6 | 6 | 10 | BranchMin_6BranchMax_10 | 10 | 8 | 10 | HeaderMin_8HeaderMax_10 | 8 | INVALID
740 | 170 | 60125-4P-50HP VLSC | VLSC_60125_4P_50HP | 1846.8509 | 1846.8509 | 1846.8509 | 1 | 1 | 2 | D | VLS_Inline | 6 | 6 | 6 | 10 | BranchMin_6BranchMax_10 | 10 | 8 | 10 | HeaderMin_8HeaderMax_10 | 10 | INVALID
741 | 171 | 60125-4P-60HP VLSC | VLSC_60125_4P_60HP | 1914.581 | 1914.581 | 1914.581 | 1 | 1 | 2 | D | VLS_Inline | 6 | 6 | 6 | 10 | BranchMin_6BranchMax_10 | 6 | 8 | 10 | HeaderMin_8HeaderMax_10 | 8
741 | 171 | 60125-4P-60HP VLSC | VLSC_60125_4P_60HP | 1914.581 | 1914.581 | 1914.581 | 1 | 1 | 2 | D | VLS_Inline | 6 | 6 | 6 | 10 | BranchMin_6BranchMax_10 | 6 | 8 | 10 | HeaderMin_8HeaderMax_10 | 10
741 | 171 | 60125-4P-60HP VLSC | VLSC_60125_4P_60HP | 1914.581 | 1914.581 | 1914.581 | 1 | 1 | 2 | D | VLS_Inline | 6 | 6 | 6 | 10 | BranchMin_6BranchMax_10 | 8 | 8 | 10 | HeaderMin_8HeaderMax_10 | 8 | INVALID
741 | 171 | 60125-4P-60HP VLSC | VLSC_60125_4P_60HP | 1914.581 | 1914.581 | 1914.581 | 1 | 1 | 2 | D | VLS_Inline | 6 | 6 | 6 | 10 | BranchMin_6BranchMax_10 | 8 | 8 | 10 | HeaderMin_8HeaderMax_10 | 10
741 | 171 | 60125-4P-60HP VLSC | VLSC_60125_4P_60HP | 1914.581 | 1914.581 | 1914.581 | 1 | 1 | 2 | D | VLS_Inline | 6 | 6 | 6 | 10 | BranchMin_6BranchMax_10 | 10 | 8 | 10 | HeaderMin_8HeaderMax_10 | 8 | INVALID
741 | 171 | 60125-4P-60HP VLSC | VLSC_60125_4P_60HP | 1914.581 | 1914.581 | 1914.581 | 1 | 1 | 2 | D | VLS_Inline | 6 | 6 | 6 | 10 | BranchMin_6BranchMax_10 | 10 | 8 | 10 | HeaderMin_8HeaderMax_10 | 10 | INVALID
742 | 172 | 60157-4P-75HP VLSC | VLSC_60157_4P_75HP | 1634.3829 | 1634.3829 | 1634.3829 | 1 | 1 | 2 | D | VLS_Inline | 6 | 6 | 6 | 10 | BranchMin_6BranchMax_10 | 6 | 8 | 10 | HeaderMin_8HeaderMax_10 | 8
742 | 172 | 60157-4P-75HP VLSC | VLSC_60157_4P_75HP | 1634.3829 | 1634.3829 | 1634.3829 | 1 | 1 | 2 | D | VLS_Inline | 6 | 6 | 6 | 10 | BranchMin_6BranchMax_10 | 6 | 8 | 10 | HeaderMin_8HeaderMax_10 | 10
742 | 172 | 60157-4P-75HP VLSC | VLSC_60157_4P_75HP | 1634.3829 | 1634.3829 | 1634.3829 | 1 | 1 | 2 | D | VLS_Inline | 6 | 6 | 6 | 10 | BranchMin_6BranchMax_10 | 8 | 8 | 10 | HeaderMin_8HeaderMax_10 | 8 | INVALID
742 | 172 | 60157-4P-75HP VLSC | VLSC_60157_4P_75HP | 1634.3829 | 1634.3829 | 1634.3829 | 1 | 1 | 2 | D | VLS_Inline | 6 | 6 | 6 | 10 | BranchMin_6BranchMax_10 | 8 | 8 | 10 | HeaderMin_8HeaderMax_10 | 10
742 | 172 | 60157-4P-75HP VLSC | VLSC_60157_4P_75HP | 1634.3829 | 1634.3829 | 1634.3829 | 1 | 1 | 2 | D | VLS_Inline | 6 | 6 | 6 | 10 | BranchMin_6BranchMax_10 | 10 | 8 | 10 | HeaderMin_8HeaderMax_10 | 8 | INVALID
742 | 172 | 60157-4P-75HP VLSC | VLSC_60157_4P_75HP | 1634.3829 | 1634.3829 | 1634.3829 | 1 | 1 | 2 | D | VLS_Inline | 6 | 6 | 6 | 10 | BranchMin_6BranchMax_10 | 10 | 8 | 10 | HeaderMin_8HeaderMax_10 | 10 | INVALID
743 | 173 | 60157-4P-100HP VLSC | VLSC_60157_4P_100HP | 1915.2738 | 1915.2738 | 1915.2738 | 1 | 1 | 2 | D | VLS_Inline | 6 | 6 | 6 | 10 | BranchMin_6BranchMax_10 | 6 | 8 | 10 | HeaderMin_8HeaderMax_10 | 8
743 | 173 | 60157-4P-100HP VLSC | VLSC_60157_4P_100HP | 1915.2738 | 1915.2738 | 1915.2738 | 1 | 1 | 2 | D | VLS_Inline | 6 | 6 | 6 | 10 | BranchMin_6BranchMax_10 | 6 | 8 | 10 | HeaderMin_8HeaderMax_10 | 10
743 | 173 | 60157-4P-100HP VLSC | VLSC_60157_4P_100HP | 1915.2738 | 1915.2738 | 1915.2738 | 1 | 1 | 2 | D | VLS_Inline | 6 | 6 | 6 | 10 | BranchMin_6BranchMax_10 | 8 | 8 | 10 | HeaderMin_8HeaderMax_10 | 8 | INVALID
743 | 173 | 60157-4P-100HP VLSC | VLSC_60157_4P_100HP | 1915.2738 | 1915.2738 | 1915.2738 | 1 | 1 | 2 | D | VLS_Inline | 6 | 6 | 6 | 10 | BranchMin_6BranchMax_10 | 8 | 8 | 10 | HeaderMin_8HeaderMax_10 | 10
743 | 173 | 60157-4P-100HP VLSC | VLSC_60157_4P_100HP | 1915.2738 | 1915.2738 | 1915.2738 | 1 | 1 | 2 | D | VLS_Inline | 6 | 6 | 6 | 10 | BranchMin_6BranchMax_10 | 10 | 8 | 10 | HeaderMin_8HeaderMax_10 | 8 | INVALID
743 | 173 | 60157-4P-100HP VLSC | VLSC_60157_4P_100HP | 1915.2738 | 1915.2738 | 1915.2738 | 1 | 1 | 2 | D | VLS_Inline | 6 | 6 | 6 | 10 | BranchMin_6BranchMax_10 | 10 | 8 | 10 | HeaderMin_8HeaderMax_10 | 10 | INVALID
744 | 174 | 60157-4P-125HP VLSC | VLSC_60157_4P_125HP | 2165.2718 | 2165.2718 | 2165.2718 | 1 | 1 | 2 | D | VLS_Inline | 6 | 6 | 6 | 10 | BranchMin_6BranchMax_10 | 6 | 8 | 10 | HeaderMin_8HeaderMax_10 | 8
744 | 174 | 60157-4P-125HP VLSC | VLSC_60157_4P_125HP | 2165.2718 | 2165.2718 | 2165.2718 | 1 | 1 | 2 | D | VLS_Inline | 6 | 6 | 6 | 10 | BranchMin_6BranchMax_10 | 6 | 8 | 10 | HeaderMin_8HeaderMax_10 | 10
744 | 174 | 60157-4P-125HP VLSC | VLSC_60157_4P_125HP | 2165.2718 | 2165.2718 | 2165.2718 | 1 | 1 | 2 | D | VLS_Inline | 6 | 6 | 6 | 10 | BranchMin_6BranchMax_10 | 8 | 8 | 10 | HeaderMin_8HeaderMax_10 | 8 | INVALID
744 | 174 | 60157-4P-125HP VLSC | VLSC_60157_4P_125HP | 2165.2718 | 2165.2718 | 2165.2718 | 1 | 1 | 2 | D | VLS_Inline | 6 | 6 | 6 | 10 | BranchMin_6BranchMax_10 | 8 | 8 | 10 | HeaderMin_8HeaderMax_10 | 10
744 | 174 | 60157-4P-125HP VLSC | VLSC_60157_4P_125HP | 2165.2718 | 2165.2718 | 2165.2718 | 1 | 1 | 2 | D | VLS_Inline | 6 | 6 | 6 | 10 | BranchMin_6BranchMax_10 | 10 | 8 | 10 | HeaderMin_8HeaderMax_10 | 8 | INVALID
744 | 174 | 60157-4P-125HP VLSC | VLSC_60157_4P_125HP | 2165.2718 | 2165.2718 | 2165.2718 | 1 | 1 | 2 | D | VLS_Inline | 6 | 6 | 6 | 10 | BranchMin_6BranchMax_10 | 10 | 8 | 10 | HeaderMin_8HeaderMax_10 | 10 | INVALID
745 | 175 | 80951-4P-20HP VLSC | VLSC_80951_4P_20HP | 1914.1469 | 1914.1469 | 1914.1469 | 1 | 1 | 2 | D | VLS_Inline | 8 | 8 | 8 | 10 | BranchMin_8BranchMax_10 | 8 | 10 | 10 | HeaderMin_10HeaderMax_10 | 10
745 | 175 | 80951-4P-20HP VLSC | VLSC_80951_4P_20HP | 1914.1469 | 1914.1469 | 1914.1469 | 1 | 1 | 2 | D | VLS_Inline | 8 | 8 | 8 | 10 | BranchMin_8BranchMax_10 | 10 | 10 | 10 | HeaderMin_10HeaderMax_10 | 10 | INVALID
746 | 176 | 80951-4P-25HP VLSC | VLSC_80951_4P_25HP | 2017.9874 | 2017.9874 | 2017.9874 | 1 | 1 | 2 | D | VLS_Inline | 8 | 8 | 8 | 10 | BranchMin_8BranchMax_10 | 8 | 10 | 10 | HeaderMin_10HeaderMax_10 | 10
746 | 176 | 80951-4P-25HP VLSC | VLSC_80951_4P_25HP | 2017.9874 | 2017.9874 | 2017.9874 | 1 | 1 | 2 | D | VLS_Inline | 8 | 8 | 8 | 10 | BranchMin_8BranchMax_10 | 10 | 10 | 10 | HeaderMin_10HeaderMax_10 | 10 | INVALID
747 | 177 | 80951-4P-30HP VLSC | VLSC_80951_4P_30HP | 2141.5995 | 2141.5995 | 2141.5995 | 1 | 1 | 2 | D | VLS_Inline | 8 | 8 | 8 | 10 | BranchMin_8BranchMax_10 | 8 | 10 | 10 | HeaderMin_10HeaderMax_10 | 10
747 | 177 | 80951-4P-30HP VLSC | VLSC_80951_4P_30HP | 2141.5995 | 2141.5995 | 2141.5995 | 1 | 1 | 2 | D | VLS_Inline | 8 | 8 | 8 | 10 | BranchMin_8BranchMax_10 | 10 | 10 | 10 | HeaderMin_10HeaderMax_10 | 10 | INVALID
748 | 178 | 80951-4P-40HP VLSC | VLSC_80951_4P_40HP | 2290.5785 | 2290.5785 | 2290.5785 | 1 | 1 | 2 | D | VLS_Inline | 8 | 8 | 8 | 10 | BranchMin_8BranchMax_10 | 8 | 10 | 10 | HeaderMin_10HeaderMax_10 | 10
748 | 178 | 80951-4P-40HP VLSC | VLSC_80951_4P_40HP | 2290.5785 | 2290.5785 | 2290.5785 | 1 | 1 | 2 | D | VLS_Inline | 8 | 8 | 8 | 10 | BranchMin_8BranchMax_10 | 10 | 10 | 10 | HeaderMin_10HeaderMax_10 | 10 | INVALID
749 | 179 | 80123-4P-25HP VLSC | VLSC_80123_4P_25HP | 1727.4951 | 1727.4951 | 1727.4951 | 1 | 1 | 2 | D | VLS_Inline | 8 | 8 | 8 | 10 | BranchMin_8BranchMax_10 | 8 | 10 | 10 | HeaderMin_10HeaderMax_10 | 10
749 | 179 | 80123-4P-25HP VLSC | VLSC_80123_4P_25HP | 1727.4951 | 1727.4951 | 1727.4951 | 1 | 1 | 2 | D | VLS_Inline | 8 | 8 | 8 | 10 | BranchMin_8BranchMax_10 | 10 | 10 | 10 | HeaderMin_10HeaderMax_10 | 10 | INVALID
750 | 180 | 80123-4P-30HP VLSC | VLSC_80123_4P_30HP | 1826.6982 | 1826.6982 | 1826.6982 | 1 | 1 | 2 | D | VLS_Inline | 8 | 8 | 8 | 10 | BranchMin_8BranchMax_10 | 8 | 10 | 10 | HeaderMin_10HeaderMax_10 | 10
750 | 180 | 80123-4P-30HP VLSC | VLSC_80123_4P_30HP | 1826.6982 | 1826.6982 | 1826.6982 | 1 | 1 | 2 | D | VLS_Inline | 8 | 8 | 8 | 10 | BranchMin_8BranchMax_10 | 10 | 10 | 10 | HeaderMin_10HeaderMax_10 | 10 | INVALID
751 | 181 | 80123-4P-40HP VLSC | VLSC_80123_4P_40HP | 2003.3556 | 2003.3556 | 2003.3556 | 1 | 1 | 2 | D | VLS_Inline | 8 | 8 | 8 | 10 | BranchMin_8BranchMax_10 | 8 | 10 | 10 | HeaderMin_10HeaderMax_10 | 10
751 | 181 | 80123-4P-40HP VLSC | VLSC_80123_4P_40HP | 2003.3556 | 2003.3556 | 2003.3556 | 1 | 1 | 2 | D | VLS_Inline | 8 | 8 | 8 | 10 | BranchMin_8BranchMax_10 | 10 | 10 | 10 | HeaderMin_10HeaderMax_10 | 10 | INVALID
752 | 182 | 80123-4P-50HP VLSC | VLSC_80123_4P_50HP | 2187.1986 | 2187.1986 | 2187.1986 | 1 | 1 | 2 | D | VLS_Inline | 8 | 8 | 8 | 10 | BranchMin_8BranchMax_10 | 8 | 10 | 10 | HeaderMin_10HeaderMax_10 | 10
752 | 182 | 80123-4P-50HP VLSC | VLSC_80123_4P_50HP | 2187.1986 | 2187.1986 | 2187.1986 | 1 | 1 | 2 | D | VLS_Inline | 8 | 8 | 8 | 10 | BranchMin_8BranchMax_10 | 10 | 10 | 10 | HeaderMin_10HeaderMax_10 | 10 | INVALID
753 | 183 | 80123-4P-60HP VLSC | VLSC_80123_4P_60HP | 2293.6739 | 2293.6739 | 2293.6739 | 1 | 1 | 2 | D | VLS_Inline | 8 | 8 | 8 | 10 | BranchMin_8BranchMax_10 | 8 | 10 | 10 | HeaderMin_10HeaderMax_10 | 10
753 | 183 | 80123-4P-60HP VLSC | VLSC_80123_4P_60HP | 2293.6739 | 2293.6739 | 2293.6739 | 1 | 1 | 2 | D | VLS_Inline | 8 | 8 | 8 | 10 | BranchMin_8BranchMax_10 | 10 | 10 | 10 | HeaderMin_10HeaderMax_10 | 10 | INVALID
754 | 184 | 80123-4P-75HP VLSC | VLSC_80123_4P_75HP | 2422.2984 | 2422.2984 | 2422.2984 | 1 | 1 | 2 | D | VLS_Inline | 8 | 8 | 8 | 10 | BranchMin_8BranchMax_10 | 8 | 10 | 10 | HeaderMin_10HeaderMax_10 | 10
754 | 184 | 80123-4P-75HP VLSC | VLSC_80123_4P_75HP | 2422.2984 | 2422.2984 | 2422.2984 | 1 | 1 | 2 | D | VLS_Inline | 8 | 8 | 8 | 10 | BranchMin_8BranchMax_10 | 10 | 10 | 10 | HeaderMin_10HeaderMax_10 | 10 | INVALID
755 | 185 | 80123-4P-100HP VLSC | VLSC_80123_4P_100HP | 2547.3614 | 2547.3614 | 2547.3614 | 1 | 1 | 2 | D | VLS_Inline | 8 | 8 | 8 | 12 | BranchMin_8BranchMax_12 | 8 | 10 | 12 | HeaderMin_10HeaderMax_12 | 10
755 | 185 | 80123-4P-100HP VLSC | VLSC_80123_4P_100HP | 2547.3614 | 2547.3614 | 2547.3614 | 1 | 1 | 2 | D | VLS_Inline | 8 | 8 | 8 | 12 | BranchMin_8BranchMax_12 | 8 | 10 | 12 | HeaderMin_10HeaderMax_12 | 12
755 | 185 | 80123-4P-100HP VLSC | VLSC_80123_4P_100HP | 2547.3614 | 2547.3614 | 2547.3614 | 1 | 1 | 2 | D | VLS_Inline | 8 | 8 | 8 | 12 | BranchMin_8BranchMax_12 | 10 | 10 | 12 | HeaderMin_10HeaderMax_12 | 10 | INVALID
755 | 185 | 80123-4P-100HP VLSC | VLSC_80123_4P_100HP | 2547.3614 | 2547.3614 | 2547.3614 | 1 | 1 | 2 | D | VLS_Inline | 8 | 8 | 8 | 12 | BranchMin_8BranchMax_12 | 10 | 10 | 12 | HeaderMin_10HeaderMax_12 | 12
755 | 185 | 80123-4P-100HP VLSC | VLSC_80123_4P_100HP | 2547.3614 | 2547.3614 | 2547.3614 | 1 | 1 | 2 | D | VLS_Inline | 8 | 8 | 8 | 12 | BranchMin_8BranchMax_12 | 12 | 10 | 12 | HeaderMin_10HeaderMax_12 | 10 | INVALID
755 | 185 | 80123-4P-100HP VLSC | VLSC_80123_4P_100HP | 2547.3614 | 2547.3614 | 2547.3614 | 1 | 1 | 2 | D | VLS_Inline | 8 | 8 | 8 | 12 | BranchMin_8BranchMax_12 | 12 | 10 | 12 | HeaderMin_10HeaderMax_12 | 12 | INVALID
756 | 186 | 80157-4P-100HP VLSC | VLSC_80157_4P_100HP | 2953.0528 | 2953.0528 | 2953.0528 | 1 | 1 | 2 | D | VLS_Inline | 8 | 8 | 8 | 12 | BranchMin_8BranchMax_12 | 8 | 10 | 12 | HeaderMin_10HeaderMax_12 | 10
756 | 186 | 80157-4P-100HP VLSC | VLSC_80157_4P_100HP | 2953.0528 | 2953.0528 | 2953.0528 | 1 | 1 | 2 | D | VLS_Inline | 8 | 8 | 8 | 12 | BranchMin_8BranchMax_12 | 8 | 10 | 12 | HeaderMin_10HeaderMax_12 | 12
756 | 186 | 80157-4P-100HP VLSC | VLSC_80157_4P_100HP | 2953.0528 | 2953.0528 | 2953.0528 | 1 | 1 | 2 | D | VLS_Inline | 8 | 8 | 8 | 12 | BranchMin_8BranchMax_12 | 10 | 10 | 12 | HeaderMin_10HeaderMax_12 | 10 | INVALID
756 | 186 | 80157-4P-100HP VLSC | VLSC_80157_4P_100HP | 2953.0528 | 2953.0528 | 2953.0528 | 1 | 1 | 2 | D | VLS_Inline | 8 | 8 | 8 | 12 | BranchMin_8BranchMax_12 | 10 | 10 | 12 | HeaderMin_10HeaderMax_12 | 12
756 | 186 | 80157-4P-100HP VLSC | VLSC_80157_4P_100HP | 2953.0528 | 2953.0528 | 2953.0528 | 1 | 1 | 2 | D | VLS_Inline | 8 | 8 | 8 | 12 | BranchMin_8BranchMax_12 | 12 | 10 | 12 | HeaderMin_10HeaderMax_12 | 10 | INVALID
756 | 186 | 80157-4P-100HP VLSC | VLSC_80157_4P_100HP | 2953.0528 | 2953.0528 | 2953.0528 | 1 | 1 | 2 | D | VLS_Inline | 8 | 8 | 8 | 12 | BranchMin_8BranchMax_12 | 12 | 10 | 12 | HeaderMin_10HeaderMax_12 | 12 | INVALID
757 | 187 | 80157-4P-125HP VLSC | VLSC_80157_4P_125HP | 3220.9607 | 3220.9607 | 3220.9607 | 1 | 1 | 2 | D | VLS_Inline | 8 | 8 | 8 | 12 | BranchMin_8BranchMax_12 | 8 | 10 | 12 | HeaderMin_10HeaderMax_12 | 10
757 | 187 | 80157-4P-125HP VLSC | VLSC_80157_4P_125HP | 3220.9607 | 3220.9607 | 3220.9607 | 1 | 1 | 2 | D | VLS_Inline | 8 | 8 | 8 | 12 | BranchMin_8BranchMax_12 | 8 | 10 | 12 | HeaderMin_10HeaderMax_12 | 12
757 | 187 | 80157-4P-125HP VLSC | VLSC_80157_4P_125HP | 3220.9607 | 3220.9607 | 3220.9607 | 1 | 1 | 2 | D | VLS_Inline | 8 | 8 | 8 | 12 | BranchMin_8BranchMax_12 | 10 | 10 | 12 | HeaderMin_10HeaderMax_12 | 10 | INVALID
757 | 187 | 80157-4P-125HP VLSC | VLSC_80157_4P_125HP | 3220.9607 | 3220.9607 | 3220.9607 | 1 | 1 | 2 | D | VLS_Inline | 8 | 8 | 8 | 12 | BranchMin_8BranchMax_12 | 10 | 10 | 12 | HeaderMin_10HeaderMax_12 | 12
757 | 187 | 80157-4P-125HP VLSC | VLSC_80157_4P_125HP | 3220.9607 | 3220.9607 | 3220.9607 | 1 | 1 | 2 | D | VLS_Inline | 8 | 8 | 8 | 12 | BranchMin_8BranchMax_12 | 12 | 10 | 12 | HeaderMin_10HeaderMax_12 | 10 | INVALID
757 | 187 | 80157-4P-125HP VLSC | VLSC_80157_4P_125HP | 3220.9607 | 3220.9607 | 3220.9607 | 1 | 1 | 2 | D | VLS_Inline | 8 | 8 | 8 | 12 | BranchMin_8BranchMax_12 | 12 | 10 | 12 | HeaderMin_10HeaderMax_12 | 12 | INVALID
758 | 188 | 10123-4P-75HP VLSC | VLSC_10123_4P_75HP | 3579.8797 | 3579.8797 | 3579.8797 | 1 | 1 | 2 | D | VLS_Inline | 10 | 10 | 10 | 14 | BranchMin_10BranchMax_14 | 10 | 12 | 14 | HeaderMin_12HeaderMax_14 | 12
758 | 188 | 10123-4P-75HP VLSC | VLSC_10123_4P_75HP | 3579.8797 | 3579.8797 | 3579.8797 | 1 | 1 | 2 | D | VLS_Inline | 10 | 10 | 10 | 14 | BranchMin_10BranchMax_14 | 10 | 12 | 14 | HeaderMin_12HeaderMax_14 | 14
758 | 188 | 10123-4P-75HP VLSC | VLSC_10123_4P_75HP | 3579.8797 | 3579.8797 | 3579.8797 | 1 | 1 | 2 | D | VLS_Inline | 10 | 10 | 10 | 14 | BranchMin_10BranchMax_14 | 12 | 12 | 14 | HeaderMin_12HeaderMax_14 | 12 | INVALID
758 | 188 | 10123-4P-75HP VLSC | VLSC_10123_4P_75HP | 3579.8797 | 3579.8797 | 3579.8797 | 1 | 1 | 2 | D | VLS_Inline | 10 | 10 | 10 | 14 | BranchMin_10BranchMax_14 | 12 | 12 | 14 | HeaderMin_12HeaderMax_14 | 14
758 | 188 | 10123-4P-75HP VLSC | VLSC_10123_4P_75HP | 3579.8797 | 3579.8797 | 3579.8797 | 1 | 1 | 2 | D | VLS_Inline | 10 | 10 | 10 | 14 | BranchMin_10BranchMax_14 | 14 | 12 | 14 | HeaderMin_12HeaderMax_14 | 12 | INVALID
758 | 188 | 10123-4P-75HP VLSC | VLSC_10123_4P_75HP | 3579.8797 | 3579.8797 | 3579.8797 | 1 | 1 | 2 | D | VLS_Inline | 10 | 10 | 10 | 14 | BranchMin_10BranchMax_14 | 14 | 12 | 14 | HeaderMin_12HeaderMax_14 | 14 | INVALID
759 | 189 | 10123-4P-100HP VLSC | VLSC_10123_4P_100HP | 3926.8748 | 3926.8748 | 3926.8748 | 1 | 1 | 2 | D | VLS_Inline | 10 | 10 | 10 | 14 | BranchMin_10BranchMax_14 | 10 | 12 | 14 | HeaderMin_12HeaderMax_14 | 12
759 | 189 | 10123-4P-100HP VLSC | VLSC_10123_4P_100HP | 3926.8748 | 3926.8748 | 3926.8748 | 1 | 1 | 2 | D | VLS_Inline | 10 | 10 | 10 | 14 | BranchMin_10BranchMax_14 | 10 | 12 | 14 | HeaderMin_12HeaderMax_14 | 14
759 | 189 | 10123-4P-100HP VLSC | VLSC_10123_4P_100HP | 3926.8748 | 3926.8748 | 3926.8748 | 1 | 1 | 2 | D | VLS_Inline | 10 | 10 | 10 | 14 | BranchMin_10BranchMax_14 | 12 | 12 | 14 | HeaderMin_12HeaderMax_14 | 12 | INVALID
759 | 189 | 10123-4P-100HP VLSC | VLSC_10123_4P_100HP | 3926.8748 | 3926.8748 | 3926.8748 | 1 | 1 | 2 | D | VLS_Inline | 10 | 10 | 10 | 14 | BranchMin_10BranchMax_14 | 12 | 12 | 14 | HeaderMin_12HeaderMax_14 | 14
759 | 189 | 10123-4P-100HP VLSC | VLSC_10123_4P_100HP | 3926.8748 | 3926.8748 | 3926.8748 | 1 | 1 | 2 | D | VLS_Inline | 10 | 10 | 10 | 14 | BranchMin_10BranchMax_14 | 14 | 12 | 14 | HeaderMin_12HeaderMax_14 | 12 | INVALID
759 | 189 | 10123-4P-100HP VLSC | VLSC_10123_4P_100HP | 3926.8748 | 3926.8748 | 3926.8748 | 1 | 1 | 2 | D | VLS_Inline | 10 | 10 | 10 | 14 | BranchMin_10BranchMax_14 | 14 | 12 | 14 | HeaderMin_12HeaderMax_14 | 14 | INVALID
760 | 190 | 10123-4P-125HP VLSC | VLSC_10123_4P_125HP | 4128.2784 | 4128.2784 | 4128.2784 | 1 | 1 | 2 | D | VLS_Inline | 10 | 10 | 10 | 14 | BranchMin_10BranchMax_14 | 10 | 12 | 14 | HeaderMin_12HeaderMax_14 | 12
760 | 190 | 10123-4P-125HP VLSC | VLSC_10123_4P_125HP | 4128.2784 | 4128.2784 | 4128.2784 | 1 | 1 | 2 | D | VLS_Inline | 10 | 10 | 10 | 14 | BranchMin_10BranchMax_14 | 10 | 12 | 14 | HeaderMin_12HeaderMax_14 | 14
760 | 190 | 10123-4P-125HP VLSC | VLSC_10123_4P_125HP | 4128.2784 | 4128.2784 | 4128.2784 | 1 | 1 | 2 | D | VLS_Inline | 10 | 10 | 10 | 14 | BranchMin_10BranchMax_14 | 12 | 12 | 14 | HeaderMin_12HeaderMax_14 | 12 | INVALID
760 | 190 | 10123-4P-125HP VLSC | VLSC_10123_4P_125HP | 4128.2784 | 4128.2784 | 4128.2784 | 1 | 1 | 2 | D | VLS_Inline | 10 | 10 | 10 | 14 | BranchMin_10BranchMax_14 | 12 | 12 | 14 | HeaderMin_12HeaderMax_14 | 14
760 | 190 | 10123-4P-125HP VLSC | VLSC_10123_4P_125HP | 4128.2784 | 4128.2784 | 4128.2784 | 1 | 1 | 2 | D | VLS_Inline | 10 | 10 | 10 | 14 | BranchMin_10BranchMax_14 | 14 | 12 | 14 | HeaderMin_12HeaderMax_14 | 12 | INVALID
760 | 190 | 10123-4P-125HP VLSC | VLSC_10123_4P_125HP | 4128.2784 | 4128.2784 | 4128.2784 | 1 | 1 | 2 | D | VLS_Inline | 10 | 10 | 10 | 14 | BranchMin_10BranchMax_14 | 14 | 12 | 14 | HeaderMin_12HeaderMax_14 | 14 | INVALID
761 | 1 | 12707-2P-5HP VLSC | VLSC_12707_2P_5HP | 120.9035 | 120.9035 | 241.807 | 2 | 1 | 3 | E | VLS_Inline | 1.25 | 1.25 | 2 | 2.5 | BranchMin_2BranchMax_2.5 | 2 | 2.5 | 4 | HeaderMin_2.5HeaderMax_4 | 2.5
761 | 1 | 12707-2P-5HP VLSC | VLSC_12707_2P_5HP | 120.9035 | 120.9035 | 241.807 | 2 | 1 | 3 | E | VLS_Inline | 1.25 | 1.25 | 2 | 2.5 | BranchMin_2BranchMax_2.5 | 2 | 2.5 | 4 | HeaderMin_2.5HeaderMax_4 | 3
761 | 1 | 12707-2P-5HP VLSC | VLSC_12707_2P_5HP | 120.9035 | 120.9035 | 241.807 | 2 | 1 | 3 | E | VLS_Inline | 1.25 | 1.25 | 2 | 2.5 | BranchMin_2BranchMax_2.5 | 2 | 2.5 | 4 | HeaderMin_2.5HeaderMax_4 | 4
761 | 1 | 12707-2P-5HP VLSC | VLSC_12707_2P_5HP | 120.9035 | 120.9035 | 241.807 | 2 | 1 | 3 | E | VLS_Inline | 1.25 | 1.25 | 2 | 2.5 | BranchMin_2BranchMax_2.5 | 2.5 | 2.5 | 4 | HeaderMin_2.5HeaderMax_4 | 2.5 | INVALID
761 | 1 | 12707-2P-5HP VLSC | VLSC_12707_2P_5HP | 120.9035 | 120.9035 | 241.807 | 2 | 1 | 3 | E | VLS_Inline | 1.25 | 1.25 | 2 | 2.5 | BranchMin_2BranchMax_2.5 | 2.5 | 2.5 | 4 | HeaderMin_2.5HeaderMax_4 | 3
761 | 1 | 12707-2P-5HP VLSC | VLSC_12707_2P_5HP | 120.9035 | 120.9035 | 241.807 | 2 | 1 | 3 | E | VLS_Inline | 1.25 | 1.25 | 2 | 2.5 | BranchMin_2BranchMax_2.5 | 2.5 | 2.5 | 4 | HeaderMin_2.5HeaderMax_4 | 4
762 | 2 | 12707-2P-7.5HP VLSC | VLSC_12707_2P_7.5HP | 134.1949 | 134.1949 | 268.3898 | 2 | 1 | 3 | E | VLS_Inline | 1.25 | 1.25 | 2 | 3 | BranchMin_2BranchMax_3 | 2 | 2.5 | 4 | HeaderMin_2.5HeaderMax_4 | 2.5
762 | 2 | 12707-2P-7.5HP VLSC | VLSC_12707_2P_7.5HP | 134.1949 | 134.1949 | 268.3898 | 2 | 1 | 3 | E | VLS_Inline | 1.25 | 1.25 | 2 | 3 | BranchMin_2BranchMax_3 | 2 | 2.5 | 4 | HeaderMin_2.5HeaderMax_4 | 3
762 | 2 | 12707-2P-7.5HP VLSC | VLSC_12707_2P_7.5HP | 134.1949 | 134.1949 | 268.3898 | 2 | 1 | 3 | E | VLS_Inline | 1.25 | 1.25 | 2 | 3 | BranchMin_2BranchMax_3 | 2 | 2.5 | 4 | HeaderMin_2.5HeaderMax_4 | 4
762 | 2 | 12707-2P-7.5HP VLSC | VLSC_12707_2P_7.5HP | 134.1949 | 134.1949 | 268.3898 | 2 | 1 | 3 | E | VLS_Inline | 1.25 | 1.25 | 2 | 3 | BranchMin_2BranchMax_3 | 2.5 | 2.5 | 4 | HeaderMin_2.5HeaderMax_4 | 2.5 | INVALID
762 | 2 | 12707-2P-7.5HP VLSC | VLSC_12707_2P_7.5HP | 134.1949 | 134.1949 | 268.3898 | 2 | 1 | 3 | E | VLS_Inline | 1.25 | 1.25 | 2 | 3 | BranchMin_2BranchMax_3 | 2.5 | 2.5 | 4 | HeaderMin_2.5HeaderMax_4 | 3
762 | 2 | 12707-2P-7.5HP VLSC | VLSC_12707_2P_7.5HP | 134.1949 | 134.1949 | 268.3898 | 2 | 1 | 3 | E | VLS_Inline | 1.25 | 1.25 | 2 | 3 | BranchMin_2BranchMax_3 | 2.5 | 2.5 | 4 | HeaderMin_2.5HeaderMax_4 | 4
762 | 2 | 12707-2P-7.5HP VLSC | VLSC_12707_2P_7.5HP | 134.1949 | 134.1949 | 268.3898 | 2 | 1 | 3 | E | VLS_Inline | 1.25 | 1.25 | 2 | 3 | BranchMin_2BranchMax_3 | 3 | 2.5 | 4 | HeaderMin_2.5HeaderMax_4 | 2.5 | INVALID
762 | 2 | 12707-2P-7.5HP VLSC | VLSC_12707_2P_7.5HP | 134.1949 | 134.1949 | 268.3898 | 2 | 1 | 3 | E | VLS_Inline | 1.25 | 1.25 | 2 | 3 | BranchMin_2BranchMax_3 | 3 | 2.5 | 4 | HeaderMin_2.5HeaderMax_4 | 3 | INVALID
762 | 2 | 12707-2P-7.5HP VLSC | VLSC_12707_2P_7.5HP | 134.1949 | 134.1949 | 268.3898 | 2 | 1 | 3 | E | VLS_Inline | 1.25 | 1.25 | 2 | 3 | BranchMin_2BranchMax_3 | 3 | 2.5 | 4 | HeaderMin_2.5HeaderMax_4 | 4
763 | 3 | 12707-2P-10HP VLSC | VLSC_12707_2P_10HP | 146.7341 | 146.7341 | 293.4682 | 2 | 1 | 3 | E | VLS_Inline | 1.25 | 1.25 | 2 | 3 | BranchMin_2BranchMax_3 | 2 | 2.5 | 4 | HeaderMin_2.5HeaderMax_4 | 2.5
763 | 3 | 12707-2P-10HP VLSC | VLSC_12707_2P_10HP | 146.7341 | 146.7341 | 293.4682 | 2 | 1 | 3 | E | VLS_Inline | 1.25 | 1.25 | 2 | 3 | BranchMin_2BranchMax_3 | 2 | 2.5 | 4 | HeaderMin_2.5HeaderMax_4 | 3
763 | 3 | 12707-2P-10HP VLSC | VLSC_12707_2P_10HP | 146.7341 | 146.7341 | 293.4682 | 2 | 1 | 3 | E | VLS_Inline | 1.25 | 1.25 | 2 | 3 | BranchMin_2BranchMax_3 | 2 | 2.5 | 4 | HeaderMin_2.5HeaderMax_4 | 4
763 | 3 | 12707-2P-10HP VLSC | VLSC_12707_2P_10HP | 146.7341 | 146.7341 | 293.4682 | 2 | 1 | 3 | E | VLS_Inline | 1.25 | 1.25 | 2 | 3 | BranchMin_2BranchMax_3 | 2.5 | 2.5 | 4 | HeaderMin_2.5HeaderMax_4 | 2.5 | INVALID
763 | 3 | 12707-2P-10HP VLSC | VLSC_12707_2P_10HP | 146.7341 | 146.7341 | 293.4682 | 2 | 1 | 3 | E | VLS_Inline | 1.25 | 1.25 | 2 | 3 | BranchMin_2BranchMax_3 | 2.5 | 2.5 | 4 | HeaderMin_2.5HeaderMax_4 | 3
763 | 3 | 12707-2P-10HP VLSC | VLSC_12707_2P_10HP | 146.7341 | 146.7341 | 293.4682 | 2 | 1 | 3 | E | VLS_Inline | 1.25 | 1.25 | 2 | 3 | BranchMin_2BranchMax_3 | 2.5 | 2.5 | 4 | HeaderMin_2.5HeaderMax_4 | 4
763 | 3 | 12707-2P-10HP VLSC | VLSC_12707_2P_10HP | 146.7341 | 146.7341 | 293.4682 | 2 | 1 | 3 | E | VLS_Inline | 1.25 | 1.25 | 2 | 3 | BranchMin_2BranchMax_3 | 3 | 2.5 | 4 | HeaderMin_2.5HeaderMax_4 | 2.5 | INVALID
763 | 3 | 12707-2P-10HP VLSC | VLSC_12707_2P_10HP | 146.7341 | 146.7341 | 293.4682 | 2 | 1 | 3 | E | VLS_Inline | 1.25 | 1.25 | 2 | 3 | BranchMin_2BranchMax_3 | 3 | 2.5 | 4 | HeaderMin_2.5HeaderMax_4 | 3 | INVALID
763 | 3 | 12707-2P-10HP VLSC | VLSC_12707_2P_10HP | 146.7341 | 146.7341 | 293.4682 | 2 | 1 | 3 | E | VLS_Inline | 1.25 | 1.25 | 2 | 3 | BranchMin_2BranchMax_3 | 3 | 2.5 | 4 | HeaderMin_2.5HeaderMax_4 | 4
764 | 4 | 12707-2P-15HP VLSC | VLSC_12707_2P_15HP | 154 | 154 | 308 | 2 | 1 | 3 | E | VLS_Inline | 1.25 | 1.25 | 2 | 3 | BranchMin_2BranchMax_3 | 2 | 2.5 | 4 | HeaderMin_2.5HeaderMax_4 | 2.5
764 | 4 | 12707-2P-15HP VLSC | VLSC_12707_2P_15HP | 154 | 154 | 308 | 2 | 1 | 3 | E | VLS_Inline | 1.25 | 1.25 | 2 | 3 | BranchMin_2BranchMax_3 | 2 | 2.5 | 4 | HeaderMin_2.5HeaderMax_4 | 3
764 | 4 | 12707-2P-15HP VLSC | VLSC_12707_2P_15HP | 154 | 154 | 308 | 2 | 1 | 3 | E | VLS_Inline | 1.25 | 1.25 | 2 | 3 | BranchMin_2BranchMax_3 | 2 | 2.5 | 4 | HeaderMin_2.5HeaderMax_4 | 4
764 | 4 | 12707-2P-15HP VLSC | VLSC_12707_2P_15HP | 154 | 154 | 308 | 2 | 1 | 3 | E | VLS_Inline | 1.25 | 1.25 | 2 | 3 | BranchMin_2BranchMax_3 | 2.5 | 2.5 | 4 | HeaderMin_2.5HeaderMax_4 | 2.5 | INVALID
764 | 4 | 12707-2P-15HP VLSC | VLSC_12707_2P_15HP | 154 | 154 | 308 | 2 | 1 | 3 | E | VLS_Inline | 1.25 | 1.25 | 2 | 3 | BranchMin_2BranchMax_3 | 2.5 | 2.5 | 4 | HeaderMin_2.5HeaderMax_4 | 3
764 | 4 | 12707-2P-15HP VLSC | VLSC_12707_2P_15HP | 154 | 154 | 308 | 2 | 1 | 3 | E | VLS_Inline | 1.25 | 1.25 | 2 | 3 | BranchMin_2BranchMax_3 | 2.5 | 2.5 | 4 | HeaderMin_2.5HeaderMax_4 | 4
764 | 4 | 12707-2P-15HP VLSC | VLSC_12707_2P_15HP | 154 | 154 | 308 | 2 | 1 | 3 | E | VLS_Inline | 1.25 | 1.25 | 2 | 3 | BranchMin_2BranchMax_3 | 3 | 2.5 | 4 | HeaderMin_2.5HeaderMax_4 | 2.5 | INVALID
764 | 4 | 12707-2P-15HP VLSC | VLSC_12707_2P_15HP | 154 | 154 | 308 | 2 | 1 | 3 | E | VLS_Inline | 1.25 | 1.25 | 2 | 3 | BranchMin_2BranchMax_3 | 3 | 2.5 | 4 | HeaderMin_2.5HeaderMax_4 | 3 | INVALID
764 | 4 | 12707-2P-15HP VLSC | VLSC_12707_2P_15HP | 154 | 154 | 308 | 2 | 1 | 3 | E | VLS_Inline | 1.25 | 1.25 | 2 | 3 | BranchMin_2BranchMax_3 | 3 | 2.5 | 4 | HeaderMin_2.5HeaderMax_4 | 4
765 | 5 | 12707-4P-3HP VLSC | VLSC_12707_4P_3HP | 79 | 79 | 158 | 2 | 1 | 3 | E | VLS_Inline | 1.25 | 1.25 | 2 | 2 | BranchMin_2BranchMax_2 | 2 | 2.5 | 3 | HeaderMin_2.5HeaderMax_3 | 2.5
765 | 5 | 12707-4P-3HP VLSC | VLSC_12707_4P_3HP | 79 | 79 | 158 | 2 | 1 | 3 | E | VLS_Inline | 1.25 | 1.25 | 2 | 2 | BranchMin_2BranchMax_2 | 2 | 2.5 | 3 | HeaderMin_2.5HeaderMax_3 | 3
766 | 6 | 15709-2P-7.5HP VLSC | VLSC_15709_2P_7.5HP | 169.9715 | 169.9715 | 339.9431 | 2 | 1 | 3 | E | VLS_Inline | 1.5 | 1.5 | 2 | 3 | BranchMin_2BranchMax_3 | 2 | 2.5 | 4 | HeaderMin_2.5HeaderMax_4 | 2.5
766 | 6 | 15709-2P-7.5HP VLSC | VLSC_15709_2P_7.5HP | 169.9715 | 169.9715 | 339.9431 | 2 | 1 | 3 | E | VLS_Inline | 1.5 | 1.5 | 2 | 3 | BranchMin_2BranchMax_3 | 2 | 2.5 | 4 | HeaderMin_2.5HeaderMax_4 | 3
766 | 6 | 15709-2P-7.5HP VLSC | VLSC_15709_2P_7.5HP | 169.9715 | 169.9715 | 339.9431 | 2 | 1 | 3 | E | VLS_Inline | 1.5 | 1.5 | 2 | 3 | BranchMin_2BranchMax_3 | 2 | 2.5 | 4 | HeaderMin_2.5HeaderMax_4 | 4
766 | 6 | 15709-2P-7.5HP VLSC | VLSC_15709_2P_7.5HP | 169.9715 | 169.9715 | 339.9431 | 2 | 1 | 3 | E | VLS_Inline | 1.5 | 1.5 | 2 | 3 | BranchMin_2BranchMax_3 | 2.5 | 2.5 | 4 | HeaderMin_2.5HeaderMax_4 | 2.5 | INVALID
766 | 6 | 15709-2P-7.5HP VLSC | VLSC_15709_2P_7.5HP | 169.9715 | 169.9715 | 339.9431 | 2 | 1 | 3 | E | VLS_Inline | 1.5 | 1.5 | 2 | 3 | BranchMin_2BranchMax_3 | 2.5 | 2.5 | 4 | HeaderMin_2.5HeaderMax_4 | 3
766 | 6 | 15709-2P-7.5HP VLSC | VLSC_15709_2P_7.5HP | 169.9715 | 169.9715 | 339.9431 | 2 | 1 | 3 | E | VLS_Inline | 1.5 | 1.5 | 2 | 3 | BranchMin_2BranchMax_3 | 2.5 | 2.5 | 4 | HeaderMin_2.5HeaderMax_4 | 4
766 | 6 | 15709-2P-7.5HP VLSC | VLSC_15709_2P_7.5HP | 169.9715 | 169.9715 | 339.9431 | 2 | 1 | 3 | E | VLS_Inline | 1.5 | 1.5 | 2 | 3 | BranchMin_2BranchMax_3 | 3 | 2.5 | 4 | HeaderMin_2.5HeaderMax_4 | 2.5 | INVALID
766 | 6 | 15709-2P-7.5HP VLSC | VLSC_15709_2P_7.5HP | 169.9715 | 169.9715 | 339.9431 | 2 | 1 | 3 | E | VLS_Inline | 1.5 | 1.5 | 2 | 3 | BranchMin_2BranchMax_3 | 3 | 2.5 | 4 | HeaderMin_2.5HeaderMax_4 | 3 | INVALID
766 | 6 | 15709-2P-7.5HP VLSC | VLSC_15709_2P_7.5HP | 169.9715 | 169.9715 | 339.9431 | 2 | 1 | 3 | E | VLS_Inline | 1.5 | 1.5 | 2 | 3 | BranchMin_2BranchMax_3 | 3 | 2.5 | 4 | HeaderMin_2.5HeaderMax_4 | 4
767 | 7 | 15709-2P-10HP VLSC | VLSC_15709_2P_10HP | 191.939 | 191.939 | 383.8779 | 2 | 1 | 3 | E | VLS_Inline | 1.5 | 1.5 | 2 | 3 | BranchMin_2BranchMax_3 | 2 | 2.5 | 4 | HeaderMin_2.5HeaderMax_4 | 2.5
767 | 7 | 15709-2P-10HP VLSC | VLSC_15709_2P_10HP | 191.939 | 191.939 | 383.8779 | 2 | 1 | 3 | E | VLS_Inline | 1.5 | 1.5 | 2 | 3 | BranchMin_2BranchMax_3 | 2 | 2.5 | 4 | HeaderMin_2.5HeaderMax_4 | 3
767 | 7 | 15709-2P-10HP VLSC | VLSC_15709_2P_10HP | 191.939 | 191.939 | 383.8779 | 2 | 1 | 3 | E | VLS_Inline | 1.5 | 1.5 | 2 | 3 | BranchMin_2BranchMax_3 | 2 | 2.5 | 4 | HeaderMin_2.5HeaderMax_4 | 4
767 | 7 | 15709-2P-10HP VLSC | VLSC_15709_2P_10HP | 191.939 | 191.939 | 383.8779 | 2 | 1 | 3 | E | VLS_Inline | 1.5 | 1.5 | 2 | 3 | BranchMin_2BranchMax_3 | 2.5 | 2.5 | 4 | HeaderMin_2.5HeaderMax_4 | 2.5 | INVALID
767 | 7 | 15709-2P-10HP VLSC | VLSC_15709_2P_10HP | 191.939 | 191.939 | 383.8779 | 2 | 1 | 3 | E | VLS_Inline | 1.5 | 1.5 | 2 | 3 | BranchMin_2BranchMax_3 | 2.5 | 2.5 | 4 | HeaderMin_2.5HeaderMax_4 | 3
767 | 7 | 15709-2P-10HP VLSC | VLSC_15709_2P_10HP | 191.939 | 191.939 | 383.8779 | 2 | 1 | 3 | E | VLS_Inline | 1.5 | 1.5 | 2 | 3 | BranchMin_2BranchMax_3 | 2.5 | 2.5 | 4 | HeaderMin_2.5HeaderMax_4 | 4
767 | 7 | 15709-2P-10HP VLSC | VLSC_15709_2P_10HP | 191.939 | 191.939 | 383.8779 | 2 | 1 | 3 | E | VLS_Inline | 1.5 | 1.5 | 2 | 3 | BranchMin_2BranchMax_3 | 3 | 2.5 | 4 | HeaderMin_2.5HeaderMax_4 | 2.5 | INVALID
767 | 7 | 15709-2P-10HP VLSC | VLSC_15709_2P_10HP | 191.939 | 191.939 | 383.8779 | 2 | 1 | 3 | E | VLS_Inline | 1.5 | 1.5 | 2 | 3 | BranchMin_2BranchMax_3 | 3 | 2.5 | 4 | HeaderMin_2.5HeaderMax_4 | 3 | INVALID
767 | 7 | 15709-2P-10HP VLSC | VLSC_15709_2P_10HP | 191.939 | 191.939 | 383.8779 | 2 | 1 | 3 | E | VLS_Inline | 1.5 | 1.5 | 2 | 3 | BranchMin_2BranchMax_3 | 3 | 2.5 | 4 | HeaderMin_2.5HeaderMax_4 | 4
768 | 8 | 15709-2P-15HP VLSC | VLSC_15709_2P_15HP | 226.3257 | 226.3257 | 452.6514 | 2 | 1 | 3 | E | VLS_Inline | 1.5 | 1.5 | 2 | 4 | BranchMin_2BranchMax_4 | 2 | 2.5 | 5 | HeaderMin_2.5HeaderMax_5 | 2.5
768 | 8 | 15709-2P-15HP VLSC | VLSC_15709_2P_15HP | 226.3257 | 226.3257 | 452.6514 | 2 | 1 | 3 | E | VLS_Inline | 1.5 | 1.5 | 2 | 4 | BranchMin_2BranchMax_4 | 2 | 2.5 | 5 | HeaderMin_2.5HeaderMax_5 | 3
768 | 8 | 15709-2P-15HP VLSC | VLSC_15709_2P_15HP | 226.3257 | 226.3257 | 452.6514 | 2 | 1 | 3 | E | VLS_Inline | 1.5 | 1.5 | 2 | 4 | BranchMin_2BranchMax_4 | 2 | 2.5 | 5 | HeaderMin_2.5HeaderMax_5 | 4
768 | 8 | 15709-2P-15HP VLSC | VLSC_15709_2P_15HP | 226.3257 | 226.3257 | 452.6514 | 2 | 1 | 3 | E | VLS_Inline | 1.5 | 1.5 | 2 | 4 | BranchMin_2BranchMax_4 | 2 | 2.5 | 5 | HeaderMin_2.5HeaderMax_5 | 5
768 | 8 | 15709-2P-15HP VLSC | VLSC_15709_2P_15HP | 226.3257 | 226.3257 | 452.6514 | 2 | 1 | 3 | E | VLS_Inline | 1.5 | 1.5 | 2 | 4 | BranchMin_2BranchMax_4 | 2.5 | 2.5 | 5 | HeaderMin_2.5HeaderMax_5 | 2.5 | INVALID
768 | 8 | 15709-2P-15HP VLSC | VLSC_15709_2P_15HP | 226.3257 | 226.3257 | 452.6514 | 2 | 1 | 3 | E | VLS_Inline | 1.5 | 1.5 | 2 | 4 | BranchMin_2BranchMax_4 | 2.5 | 2.5 | 5 | HeaderMin_2.5HeaderMax_5 | 3
768 | 8 | 15709-2P-15HP VLSC | VLSC_15709_2P_15HP | 226.3257 | 226.3257 | 452.6514 | 2 | 1 | 3 | E | VLS_Inline | 1.5 | 1.5 | 2 | 4 | BranchMin_2BranchMax_4 | 2.5 | 2.5 | 5 | HeaderMin_2.5HeaderMax_5 | 4
768 | 8 | 15709-2P-15HP VLSC | VLSC_15709_2P_15HP | 226.3257 | 226.3257 | 452.6514 | 2 | 1 | 3 | E | VLS_Inline | 1.5 | 1.5 | 2 | 4 | BranchMin_2BranchMax_4 | 2.5 | 2.5 | 5 | HeaderMin_2.5HeaderMax_5 | 5
768 | 8 | 15709-2P-15HP VLSC | VLSC_15709_2P_15HP | 226.3257 | 226.3257 | 452.6514 | 2 | 1 | 3 | E | VLS_Inline | 1.5 | 1.5 | 2 | 4 | BranchMin_2BranchMax_4 | 3 | 2.5 | 5 | HeaderMin_2.5HeaderMax_5 | 2.5 | INVALID
768 | 8 | 15709-2P-15HP VLSC | VLSC_15709_2P_15HP | 226.3257 | 226.3257 | 452.6514 | 2 | 1 | 3 | E | VLS_Inline | 1.5 | 1.5 | 2 | 4 | BranchMin_2BranchMax_4 | 3 | 2.5 | 5 | HeaderMin_2.5HeaderMax_5 | 3 | INVALID
768 | 8 | 15709-2P-15HP VLSC | VLSC_15709_2P_15HP | 226.3257 | 226.3257 | 452.6514 | 2 | 1 | 3 | E | VLS_Inline | 1.5 | 1.5 | 2 | 4 | BranchMin_2BranchMax_4 | 3 | 2.5 | 5 | HeaderMin_2.5HeaderMax_5 | 4
768 | 8 | 15709-2P-15HP VLSC | VLSC_15709_2P_15HP | 226.3257 | 226.3257 | 452.6514 | 2 | 1 | 3 | E | VLS_Inline | 1.5 | 1.5 | 2 | 4 | BranchMin_2BranchMax_4 | 3 | 2.5 | 5 | HeaderMin_2.5HeaderMax_5 | 5
768 | 8 | 15709-2P-15HP VLSC | VLSC_15709_2P_15HP | 226.3257 | 226.3257 | 452.6514 | 2 | 1 | 3 | E | VLS_Inline | 1.5 | 1.5 | 2 | 4 | BranchMin_2BranchMax_4 | 4 | 2.5 | 5 | HeaderMin_2.5HeaderMax_5 | 2.5 | INVALID
768 | 8 | 15709-2P-15HP VLSC | VLSC_15709_2P_15HP | 226.3257 | 226.3257 | 452.6514 | 2 | 1 | 3 | E | VLS_Inline | 1.5 | 1.5 | 2 | 4 | BranchMin_2BranchMax_4 | 4 | 2.5 | 5 | HeaderMin_2.5HeaderMax_5 | 3 | INVALID
768 | 8 | 15709-2P-15HP VLSC | VLSC_15709_2P_15HP | 226.3257 | 226.3257 | 452.6514 | 2 | 1 | 3 | E | VLS_Inline | 1.5 | 1.5 | 2 | 4 | BranchMin_2BranchMax_4 | 4 | 2.5 | 5 | HeaderMin_2.5HeaderMax_5 | 4 | INVALID
768 | 8 | 15709-2P-15HP VLSC | VLSC_15709_2P_15HP | 226.3257 | 226.3257 | 452.6514 | 2 | 1 | 3 | E | VLS_Inline | 1.5 | 1.5 | 2 | 4 | BranchMin_2BranchMax_4 | 4 | 2.5 | 5 | HeaderMin_2.5HeaderMax_5 | 5
769 | 9 | 15709-4P-3HP VLSC | VLSC_15709_4P_3HP | 124.0691 | 124.0691 | 248.1382 | 2 | 1 | 3 | E | VLS_Inline | 1.5 | 1.5 | 2 | 2.5 | BranchMin_2BranchMax_2.5 | 2 | 2.5 | 4 | HeaderMin_2.5HeaderMax_4 | 2.5
769 | 9 | 15709-4P-3HP VLSC | VLSC_15709_4P_3HP | 124.0691 | 124.0691 | 248.1382 | 2 | 1 | 3 | E | VLS_Inline | 1.5 | 1.5 | 2 | 2.5 | BranchMin_2BranchMax_2.5 | 2 | 2.5 | 4 | HeaderMin_2.5HeaderMax_4 | 3
769 | 9 | 15709-4P-3HP VLSC | VLSC_15709_4P_3HP | 124.0691 | 124.0691 | 248.1382 | 2 | 1 | 3 | E | VLS_Inline | 1.5 | 1.5 | 2 | 2.5 | BranchMin_2BranchMax_2.5 | 2 | 2.5 | 4 | HeaderMin_2.5HeaderMax_4 | 4
769 | 9 | 15709-4P-3HP VLSC | VLSC_15709_4P_3HP | 124.0691 | 124.0691 | 248.1382 | 2 | 1 | 3 | E | VLS_Inline | 1.5 | 1.5 | 2 | 2.5 | BranchMin_2BranchMax_2.5 | 2.5 | 2.5 | 4 | HeaderMin_2.5HeaderMax_4 | 2.5 | INVALID
769 | 9 | 15709-4P-3HP VLSC | VLSC_15709_4P_3HP | 124.0691 | 124.0691 | 248.1382 | 2 | 1 | 3 | E | VLS_Inline | 1.5 | 1.5 | 2 | 2.5 | BranchMin_2BranchMax_2.5 | 2.5 | 2.5 | 4 | HeaderMin_2.5HeaderMax_4 | 3
769 | 9 | 15709-4P-3HP VLSC | VLSC_15709_4P_3HP | 124.0691 | 124.0691 | 248.1382 | 2 | 1 | 3 | E | VLS_Inline | 1.5 | 1.5 | 2 | 2.5 | BranchMin_2BranchMax_2.5 | 2.5 | 2.5 | 4 | HeaderMin_2.5HeaderMax_4 | 4
770 | 10 | 20705-2P-7.5HP VLSC | VLSC_20705_2P_7.5HP | 190.191 | 190.191 | 380.3819 | 2 | 1 | 3 | E | VLS_Inline | 2 | 2 | 2 | 3 | BranchMin_2BranchMax_3 | 2 | 2.5 | 4 | HeaderMin_2.5HeaderMax_4 | 2.5
770 | 10 | 20705-2P-7.5HP VLSC | VLSC_20705_2P_7.5HP | 190.191 | 190.191 | 380.3819 | 2 | 1 | 3 | E | VLS_Inline | 2 | 2 | 2 | 3 | BranchMin_2BranchMax_3 | 2 | 2.5 | 4 | HeaderMin_2.5HeaderMax_4 | 3
770 | 10 | 20705-2P-7.5HP VLSC | VLSC_20705_2P_7.5HP | 190.191 | 190.191 | 380.3819 | 2 | 1 | 3 | E | VLS_Inline | 2 | 2 | 2 | 3 | BranchMin_2BranchMax_3 | 2 | 2.5 | 4 | HeaderMin_2.5HeaderMax_4 | 4
770 | 10 | 20705-2P-7.5HP VLSC | VLSC_20705_2P_7.5HP | 190.191 | 190.191 | 380.3819 | 2 | 1 | 3 | E | VLS_Inline | 2 | 2 | 2 | 3 | BranchMin_2BranchMax_3 | 2.5 | 2.5 | 4 | HeaderMin_2.5HeaderMax_4 | 2.5 | INVALID
770 | 10 | 20705-2P-7.5HP VLSC | VLSC_20705_2P_7.5HP | 190.191 | 190.191 | 380.3819 | 2 | 1 | 3 | E | VLS_Inline | 2 | 2 | 2 | 3 | BranchMin_2BranchMax_3 | 2.5 | 2.5 | 4 | HeaderMin_2.5HeaderMax_4 | 3
770 | 10 | 20705-2P-7.5HP VLSC | VLSC_20705_2P_7.5HP | 190.191 | 190.191 | 380.3819 | 2 | 1 | 3 | E | VLS_Inline | 2 | 2 | 2 | 3 | BranchMin_2BranchMax_3 | 2.5 | 2.5 | 4 | HeaderMin_2.5HeaderMax_4 | 4
770 | 10 | 20705-2P-7.5HP VLSC | VLSC_20705_2P_7.5HP | 190.191 | 190.191 | 380.3819 | 2 | 1 | 3 | E | VLS_Inline | 2 | 2 | 2 | 3 | BranchMin_2BranchMax_3 | 3 | 2.5 | 4 | HeaderMin_2.5HeaderMax_4 | 2.5 | INVALID
770 | 10 | 20705-2P-7.5HP VLSC | VLSC_20705_2P_7.5HP | 190.191 | 190.191 | 380.3819 | 2 | 1 | 3 | E | VLS_Inline | 2 | 2 | 2 | 3 | BranchMin_2BranchMax_3 | 3 | 2.5 | 4 | HeaderMin_2.5HeaderMax_4 | 3 | INVALID
770 | 10 | 20705-2P-7.5HP VLSC | VLSC_20705_2P_7.5HP | 190.191 | 190.191 | 380.3819 | 2 | 1 | 3 | E | VLS_Inline | 2 | 2 | 2 | 3 | BranchMin_2BranchMax_3 | 3 | 2.5 | 4 | HeaderMin_2.5HeaderMax_4 | 4
771 | 11 | 20705-2P-10HP VLSC | VLSC_20705_2P_10HP | 214.0515 | 214.0515 | 428.1031 | 2 | 1 | 3 | E | VLS_Inline | 2 | 2 | 2 | 3 | BranchMin_2BranchMax_3 | 2 | 2.5 | 5 | HeaderMin_2.5HeaderMax_5 | 2.5
771 | 11 | 20705-2P-10HP VLSC | VLSC_20705_2P_10HP | 214.0515 | 214.0515 | 428.1031 | 2 | 1 | 3 | E | VLS_Inline | 2 | 2 | 2 | 3 | BranchMin_2BranchMax_3 | 2 | 2.5 | 5 | HeaderMin_2.5HeaderMax_5 | 3
771 | 11 | 20705-2P-10HP VLSC | VLSC_20705_2P_10HP | 214.0515 | 214.0515 | 428.1031 | 2 | 1 | 3 | E | VLS_Inline | 2 | 2 | 2 | 3 | BranchMin_2BranchMax_3 | 2 | 2.5 | 5 | HeaderMin_2.5HeaderMax_5 | 4
771 | 11 | 20705-2P-10HP VLSC | VLSC_20705_2P_10HP | 214.0515 | 214.0515 | 428.1031 | 2 | 1 | 3 | E | VLS_Inline | 2 | 2 | 2 | 3 | BranchMin_2BranchMax_3 | 2 | 2.5 | 5 | HeaderMin_2.5HeaderMax_5 | 5
771 | 11 | 20705-2P-10HP VLSC | VLSC_20705_2P_10HP | 214.0515 | 214.0515 | 428.1031 | 2 | 1 | 3 | E | VLS_Inline | 2 | 2 | 2 | 3 | BranchMin_2BranchMax_3 | 2.5 | 2.5 | 5 | HeaderMin_2.5HeaderMax_5 | 2.5 | INVALID
771 | 11 | 20705-2P-10HP VLSC | VLSC_20705_2P_10HP | 214.0515 | 214.0515 | 428.1031 | 2 | 1 | 3 | E | VLS_Inline | 2 | 2 | 2 | 3 | BranchMin_2BranchMax_3 | 2.5 | 2.5 | 5 | HeaderMin_2.5HeaderMax_5 | 3
771 | 11 | 20705-2P-10HP VLSC | VLSC_20705_2P_10HP | 214.0515 | 214.0515 | 428.1031 | 2 | 1 | 3 | E | VLS_Inline | 2 | 2 | 2 | 3 | BranchMin_2BranchMax_3 | 2.5 | 2.5 | 5 | HeaderMin_2.5HeaderMax_5 | 4
771 | 11 | 20705-2P-10HP VLSC | VLSC_20705_2P_10HP | 214.0515 | 214.0515 | 428.1031 | 2 | 1 | 3 | E | VLS_Inline | 2 | 2 | 2 | 3 | BranchMin_2BranchMax_3 | 2.5 | 2.5 | 5 | HeaderMin_2.5HeaderMax_5 | 5
771 | 11 | 20705-2P-10HP VLSC | VLSC_20705_2P_10HP | 214.0515 | 214.0515 | 428.1031 | 2 | 1 | 3 | E | VLS_Inline | 2 | 2 | 2 | 3 | BranchMin_2BranchMax_3 | 3 | 2.5 | 5 | HeaderMin_2.5HeaderMax_5 | 2.5 | INVALID
771 | 11 | 20705-2P-10HP VLSC | VLSC_20705_2P_10HP | 214.0515 | 214.0515 | 428.1031 | 2 | 1 | 3 | E | VLS_Inline | 2 | 2 | 2 | 3 | BranchMin_2BranchMax_3 | 3 | 2.5 | 5 | HeaderMin_2.5HeaderMax_5 | 3 | INVALID
771 | 11 | 20705-2P-10HP VLSC | VLSC_20705_2P_10HP | 214.0515 | 214.0515 | 428.1031 | 2 | 1 | 3 | E | VLS_Inline | 2 | 2 | 2 | 3 | BranchMin_2BranchMax_3 | 3 | 2.5 | 5 | HeaderMin_2.5HeaderMax_5 | 4
771 | 11 | 20705-2P-10HP VLSC | VLSC_20705_2P_10HP | 214.0515 | 214.0515 | 428.1031 | 2 | 1 | 3 | E | VLS_Inline | 2 | 2 | 2 | 3 | BranchMin_2BranchMax_3 | 3 | 2.5 | 5 | HeaderMin_2.5HeaderMax_5 | 5
772 | 12 | 20705-2P-15HP VLSC | VLSC_20705_2P_15HP | 249.8523 | 249.8523 | 499.7046 | 2 | 1 | 3 | E | VLS_Inline | 2 | 2 | 2 | 4 | BranchMin_2BranchMax_4 | 2 | 2.5 | 5 | HeaderMin_2.5HeaderMax_5 | 2.5
772 | 12 | 20705-2P-15HP VLSC | VLSC_20705_2P_15HP | 249.8523 | 249.8523 | 499.7046 | 2 | 1 | 3 | E | VLS_Inline | 2 | 2 | 2 | 4 | BranchMin_2BranchMax_4 | 2 | 2.5 | 5 | HeaderMin_2.5HeaderMax_5 | 3
772 | 12 | 20705-2P-15HP VLSC | VLSC_20705_2P_15HP | 249.8523 | 249.8523 | 499.7046 | 2 | 1 | 3 | E | VLS_Inline | 2 | 2 | 2 | 4 | BranchMin_2BranchMax_4 | 2 | 2.5 | 5 | HeaderMin_2.5HeaderMax_5 | 4
772 | 12 | 20705-2P-15HP VLSC | VLSC_20705_2P_15HP | 249.8523 | 249.8523 | 499.7046 | 2 | 1 | 3 | E | VLS_Inline | 2 | 2 | 2 | 4 | BranchMin_2BranchMax_4 | 2 | 2.5 | 5 | HeaderMin_2.5HeaderMax_5 | 5
772 | 12 | 20705-2P-15HP VLSC | VLSC_20705_2P_15HP | 249.8523 | 249.8523 | 499.7046 | 2 | 1 | 3 | E | VLS_Inline | 2 | 2 | 2 | 4 | BranchMin_2BranchMax_4 | 2.5 | 2.5 | 5 | HeaderMin_2.5HeaderMax_5 | 2.5 | INVALID
772 | 12 | 20705-2P-15HP VLSC | VLSC_20705_2P_15HP | 249.8523 | 249.8523 | 499.7046 | 2 | 1 | 3 | E | VLS_Inline | 2 | 2 | 2 | 4 | BranchMin_2BranchMax_4 | 2.5 | 2.5 | 5 | HeaderMin_2.5HeaderMax_5 | 3
772 | 12 | 20705-2P-15HP VLSC | VLSC_20705_2P_15HP | 249.8523 | 249.8523 | 499.7046 | 2 | 1 | 3 | E | VLS_Inline | 2 | 2 | 2 | 4 | BranchMin_2BranchMax_4 | 2.5 | 2.5 | 5 | HeaderMin_2.5HeaderMax_5 | 4
772 | 12 | 20705-2P-15HP VLSC | VLSC_20705_2P_15HP | 249.8523 | 249.8523 | 499.7046 | 2 | 1 | 3 | E | VLS_Inline | 2 | 2 | 2 | 4 | BranchMin_2BranchMax_4 | 2.5 | 2.5 | 5 | HeaderMin_2.5HeaderMax_5 | 5
772 | 12 | 20705-2P-15HP VLSC | VLSC_20705_2P_15HP | 249.8523 | 249.8523 | 499.7046 | 2 | 1 | 3 | E | VLS_Inline | 2 | 2 | 2 | 4 | BranchMin_2BranchMax_4 | 3 | 2.5 | 5 | HeaderMin_2.5HeaderMax_5 | 2.5 | INVALID
772 | 12 | 20705-2P-15HP VLSC | VLSC_20705_2P_15HP | 249.8523 | 249.8523 | 499.7046 | 2 | 1 | 3 | E | VLS_Inline | 2 | 2 | 2 | 4 | BranchMin_2BranchMax_4 | 3 | 2.5 | 5 | HeaderMin_2.5HeaderMax_5 | 3 | INVALID
772 | 12 | 20705-2P-15HP VLSC | VLSC_20705_2P_15HP | 249.8523 | 249.8523 | 499.7046 | 2 | 1 | 3 | E | VLS_Inline | 2 | 2 | 2 | 4 | BranchMin_2BranchMax_4 | 3 | 2.5 | 5 | HeaderMin_2.5HeaderMax_5 | 4
772 | 12 | 20705-2P-15HP VLSC | VLSC_20705_2P_15HP | 249.8523 | 249.8523 | 499.7046 | 2 | 1 | 3 | E | VLS_Inline | 2 | 2 | 2 | 4 | BranchMin_2BranchMax_4 | 3 | 2.5 | 5 | HeaderMin_2.5HeaderMax_5 | 5
772 | 12 | 20705-2P-15HP VLSC | VLSC_20705_2P_15HP | 249.8523 | 249.8523 | 499.7046 | 2 | 1 | 3 | E | VLS_Inline | 2 | 2 | 2 | 4 | BranchMin_2BranchMax_4 | 4 | 2.5 | 5 | HeaderMin_2.5HeaderMax_5 | 2.5 | INVALID
772 | 12 | 20705-2P-15HP VLSC | VLSC_20705_2P_15HP | 249.8523 | 249.8523 | 499.7046 | 2 | 1 | 3 | E | VLS_Inline | 2 | 2 | 2 | 4 | BranchMin_2BranchMax_4 | 4 | 2.5 | 5 | HeaderMin_2.5HeaderMax_5 | 3 | INVALID
772 | 12 | 20705-2P-15HP VLSC | VLSC_20705_2P_15HP | 249.8523 | 249.8523 | 499.7046 | 2 | 1 | 3 | E | VLS_Inline | 2 | 2 | 2 | 4 | BranchMin_2BranchMax_4 | 4 | 2.5 | 5 | HeaderMin_2.5HeaderMax_5 | 4 | INVALID
772 | 12 | 20705-2P-15HP VLSC | VLSC_20705_2P_15HP | 249.8523 | 249.8523 | 499.7046 | 2 | 1 | 3 | E | VLS_Inline | 2 | 2 | 2 | 4 | BranchMin_2BranchMax_4 | 4 | 2.5 | 5 | HeaderMin_2.5HeaderMax_5 | 5
773 | 13 | 20705-2P-20HP VLSC | VLSC_20705_2P_20HP | 243.9916 | 243.9916 | 487.9832 | 2 | 1 | 3 | E | VLS_Inline | 2 | 2 | 2 | 4 | BranchMin_2BranchMax_4 | 2 | 2.5 | 5 | HeaderMin_2.5HeaderMax_5 | 2.5
773 | 13 | 20705-2P-20HP VLSC | VLSC_20705_2P_20HP | 243.9916 | 243.9916 | 487.9832 | 2 | 1 | 3 | E | VLS_Inline | 2 | 2 | 2 | 4 | BranchMin_2BranchMax_4 | 2 | 2.5 | 5 | HeaderMin_2.5HeaderMax_5 | 3
773 | 13 | 20705-2P-20HP VLSC | VLSC_20705_2P_20HP | 243.9916 | 243.9916 | 487.9832 | 2 | 1 | 3 | E | VLS_Inline | 2 | 2 | 2 | 4 | BranchMin_2BranchMax_4 | 2 | 2.5 | 5 | HeaderMin_2.5HeaderMax_5 | 4
773 | 13 | 20705-2P-20HP VLSC | VLSC_20705_2P_20HP | 243.9916 | 243.9916 | 487.9832 | 2 | 1 | 3 | E | VLS_Inline | 2 | 2 | 2 | 4 | BranchMin_2BranchMax_4 | 2 | 2.5 | 5 | HeaderMin_2.5HeaderMax_5 | 5
773 | 13 | 20705-2P-20HP VLSC | VLSC_20705_2P_20HP | 243.9916 | 243.9916 | 487.9832 | 2 | 1 | 3 | E | VLS_Inline | 2 | 2 | 2 | 4 | BranchMin_2BranchMax_4 | 2.5 | 2.5 | 5 | HeaderMin_2.5HeaderMax_5 | 2.5 | INVALID
773 | 13 | 20705-2P-20HP VLSC | VLSC_20705_2P_20HP | 243.9916 | 243.9916 | 487.9832 | 2 | 1 | 3 | E | VLS_Inline | 2 | 2 | 2 | 4 | BranchMin_2BranchMax_4 | 2.5 | 2.5 | 5 | HeaderMin_2.5HeaderMax_5 | 3
773 | 13 | 20705-2P-20HP VLSC | VLSC_20705_2P_20HP | 243.9916 | 243.9916 | 487.9832 | 2 | 1 | 3 | E | VLS_Inline | 2 | 2 | 2 | 4 | BranchMin_2BranchMax_4 | 2.5 | 2.5 | 5 | HeaderMin_2.5HeaderMax_5 | 4
773 | 13 | 20705-2P-20HP VLSC | VLSC_20705_2P_20HP | 243.9916 | 243.9916 | 487.9832 | 2 | 1 | 3 | E | VLS_Inline | 2 | 2 | 2 | 4 | BranchMin_2BranchMax_4 | 2.5 | 2.5 | 5 | HeaderMin_2.5HeaderMax_5 | 5
773 | 13 | 20705-2P-20HP VLSC | VLSC_20705_2P_20HP | 243.9916 | 243.9916 | 487.9832 | 2 | 1 | 3 | E | VLS_Inline | 2 | 2 | 2 | 4 | BranchMin_2BranchMax_4 | 3 | 2.5 | 5 | HeaderMin_2.5HeaderMax_5 | 2.5 | INVALID
773 | 13 | 20705-2P-20HP VLSC | VLSC_20705_2P_20HP | 243.9916 | 243.9916 | 487.9832 | 2 | 1 | 3 | E | VLS_Inline | 2 | 2 | 2 | 4 | BranchMin_2BranchMax_4 | 3 | 2.5 | 5 | HeaderMin_2.5HeaderMax_5 | 3 | INVALID
773 | 13 | 20705-2P-20HP VLSC | VLSC_20705_2P_20HP | 243.9916 | 243.9916 | 487.9832 | 2 | 1 | 3 | E | VLS_Inline | 2 | 2 | 2 | 4 | BranchMin_2BranchMax_4 | 3 | 2.5 | 5 | HeaderMin_2.5HeaderMax_5 | 4
773 | 13 | 20705-2P-20HP VLSC | VLSC_20705_2P_20HP | 243.9916 | 243.9916 | 487.9832 | 2 | 1 | 3 | E | VLS_Inline | 2 | 2 | 2 | 4 | BranchMin_2BranchMax_4 | 3 | 2.5 | 5 | HeaderMin_2.5HeaderMax_5 | 5
773 | 13 | 20705-2P-20HP VLSC | VLSC_20705_2P_20HP | 243.9916 | 243.9916 | 487.9832 | 2 | 1 | 3 | E | VLS_Inline | 2 | 2 | 2 | 4 | BranchMin_2BranchMax_4 | 4 | 2.5 | 5 | HeaderMin_2.5HeaderMax_5 | 2.5 | INVALID
773 | 13 | 20705-2P-20HP VLSC | VLSC_20705_2P_20HP | 243.9916 | 243.9916 | 487.9832 | 2 | 1 | 3 | E | VLS_Inline | 2 | 2 | 2 | 4 | BranchMin_2BranchMax_4 | 4 | 2.5 | 5 | HeaderMin_2.5HeaderMax_5 | 3 | INVALID
773 | 13 | 20705-2P-20HP VLSC | VLSC_20705_2P_20HP | 243.9916 | 243.9916 | 487.9832 | 2 | 1 | 3 | E | VLS_Inline | 2 | 2 | 2 | 4 | BranchMin_2BranchMax_4 | 4 | 2.5 | 5 | HeaderMin_2.5HeaderMax_5 | 4 | INVALID
773 | 13 | 20705-2P-20HP VLSC | VLSC_20705_2P_20HP | 243.9916 | 243.9916 | 487.9832 | 2 | 1 | 3 | E | VLS_Inline | 2 | 2 | 2 | 4 | BranchMin_2BranchMax_4 | 4 | 2.5 | 5 | HeaderMin_2.5HeaderMax_5 | 5
774 | 14 | 20705-4P-3HP VLSC | VLSC_20705_4P_3HP | 128.156 | 128.156 | 256.3121 | 2 | 1 | 3 | E | VLS_Inline | 2 | 2 | 2 | 3 | BranchMin_2BranchMax_3 | 2 | 2.5 | 4 | HeaderMin_2.5HeaderMax_4 | 2.5
774 | 14 | 20705-4P-3HP VLSC | VLSC_20705_4P_3HP | 128.156 | 128.156 | 256.3121 | 2 | 1 | 3 | E | VLS_Inline | 2 | 2 | 2 | 3 | BranchMin_2BranchMax_3 | 2 | 2.5 | 4 | HeaderMin_2.5HeaderMax_4 | 3
774 | 14 | 20705-4P-3HP VLSC | VLSC_20705_4P_3HP | 128.156 | 128.156 | 256.3121 | 2 | 1 | 3 | E | VLS_Inline | 2 | 2 | 2 | 3 | BranchMin_2BranchMax_3 | 2 | 2.5 | 4 | HeaderMin_2.5HeaderMax_4 | 4
774 | 14 | 20705-4P-3HP VLSC | VLSC_20705_4P_3HP | 128.156 | 128.156 | 256.3121 | 2 | 1 | 3 | E | VLS_Inline | 2 | 2 | 2 | 3 | BranchMin_2BranchMax_3 | 2.5 | 2.5 | 4 | HeaderMin_2.5HeaderMax_4 | 2.5 | INVALID
774 | 14 | 20705-4P-3HP VLSC | VLSC_20705_4P_3HP | 128.156 | 128.156 | 256.3121 | 2 | 1 | 3 | E | VLS_Inline | 2 | 2 | 2 | 3 | BranchMin_2BranchMax_3 | 2.5 | 2.5 | 4 | HeaderMin_2.5HeaderMax_4 | 3
774 | 14 | 20705-4P-3HP VLSC | VLSC_20705_4P_3HP | 128.156 | 128.156 | 256.3121 | 2 | 1 | 3 | E | VLS_Inline | 2 | 2 | 2 | 3 | BranchMin_2BranchMax_3 | 2.5 | 2.5 | 4 | HeaderMin_2.5HeaderMax_4 | 4
774 | 14 | 20705-4P-3HP VLSC | VLSC_20705_4P_3HP | 128.156 | 128.156 | 256.3121 | 2 | 1 | 3 | E | VLS_Inline | 2 | 2 | 2 | 3 | BranchMin_2BranchMax_3 | 3 | 2.5 | 4 | HeaderMin_2.5HeaderMax_4 | 2.5 | INVALID
774 | 14 | 20705-4P-3HP VLSC | VLSC_20705_4P_3HP | 128.156 | 128.156 | 256.3121 | 2 | 1 | 3 | E | VLS_Inline | 2 | 2 | 2 | 3 | BranchMin_2BranchMax_3 | 3 | 2.5 | 4 | HeaderMin_2.5HeaderMax_4 | 3 | INVALID
774 | 14 | 20705-4P-3HP VLSC | VLSC_20705_4P_3HP | 128.156 | 128.156 | 256.3121 | 2 | 1 | 3 | E | VLS_Inline | 2 | 2 | 2 | 3 | BranchMin_2BranchMax_3 | 3 | 2.5 | 4 | HeaderMin_2.5HeaderMax_4 | 4
775 | 15 | 20951-2P-15HP VLSC | RC2511-7.70 | 152.95 | 152.95 | 305.9 | 2 | 1 | 3 | E | VLS_Inline | 2 | 2 | 2 | 3 | BranchMin_2BranchMax_3 | 2 | 2.5 | 4 | HeaderMin_2.5HeaderMax_4 | 2.5
775 | 15 | 20951-2P-15HP VLSC | RC2511-7.70 | 152.95 | 152.95 | 305.9 | 2 | 1 | 3 | E | VLS_Inline | 2 | 2 | 2 | 3 | BranchMin_2BranchMax_3 | 2 | 2.5 | 4 | HeaderMin_2.5HeaderMax_4 | 3
775 | 15 | 20951-2P-15HP VLSC | RC2511-7.70 | 152.95 | 152.95 | 305.9 | 2 | 1 | 3 | E | VLS_Inline | 2 | 2 | 2 | 3 | BranchMin_2BranchMax_3 | 2 | 2.5 | 4 | HeaderMin_2.5HeaderMax_4 | 4
775 | 15 | 20951-2P-15HP VLSC | RC2511-7.70 | 152.95 | 152.95 | 305.9 | 2 | 1 | 3 | E | VLS_Inline | 2 | 2 | 2 | 3 | BranchMin_2BranchMax_3 | 2.5 | 2.5 | 4 | HeaderMin_2.5HeaderMax_4 | 2.5 | INVALID
775 | 15 | 20951-2P-15HP VLSC | RC2511-7.70 | 152.95 | 152.95 | 305.9 | 2 | 1 | 3 | E | VLS_Inline | 2 | 2 | 2 | 3 | BranchMin_2BranchMax_3 | 2.5 | 2.5 | 4 | HeaderMin_2.5HeaderMax_4 | 3
775 | 15 | 20951-2P-15HP VLSC | RC2511-7.70 | 152.95 | 152.95 | 305.9 | 2 | 1 | 3 | E | VLS_Inline | 2 | 2 | 2 | 3 | BranchMin_2BranchMax_3 | 2.5 | 2.5 | 4 | HeaderMin_2.5HeaderMax_4 | 4
775 | 15 | 20951-2P-15HP VLSC | RC2511-7.70 | 152.95 | 152.95 | 305.9 | 2 | 1 | 3 | E | VLS_Inline | 2 | 2 | 2 | 3 | BranchMin_2BranchMax_3 | 3 | 2.5 | 4 | HeaderMin_2.5HeaderMax_4 | 2.5 | INVALID
775 | 15 | 20951-2P-15HP VLSC | RC2511-7.70 | 152.95 | 152.95 | 305.9 | 2 | 1 | 3 | E | VLS_Inline | 2 | 2 | 2 | 3 | BranchMin_2BranchMax_3 | 3 | 2.5 | 4 | HeaderMin_2.5HeaderMax_4 | 3 | INVALID
775 | 15 | 20951-2P-15HP VLSC | RC2511-7.70 | 152.95 | 152.95 | 305.9 | 2 | 1 | 3 | E | VLS_Inline | 2 | 2 | 2 | 3 | BranchMin_2BranchMax_3 | 3 | 2.5 | 4 | HeaderMin_2.5HeaderMax_4 | 4
776 | 16 | 20951-2P-20HP VLSC | RC2511-8.31 | 168.2305 | 168.2305 | 336.461 | 2 | 1 | 3 | E | VLS_Inline | 2 | 2 | 2 | 3 | BranchMin_2BranchMax_3 | 2 | 2.5 | 4 | HeaderMin_2.5HeaderMax_4 | 2.5
776 | 16 | 20951-2P-20HP VLSC | RC2511-8.31 | 168.2305 | 168.2305 | 336.461 | 2 | 1 | 3 | E | VLS_Inline | 2 | 2 | 2 | 3 | BranchMin_2BranchMax_3 | 2 | 2.5 | 4 | HeaderMin_2.5HeaderMax_4 | 3
776 | 16 | 20951-2P-20HP VLSC | RC2511-8.31 | 168.2305 | 168.2305 | 336.461 | 2 | 1 | 3 | E | VLS_Inline | 2 | 2 | 2 | 3 | BranchMin_2BranchMax_3 | 2 | 2.5 | 4 | HeaderMin_2.5HeaderMax_4 | 4
776 | 16 | 20951-2P-20HP VLSC | RC2511-8.31 | 168.2305 | 168.2305 | 336.461 | 2 | 1 | 3 | E | VLS_Inline | 2 | 2 | 2 | 3 | BranchMin_2BranchMax_3 | 2.5 | 2.5 | 4 | HeaderMin_2.5HeaderMax_4 | 2.5 | INVALID
776 | 16 | 20951-2P-20HP VLSC | RC2511-8.31 | 168.2305 | 168.2305 | 336.461 | 2 | 1 | 3 | E | VLS_Inline | 2 | 2 | 2 | 3 | BranchMin_2BranchMax_3 | 2.5 | 2.5 | 4 | HeaderMin_2.5HeaderMax_4 | 3
776 | 16 | 20951-2P-20HP VLSC | RC2511-8.31 | 168.2305 | 168.2305 | 336.461 | 2 | 1 | 3 | E | VLS_Inline | 2 | 2 | 2 | 3 | BranchMin_2BranchMax_3 | 2.5 | 2.5 | 4 | HeaderMin_2.5HeaderMax_4 | 4
776 | 16 | 20951-2P-20HP VLSC | RC2511-8.31 | 168.2305 | 168.2305 | 336.461 | 2 | 1 | 3 | E | VLS_Inline | 2 | 2 | 2 | 3 | BranchMin_2BranchMax_3 | 3 | 2.5 | 4 | HeaderMin_2.5HeaderMax_4 | 2.5 | INVALID
776 | 16 | 20951-2P-20HP VLSC | RC2511-8.31 | 168.2305 | 168.2305 | 336.461 | 2 | 1 | 3 | E | VLS_Inline | 2 | 2 | 2 | 3 | BranchMin_2BranchMax_3 | 3 | 2.5 | 4 | HeaderMin_2.5HeaderMax_4 | 3 | INVALID
776 | 16 | 20951-2P-20HP VLSC | RC2511-8.31 | 168.2305 | 168.2305 | 336.461 | 2 | 1 | 3 | E | VLS_Inline | 2 | 2 | 2 | 3 | BranchMin_2BranchMax_3 | 3 | 2.5 | 4 | HeaderMin_2.5HeaderMax_4 | 4
777 | 17 | 20951-2P-25HP VLSC | RC2511-8.84 | 184.528 | 184.528 | 369.056 | 2 | 1 | 3 | E | VLS_Inline | 2 | 2 | 2 | 3 | BranchMin_2BranchMax_3 | 2 | 2.5 | 4 | HeaderMin_2.5HeaderMax_4 | 2.5
777 | 17 | 20951-2P-25HP VLSC | RC2511-8.84 | 184.528 | 184.528 | 369.056 | 2 | 1 | 3 | E | VLS_Inline | 2 | 2 | 2 | 3 | BranchMin_2BranchMax_3 | 2 | 2.5 | 4 | HeaderMin_2.5HeaderMax_4 | 3
777 | 17 | 20951-2P-25HP VLSC | RC2511-8.84 | 184.528 | 184.528 | 369.056 | 2 | 1 | 3 | E | VLS_Inline | 2 | 2 | 2 | 3 | BranchMin_2BranchMax_3 | 2 | 2.5 | 4 | HeaderMin_2.5HeaderMax_4 | 4
777 | 17 | 20951-2P-25HP VLSC | RC2511-8.84 | 184.528 | 184.528 | 369.056 | 2 | 1 | 3 | E | VLS_Inline | 2 | 2 | 2 | 3 | BranchMin_2BranchMax_3 | 2.5 | 2.5 | 4 | HeaderMin_2.5HeaderMax_4 | 2.5 | INVALID
777 | 17 | 20951-2P-25HP VLSC | RC2511-8.84 | 184.528 | 184.528 | 369.056 | 2 | 1 | 3 | E | VLS_Inline | 2 | 2 | 2 | 3 | BranchMin_2BranchMax_3 | 2.5 | 2.5 | 4 | HeaderMin_2.5HeaderMax_4 | 3
777 | 17 | 20951-2P-25HP VLSC | RC2511-8.84 | 184.528 | 184.528 | 369.056 | 2 | 1 | 3 | E | VLS_Inline | 2 | 2 | 2 | 3 | BranchMin_2BranchMax_3 | 2.5 | 2.5 | 4 | HeaderMin_2.5HeaderMax_4 | 4
777 | 17 | 20951-2P-25HP VLSC | RC2511-8.84 | 184.528 | 184.528 | 369.056 | 2 | 1 | 3 | E | VLS_Inline | 2 | 2 | 2 | 3 | BranchMin_2BranchMax_3 | 3 | 2.5 | 4 | HeaderMin_2.5HeaderMax_4 | 2.5 | INVALID
777 | 17 | 20951-2P-25HP VLSC | RC2511-8.84 | 184.528 | 184.528 | 369.056 | 2 | 1 | 3 | E | VLS_Inline | 2 | 2 | 2 | 3 | BranchMin_2BranchMax_3 | 3 | 2.5 | 4 | HeaderMin_2.5HeaderMax_4 | 3 | INVALID
777 | 17 | 20951-2P-25HP VLSC | RC2511-8.84 | 184.528 | 184.528 | 369.056 | 2 | 1 | 3 | E | VLS_Inline | 2 | 2 | 2 | 3 | BranchMin_2BranchMax_3 | 3 | 2.5 | 4 | HeaderMin_2.5HeaderMax_4 | 4
778 | 18 | 20951-2P-30HP VLSC | RC2511-9.44 | 191.32 | 191.32 | 382.64 | 2 | 1 | 3 | E | VLS_Inline | 2 | 2 | 2 | 3 | BranchMin_2BranchMax_3 | 2 | 2.5 | 4 | HeaderMin_2.5HeaderMax_4 | 2.5
778 | 18 | 20951-2P-30HP VLSC | RC2511-9.44 | 191.32 | 191.32 | 382.64 | 2 | 1 | 3 | E | VLS_Inline | 2 | 2 | 2 | 3 | BranchMin_2BranchMax_3 | 2 | 2.5 | 4 | HeaderMin_2.5HeaderMax_4 | 3
778 | 18 | 20951-2P-30HP VLSC | RC2511-9.44 | 191.32 | 191.32 | 382.64 | 2 | 1 | 3 | E | VLS_Inline | 2 | 2 | 2 | 3 | BranchMin_2BranchMax_3 | 2 | 2.5 | 4 | HeaderMin_2.5HeaderMax_4 | 4
778 | 18 | 20951-2P-30HP VLSC | RC2511-9.44 | 191.32 | 191.32 | 382.64 | 2 | 1 | 3 | E | VLS_Inline | 2 | 2 | 2 | 3 | BranchMin_2BranchMax_3 | 2.5 | 2.5 | 4 | HeaderMin_2.5HeaderMax_4 | 2.5 | INVALID
778 | 18 | 20951-2P-30HP VLSC | RC2511-9.44 | 191.32 | 191.32 | 382.64 | 2 | 1 | 3 | E | VLS_Inline | 2 | 2 | 2 | 3 | BranchMin_2BranchMax_3 | 2.5 | 2.5 | 4 | HeaderMin_2.5HeaderMax_4 | 3
778 | 18 | 20951-2P-30HP VLSC | RC2511-9.44 | 191.32 | 191.32 | 382.64 | 2 | 1 | 3 | E | VLS_Inline | 2 | 2 | 2 | 3 | BranchMin_2BranchMax_3 | 2.5 | 2.5 | 4 | HeaderMin_2.5HeaderMax_4 | 4
778 | 18 | 20951-2P-30HP VLSC | RC2511-9.44 | 191.32 | 191.32 | 382.64 | 2 | 1 | 3 | E | VLS_Inline | 2 | 2 | 2 | 3 | BranchMin_2BranchMax_3 | 3 | 2.5 | 4 | HeaderMin_2.5HeaderMax_4 | 2.5 | INVALID
778 | 18 | 20951-2P-30HP VLSC | RC2511-9.44 | 191.32 | 191.32 | 382.64 | 2 | 1 | 3 | E | VLS_Inline | 2 | 2 | 2 | 3 | BranchMin_2BranchMax_3 | 3 | 2.5 | 4 | HeaderMin_2.5HeaderMax_4 | 3 | INVALID
778 | 18 | 20951-2P-30HP VLSC | RC2511-9.44 | 191.32 | 191.32 | 382.64 | 2 | 1 | 3 | E | VLS_Inline | 2 | 2 | 2 | 3 | BranchMin_2BranchMax_3 | 3 | 2.5 | 4 | HeaderMin_2.5HeaderMax_4 | 4
779 | 19 | 20951-4P-3HP VLSC | RC2511-8.70 | 90.3291 | 90.3291 | 180.6582 | 2 | 1 | 3 | E | VLS_Inline | 2 | 2 | 2 | 2.5 | BranchMin_2BranchMax_2.5 | 2 | 2.5 | 3 | HeaderMin_2.5HeaderMax_3 | 2.5
779 | 19 | 20951-4P-3HP VLSC | RC2511-8.70 | 90.3291 | 90.3291 | 180.6582 | 2 | 1 | 3 | E | VLS_Inline | 2 | 2 | 2 | 2.5 | BranchMin_2BranchMax_2.5 | 2 | 2.5 | 3 | HeaderMin_2.5HeaderMax_3 | 3
779 | 19 | 20951-4P-3HP VLSC | RC2511-8.70 | 90.3291 | 90.3291 | 180.6582 | 2 | 1 | 3 | E | VLS_Inline | 2 | 2 | 2 | 2.5 | BranchMin_2BranchMax_2.5 | 2.5 | 2.5 | 3 | HeaderMin_2.5HeaderMax_3 | 2.5 | INVALID
779 | 19 | 20951-4P-3HP VLSC | RC2511-8.70 | 90.3291 | 90.3291 | 180.6582 | 2 | 1 | 3 | E | VLS_Inline | 2 | 2 | 2 | 2.5 | BranchMin_2BranchMax_2.5 | 2.5 | 2.5 | 3 | HeaderMin_2.5HeaderMax_3 | 3
780 | 20 | 20951-4P-5HP VLSC | RC2511-9.6 | 95.22 | 95.22 | 190.44 | 2 | 1 | 3 | E | VLS_Inline | 2 | 2 | 2 | 2.5 | BranchMin_2BranchMax_2.5 | 2 | 2.5 | 3 | HeaderMin_2.5HeaderMax_3 | 2.5
780 | 20 | 20951-4P-5HP VLSC | RC2511-9.6 | 95.22 | 95.22 | 190.44 | 2 | 1 | 3 | E | VLS_Inline | 2 | 2 | 2 | 2.5 | BranchMin_2BranchMax_2.5 | 2 | 2.5 | 3 | HeaderMin_2.5HeaderMax_3 | 3
780 | 20 | 20951-4P-5HP VLSC | RC2511-9.6 | 95.22 | 95.22 | 190.44 | 2 | 1 | 3 | E | VLS_Inline | 2 | 2 | 2 | 2.5 | BranchMin_2BranchMax_2.5 | 2.5 | 2.5 | 3 | HeaderMin_2.5HeaderMax_3 | 2.5 | INVALID
780 | 20 | 20951-4P-5HP VLSC | RC2511-9.6 | 95.22 | 95.22 | 190.44 | 2 | 1 | 3 | E | VLS_Inline | 2 | 2 | 2 | 2.5 | BranchMin_2BranchMax_2.5 | 2.5 | 2.5 | 3 | HeaderMin_2.5HeaderMax_3 | 3
781 | 21 | 2095A-2P-15HP VLSC | VLSC_2095A_2P_15HP | 176.1225 | 176.1225 | 352.2451 | 2 | 1 | 3 | E | VLS_Inline | 2 | 2 | 2 | 3 | BranchMin_2BranchMax_3 | 2 | 2.5 | 4 | HeaderMin_2.5HeaderMax_4 | 2.5
781 | 21 | 2095A-2P-15HP VLSC | VLSC_2095A_2P_15HP | 176.1225 | 176.1225 | 352.2451 | 2 | 1 | 3 | E | VLS_Inline | 2 | 2 | 2 | 3 | BranchMin_2BranchMax_3 | 2 | 2.5 | 4 | HeaderMin_2.5HeaderMax_4 | 3
781 | 21 | 2095A-2P-15HP VLSC | VLSC_2095A_2P_15HP | 176.1225 | 176.1225 | 352.2451 | 2 | 1 | 3 | E | VLS_Inline | 2 | 2 | 2 | 3 | BranchMin_2BranchMax_3 | 2 | 2.5 | 4 | HeaderMin_2.5HeaderMax_4 | 4
781 | 21 | 2095A-2P-15HP VLSC | VLSC_2095A_2P_15HP | 176.1225 | 176.1225 | 352.2451 | 2 | 1 | 3 | E | VLS_Inline | 2 | 2 | 2 | 3 | BranchMin_2BranchMax_3 | 2.5 | 2.5 | 4 | HeaderMin_2.5HeaderMax_4 | 2.5 | INVALID
781 | 21 | 2095A-2P-15HP VLSC | VLSC_2095A_2P_15HP | 176.1225 | 176.1225 | 352.2451 | 2 | 1 | 3 | E | VLS_Inline | 2 | 2 | 2 | 3 | BranchMin_2BranchMax_3 | 2.5 | 2.5 | 4 | HeaderMin_2.5HeaderMax_4 | 3
781 | 21 | 2095A-2P-15HP VLSC | VLSC_2095A_2P_15HP | 176.1225 | 176.1225 | 352.2451 | 2 | 1 | 3 | E | VLS_Inline | 2 | 2 | 2 | 3 | BranchMin_2BranchMax_3 | 2.5 | 2.5 | 4 | HeaderMin_2.5HeaderMax_4 | 4
781 | 21 | 2095A-2P-15HP VLSC | VLSC_2095A_2P_15HP | 176.1225 | 176.1225 | 352.2451 | 2 | 1 | 3 | E | VLS_Inline | 2 | 2 | 2 | 3 | BranchMin_2BranchMax_3 | 3 | 2.5 | 4 | HeaderMin_2.5HeaderMax_4 | 2.5 | INVALID
781 | 21 | 2095A-2P-15HP VLSC | VLSC_2095A_2P_15HP | 176.1225 | 176.1225 | 352.2451 | 2 | 1 | 3 | E | VLS_Inline | 2 | 2 | 2 | 3 | BranchMin_2BranchMax_3 | 3 | 2.5 | 4 | HeaderMin_2.5HeaderMax_4 | 3 | INVALID
781 | 21 | 2095A-2P-15HP VLSC | VLSC_2095A_2P_15HP | 176.1225 | 176.1225 | 352.2451 | 2 | 1 | 3 | E | VLS_Inline | 2 | 2 | 2 | 3 | BranchMin_2BranchMax_3 | 3 | 2.5 | 4 | HeaderMin_2.5HeaderMax_4 | 4
782 | 22 | 2095A-2P-20HP VLSC | VLSC_2095A_2P_20HP | 200.368 | 200.368 | 400.7361 | 2 | 1 | 3 | E | VLS_Inline | 2 | 2 | 2 | 3 | BranchMin_2BranchMax_3 | 2 | 2.5 | 5 | HeaderMin_2.5HeaderMax_5 | 2.5
782 | 22 | 2095A-2P-20HP VLSC | VLSC_2095A_2P_20HP | 200.368 | 200.368 | 400.7361 | 2 | 1 | 3 | E | VLS_Inline | 2 | 2 | 2 | 3 | BranchMin_2BranchMax_3 | 2 | 2.5 | 5 | HeaderMin_2.5HeaderMax_5 | 3
782 | 22 | 2095A-2P-20HP VLSC | VLSC_2095A_2P_20HP | 200.368 | 200.368 | 400.7361 | 2 | 1 | 3 | E | VLS_Inline | 2 | 2 | 2 | 3 | BranchMin_2BranchMax_3 | 2 | 2.5 | 5 | HeaderMin_2.5HeaderMax_5 | 4
782 | 22 | 2095A-2P-20HP VLSC | VLSC_2095A_2P_20HP | 200.368 | 200.368 | 400.7361 | 2 | 1 | 3 | E | VLS_Inline | 2 | 2 | 2 | 3 | BranchMin_2BranchMax_3 | 2 | 2.5 | 5 | HeaderMin_2.5HeaderMax_5 | 5
782 | 22 | 2095A-2P-20HP VLSC | VLSC_2095A_2P_20HP | 200.368 | 200.368 | 400.7361 | 2 | 1 | 3 | E | VLS_Inline | 2 | 2 | 2 | 3 | BranchMin_2BranchMax_3 | 2.5 | 2.5 | 5 | HeaderMin_2.5HeaderMax_5 | 2.5 | INVALID
782 | 22 | 2095A-2P-20HP VLSC | VLSC_2095A_2P_20HP | 200.368 | 200.368 | 400.7361 | 2 | 1 | 3 | E | VLS_Inline | 2 | 2 | 2 | 3 | BranchMin_2BranchMax_3 | 2.5 | 2.5 | 5 | HeaderMin_2.5HeaderMax_5 | 3
782 | 22 | 2095A-2P-20HP VLSC | VLSC_2095A_2P_20HP | 200.368 | 200.368 | 400.7361 | 2 | 1 | 3 | E | VLS_Inline | 2 | 2 | 2 | 3 | BranchMin_2BranchMax_3 | 2.5 | 2.5 | 5 | HeaderMin_2.5HeaderMax_5 | 4
782 | 22 | 2095A-2P-20HP VLSC | VLSC_2095A_2P_20HP | 200.368 | 200.368 | 400.7361 | 2 | 1 | 3 | E | VLS_Inline | 2 | 2 | 2 | 3 | BranchMin_2BranchMax_3 | 2.5 | 2.5 | 5 | HeaderMin_2.5HeaderMax_5 | 5
782 | 22 | 2095A-2P-20HP VLSC | VLSC_2095A_2P_20HP | 200.368 | 200.368 | 400.7361 | 2 | 1 | 3 | E | VLS_Inline | 2 | 2 | 2 | 3 | BranchMin_2BranchMax_3 | 3 | 2.5 | 5 | HeaderMin_2.5HeaderMax_5 | 2.5 | INVALID
782 | 22 | 2095A-2P-20HP VLSC | VLSC_2095A_2P_20HP | 200.368 | 200.368 | 400.7361 | 2 | 1 | 3 | E | VLS_Inline | 2 | 2 | 2 | 3 | BranchMin_2BranchMax_3 | 3 | 2.5 | 5 | HeaderMin_2.5HeaderMax_5 | 3 | INVALID
782 | 22 | 2095A-2P-20HP VLSC | VLSC_2095A_2P_20HP | 200.368 | 200.368 | 400.7361 | 2 | 1 | 3 | E | VLS_Inline | 2 | 2 | 2 | 3 | BranchMin_2BranchMax_3 | 3 | 2.5 | 5 | HeaderMin_2.5HeaderMax_5 | 4
782 | 22 | 2095A-2P-20HP VLSC | VLSC_2095A_2P_20HP | 200.368 | 200.368 | 400.7361 | 2 | 1 | 3 | E | VLS_Inline | 2 | 2 | 2 | 3 | BranchMin_2BranchMax_3 | 3 | 2.5 | 5 | HeaderMin_2.5HeaderMax_5 | 5
783 | 23 | 2095A-2P-25HP VLSC | VLSC_2095A_2P_25HP | 232.5586 | 232.5586 | 465.1173 | 2 | 1 | 3 | E | VLS_Inline | 2 | 2 | 2 | 4 | BranchMin_2BranchMax_4 | 2 | 2.5 | 5 | HeaderMin_2.5HeaderMax_5 | 2.5
783 | 23 | 2095A-2P-25HP VLSC | VLSC_2095A_2P_25HP | 232.5586 | 232.5586 | 465.1173 | 2 | 1 | 3 | E | VLS_Inline | 2 | 2 | 2 | 4 | BranchMin_2BranchMax_4 | 2 | 2.5 | 5 | HeaderMin_2.5HeaderMax_5 | 3
783 | 23 | 2095A-2P-25HP VLSC | VLSC_2095A_2P_25HP | 232.5586 | 232.5586 | 465.1173 | 2 | 1 | 3 | E | VLS_Inline | 2 | 2 | 2 | 4 | BranchMin_2BranchMax_4 | 2 | 2.5 | 5 | HeaderMin_2.5HeaderMax_5 | 4
783 | 23 | 2095A-2P-25HP VLSC | VLSC_2095A_2P_25HP | 232.5586 | 232.5586 | 465.1173 | 2 | 1 | 3 | E | VLS_Inline | 2 | 2 | 2 | 4 | BranchMin_2BranchMax_4 | 2 | 2.5 | 5 | HeaderMin_2.5HeaderMax_5 | 5
783 | 23 | 2095A-2P-25HP VLSC | VLSC_2095A_2P_25HP | 232.5586 | 232.5586 | 465.1173 | 2 | 1 | 3 | E | VLS_Inline | 2 | 2 | 2 | 4 | BranchMin_2BranchMax_4 | 2.5 | 2.5 | 5 | HeaderMin_2.5HeaderMax_5 | 2.5 | INVALID
783 | 23 | 2095A-2P-25HP VLSC | VLSC_2095A_2P_25HP | 232.5586 | 232.5586 | 465.1173 | 2 | 1 | 3 | E | VLS_Inline | 2 | 2 | 2 | 4 | BranchMin_2BranchMax_4 | 2.5 | 2.5 | 5 | HeaderMin_2.5HeaderMax_5 | 3
783 | 23 | 2095A-2P-25HP VLSC | VLSC_2095A_2P_25HP | 232.5586 | 232.5586 | 465.1173 | 2 | 1 | 3 | E | VLS_Inline | 2 | 2 | 2 | 4 | BranchMin_2BranchMax_4 | 2.5 | 2.5 | 5 | HeaderMin_2.5HeaderMax_5 | 4
783 | 23 | 2095A-2P-25HP VLSC | VLSC_2095A_2P_25HP | 232.5586 | 232.5586 | 465.1173 | 2 | 1 | 3 | E | VLS_Inline | 2 | 2 | 2 | 4 | BranchMin_2BranchMax_4 | 2.5 | 2.5 | 5 | HeaderMin_2.5HeaderMax_5 | 5
783 | 23 | 2095A-2P-25HP VLSC | VLSC_2095A_2P_25HP | 232.5586 | 232.5586 | 465.1173 | 2 | 1 | 3 | E | VLS_Inline | 2 | 2 | 2 | 4 | BranchMin_2BranchMax_4 | 3 | 2.5 | 5 | HeaderMin_2.5HeaderMax_5 | 2.5 | INVALID
783 | 23 | 2095A-2P-25HP VLSC | VLSC_2095A_2P_25HP | 232.5586 | 232.5586 | 465.1173 | 2 | 1 | 3 | E | VLS_Inline | 2 | 2 | 2 | 4 | BranchMin_2BranchMax_4 | 3 | 2.5 | 5 | HeaderMin_2.5HeaderMax_5 | 3 | INVALID
783 | 23 | 2095A-2P-25HP VLSC | VLSC_2095A_2P_25HP | 232.5586 | 232.5586 | 465.1173 | 2 | 1 | 3 | E | VLS_Inline | 2 | 2 | 2 | 4 | BranchMin_2BranchMax_4 | 3 | 2.5 | 5 | HeaderMin_2.5HeaderMax_5 | 4
783 | 23 | 2095A-2P-25HP VLSC | VLSC_2095A_2P_25HP | 232.5586 | 232.5586 | 465.1173 | 2 | 1 | 3 | E | VLS_Inline | 2 | 2 | 2 | 4 | BranchMin_2BranchMax_4 | 3 | 2.5 | 5 | HeaderMin_2.5HeaderMax_5 | 5
783 | 23 | 2095A-2P-25HP VLSC | VLSC_2095A_2P_25HP | 232.5586 | 232.5586 | 465.1173 | 2 | 1 | 3 | E | VLS_Inline | 2 | 2 | 2 | 4 | BranchMin_2BranchMax_4 | 4 | 2.5 | 5 | HeaderMin_2.5HeaderMax_5 | 2.5 | INVALID
783 | 23 | 2095A-2P-25HP VLSC | VLSC_2095A_2P_25HP | 232.5586 | 232.5586 | 465.1173 | 2 | 1 | 3 | E | VLS_Inline | 2 | 2 | 2 | 4 | BranchMin_2BranchMax_4 | 4 | 2.5 | 5 | HeaderMin_2.5HeaderMax_5 | 3 | INVALID
783 | 23 | 2095A-2P-25HP VLSC | VLSC_2095A_2P_25HP | 232.5586 | 232.5586 | 465.1173 | 2 | 1 | 3 | E | VLS_Inline | 2 | 2 | 2 | 4 | BranchMin_2BranchMax_4 | 4 | 2.5 | 5 | HeaderMin_2.5HeaderMax_5 | 4 | INVALID
783 | 23 | 2095A-2P-25HP VLSC | VLSC_2095A_2P_25HP | 232.5586 | 232.5586 | 465.1173 | 2 | 1 | 3 | E | VLS_Inline | 2 | 2 | 2 | 4 | BranchMin_2BranchMax_4 | 4 | 2.5 | 5 | HeaderMin_2.5HeaderMax_5 | 5
784 | 24 | 2095A-2P-30HP VLSC | VLSC_2095A_2P_30HP | 232.5586 | 232.5586 | 465.1173 | 2 | 1 | 3 | E | VLS_Inline | 2 | 2 | 2 | 4 | BranchMin_2BranchMax_4 | 2 | 2.5 | 5 | HeaderMin_2.5HeaderMax_5 | 2.5
784 | 24 | 2095A-2P-30HP VLSC | VLSC_2095A_2P_30HP | 232.5586 | 232.5586 | 465.1173 | 2 | 1 | 3 | E | VLS_Inline | 2 | 2 | 2 | 4 | BranchMin_2BranchMax_4 | 2 | 2.5 | 5 | HeaderMin_2.5HeaderMax_5 | 3
784 | 24 | 2095A-2P-30HP VLSC | VLSC_2095A_2P_30HP | 232.5586 | 232.5586 | 465.1173 | 2 | 1 | 3 | E | VLS_Inline | 2 | 2 | 2 | 4 | BranchMin_2BranchMax_4 | 2 | 2.5 | 5 | HeaderMin_2.5HeaderMax_5 | 4
784 | 24 | 2095A-2P-30HP VLSC | VLSC_2095A_2P_30HP | 232.5586 | 232.5586 | 465.1173 | 2 | 1 | 3 | E | VLS_Inline | 2 | 2 | 2 | 4 | BranchMin_2BranchMax_4 | 2 | 2.5 | 5 | HeaderMin_2.5HeaderMax_5 | 5
784 | 24 | 2095A-2P-30HP VLSC | VLSC_2095A_2P_30HP | 232.5586 | 232.5586 | 465.1173 | 2 | 1 | 3 | E | VLS_Inline | 2 | 2 | 2 | 4 | BranchMin_2BranchMax_4 | 2.5 | 2.5 | 5 | HeaderMin_2.5HeaderMax_5 | 2.5 | INVALID
784 | 24 | 2095A-2P-30HP VLSC | VLSC_2095A_2P_30HP | 232.5586 | 232.5586 | 465.1173 | 2 | 1 | 3 | E | VLS_Inline | 2 | 2 | 2 | 4 | BranchMin_2BranchMax_4 | 2.5 | 2.5 | 5 | HeaderMin_2.5HeaderMax_5 | 3
784 | 24 | 2095A-2P-30HP VLSC | VLSC_2095A_2P_30HP | 232.5586 | 232.5586 | 465.1173 | 2 | 1 | 3 | E | VLS_Inline | 2 | 2 | 2 | 4 | BranchMin_2BranchMax_4 | 2.5 | 2.5 | 5 | HeaderMin_2.5HeaderMax_5 | 4
784 | 24 | 2095A-2P-30HP VLSC | VLSC_2095A_2P_30HP | 232.5586 | 232.5586 | 465.1173 | 2 | 1 | 3 | E | VLS_Inline | 2 | 2 | 2 | 4 | BranchMin_2BranchMax_4 | 2.5 | 2.5 | 5 | HeaderMin_2.5HeaderMax_5 | 5
784 | 24 | 2095A-2P-30HP VLSC | VLSC_2095A_2P_30HP | 232.5586 | 232.5586 | 465.1173 | 2 | 1 | 3 | E | VLS_Inline | 2 | 2 | 2 | 4 | BranchMin_2BranchMax_4 | 3 | 2.5 | 5 | HeaderMin_2.5HeaderMax_5 | 2.5 | INVALID
784 | 24 | 2095A-2P-30HP VLSC | VLSC_2095A_2P_30HP | 232.5586 | 232.5586 | 465.1173 | 2 | 1 | 3 | E | VLS_Inline | 2 | 2 | 2 | 4 | BranchMin_2BranchMax_4 | 3 | 2.5 | 5 | HeaderMin_2.5HeaderMax_5 | 3 | INVALID
784 | 24 | 2095A-2P-30HP VLSC | VLSC_2095A_2P_30HP | 232.5586 | 232.5586 | 465.1173 | 2 | 1 | 3 | E | VLS_Inline | 2 | 2 | 2 | 4 | BranchMin_2BranchMax_4 | 3 | 2.5 | 5 | HeaderMin_2.5HeaderMax_5 | 4
784 | 24 | 2095A-2P-30HP VLSC | VLSC_2095A_2P_30HP | 232.5586 | 232.5586 | 465.1173 | 2 | 1 | 3 | E | VLS_Inline | 2 | 2 | 2 | 4 | BranchMin_2BranchMax_4 | 3 | 2.5 | 5 | HeaderMin_2.5HeaderMax_5 | 5
784 | 24 | 2095A-2P-30HP VLSC | VLSC_2095A_2P_30HP | 232.5586 | 232.5586 | 465.1173 | 2 | 1 | 3 | E | VLS_Inline | 2 | 2 | 2 | 4 | BranchMin_2BranchMax_4 | 4 | 2.5 | 5 | HeaderMin_2.5HeaderMax_5 | 2.5 | INVALID
784 | 24 | 2095A-2P-30HP VLSC | VLSC_2095A_2P_30HP | 232.5586 | 232.5586 | 465.1173 | 2 | 1 | 3 | E | VLS_Inline | 2 | 2 | 2 | 4 | BranchMin_2BranchMax_4 | 4 | 2.5 | 5 | HeaderMin_2.5HeaderMax_5 | 3 | INVALID
784 | 24 | 2095A-2P-30HP VLSC | VLSC_2095A_2P_30HP | 232.5586 | 232.5586 | 465.1173 | 2 | 1 | 3 | E | VLS_Inline | 2 | 2 | 2 | 4 | BranchMin_2BranchMax_4 | 4 | 2.5 | 5 | HeaderMin_2.5HeaderMax_5 | 4 | INVALID
784 | 24 | 2095A-2P-30HP VLSC | VLSC_2095A_2P_30HP | 232.5586 | 232.5586 | 465.1173 | 2 | 1 | 3 | E | VLS_Inline | 2 | 2 | 2 | 4 | BranchMin_2BranchMax_4 | 4 | 2.5 | 5 | HeaderMin_2.5HeaderMax_5 | 5
785 | 25 | 2095A-4P-3HP VLSC | VLSC_2095A_4P_3HP | 111.4482 | 111.4482 | 222.8964 | 2 | 1 | 3 | E | VLS_Inline | 2 | 2 | 2 | 2.5 | BranchMin_2BranchMax_2.5 | 2 | 2.5 | 4 | HeaderMin_2.5HeaderMax_4 | 2.5
785 | 25 | 2095A-4P-3HP VLSC | VLSC_2095A_4P_3HP | 111.4482 | 111.4482 | 222.8964 | 2 | 1 | 3 | E | VLS_Inline | 2 | 2 | 2 | 2.5 | BranchMin_2BranchMax_2.5 | 2 | 2.5 | 4 | HeaderMin_2.5HeaderMax_4 | 3
785 | 25 | 2095A-4P-3HP VLSC | VLSC_2095A_4P_3HP | 111.4482 | 111.4482 | 222.8964 | 2 | 1 | 3 | E | VLS_Inline | 2 | 2 | 2 | 2.5 | BranchMin_2BranchMax_2.5 | 2 | 2.5 | 4 | HeaderMin_2.5HeaderMax_4 | 4
785 | 25 | 2095A-4P-3HP VLSC | VLSC_2095A_4P_3HP | 111.4482 | 111.4482 | 222.8964 | 2 | 1 | 3 | E | VLS_Inline | 2 | 2 | 2 | 2.5 | BranchMin_2BranchMax_2.5 | 2.5 | 2.5 | 4 | HeaderMin_2.5HeaderMax_4 | 2.5 | INVALID
785 | 25 | 2095A-4P-3HP VLSC | VLSC_2095A_4P_3HP | 111.4482 | 111.4482 | 222.8964 | 2 | 1 | 3 | E | VLS_Inline | 2 | 2 | 2 | 2.5 | BranchMin_2BranchMax_2.5 | 2.5 | 2.5 | 4 | HeaderMin_2.5HeaderMax_4 | 3
785 | 25 | 2095A-4P-3HP VLSC | VLSC_2095A_4P_3HP | 111.4482 | 111.4482 | 222.8964 | 2 | 1 | 3 | E | VLS_Inline | 2 | 2 | 2 | 2.5 | BranchMin_2BranchMax_2.5 | 2.5 | 2.5 | 4 | HeaderMin_2.5HeaderMax_4 | 4
786 | 26 | 2095A-4P-5HP VLSC | VLSC_2095A_4P_5HP | 118.6369 | 118.6369 | 237.2737 | 2 | 1 | 3 | E | VLS_Inline | 2 | 2 | 2 | 2.5 | BranchMin_2BranchMax_2.5 | 2 | 2.5 | 4 | HeaderMin_2.5HeaderMax_4 | 2.5
786 | 26 | 2095A-4P-5HP VLSC | VLSC_2095A_4P_5HP | 118.6369 | 118.6369 | 237.2737 | 2 | 1 | 3 | E | VLS_Inline | 2 | 2 | 2 | 2.5 | BranchMin_2BranchMax_2.5 | 2 | 2.5 | 4 | HeaderMin_2.5HeaderMax_4 | 3
786 | 26 | 2095A-4P-5HP VLSC | VLSC_2095A_4P_5HP | 118.6369 | 118.6369 | 237.2737 | 2 | 1 | 3 | E | VLS_Inline | 2 | 2 | 2 | 2.5 | BranchMin_2BranchMax_2.5 | 2 | 2.5 | 4 | HeaderMin_2.5HeaderMax_4 | 4
786 | 26 | 2095A-4P-5HP VLSC | VLSC_2095A_4P_5HP | 118.6369 | 118.6369 | 237.2737 | 2 | 1 | 3 | E | VLS_Inline | 2 | 2 | 2 | 2.5 | BranchMin_2BranchMax_2.5 | 2.5 | 2.5 | 4 | HeaderMin_2.5HeaderMax_4 | 2.5 | INVALID
786 | 26 | 2095A-4P-5HP VLSC | VLSC_2095A_4P_5HP | 118.6369 | 118.6369 | 237.2737 | 2 | 1 | 3 | E | VLS_Inline | 2 | 2 | 2 | 2.5 | BranchMin_2BranchMax_2.5 | 2.5 | 2.5 | 4 | HeaderMin_2.5HeaderMax_4 | 3
786 | 26 | 2095A-4P-5HP VLSC | VLSC_2095A_4P_5HP | 118.6369 | 118.6369 | 237.2737 | 2 | 1 | 3 | E | VLS_Inline | 2 | 2 | 2 | 2.5 | BranchMin_2BranchMax_2.5 | 2.5 | 2.5 | 4 | HeaderMin_2.5HeaderMax_4 | 4
787 | 27 | 20955-2P-15HP VLSC | VLSC_20955_2P_15HP | 205.3636 | 205.3636 | 410.7272 | 2 | 1 | 3 | E | VLS_Inline | 2 | 2 | 2 | 3 | BranchMin_2BranchMax_3 | 2 | 2.5 | 5 | HeaderMin_2.5HeaderMax_5 | 2.5
787 | 27 | 20955-2P-15HP VLSC | VLSC_20955_2P_15HP | 205.3636 | 205.3636 | 410.7272 | 2 | 1 | 3 | E | VLS_Inline | 2 | 2 | 2 | 3 | BranchMin_2BranchMax_3 | 2 | 2.5 | 5 | HeaderMin_2.5HeaderMax_5 | 3
787 | 27 | 20955-2P-15HP VLSC | VLSC_20955_2P_15HP | 205.3636 | 205.3636 | 410.7272 | 2 | 1 | 3 | E | VLS_Inline | 2 | 2 | 2 | 3 | BranchMin_2BranchMax_3 | 2 | 2.5 | 5 | HeaderMin_2.5HeaderMax_5 | 4
787 | 27 | 20955-2P-15HP VLSC | VLSC_20955_2P_15HP | 205.3636 | 205.3636 | 410.7272 | 2 | 1 | 3 | E | VLS_Inline | 2 | 2 | 2 | 3 | BranchMin_2BranchMax_3 | 2 | 2.5 | 5 | HeaderMin_2.5HeaderMax_5 | 5
787 | 27 | 20955-2P-15HP VLSC | VLSC_20955_2P_15HP | 205.3636 | 205.3636 | 410.7272 | 2 | 1 | 3 | E | VLS_Inline | 2 | 2 | 2 | 3 | BranchMin_2BranchMax_3 | 2.5 | 2.5 | 5 | HeaderMin_2.5HeaderMax_5 | 2.5 | INVALID
787 | 27 | 20955-2P-15HP VLSC | VLSC_20955_2P_15HP | 205.3636 | 205.3636 | 410.7272 | 2 | 1 | 3 | E | VLS_Inline | 2 | 2 | 2 | 3 | BranchMin_2BranchMax_3 | 2.5 | 2.5 | 5 | HeaderMin_2.5HeaderMax_5 | 3
787 | 27 | 20955-2P-15HP VLSC | VLSC_20955_2P_15HP | 205.3636 | 205.3636 | 410.7272 | 2 | 1 | 3 | E | VLS_Inline | 2 | 2 | 2 | 3 | BranchMin_2BranchMax_3 | 2.5 | 2.5 | 5 | HeaderMin_2.5HeaderMax_5 | 4
787 | 27 | 20955-2P-15HP VLSC | VLSC_20955_2P_15HP | 205.3636 | 205.3636 | 410.7272 | 2 | 1 | 3 | E | VLS_Inline | 2 | 2 | 2 | 3 | BranchMin_2BranchMax_3 | 2.5 | 2.5 | 5 | HeaderMin_2.5HeaderMax_5 | 5
787 | 27 | 20955-2P-15HP VLSC | VLSC_20955_2P_15HP | 205.3636 | 205.3636 | 410.7272 | 2 | 1 | 3 | E | VLS_Inline | 2 | 2 | 2 | 3 | BranchMin_2BranchMax_3 | 3 | 2.5 | 5 | HeaderMin_2.5HeaderMax_5 | 2.5 | INVALID
787 | 27 | 20955-2P-15HP VLSC | VLSC_20955_2P_15HP | 205.3636 | 205.3636 | 410.7272 | 2 | 1 | 3 | E | VLS_Inline | 2 | 2 | 2 | 3 | BranchMin_2BranchMax_3 | 3 | 2.5 | 5 | HeaderMin_2.5HeaderMax_5 | 3 | INVALID
787 | 27 | 20955-2P-15HP VLSC | VLSC_20955_2P_15HP | 205.3636 | 205.3636 | 410.7272 | 2 | 1 | 3 | E | VLS_Inline | 2 | 2 | 2 | 3 | BranchMin_2BranchMax_3 | 3 | 2.5 | 5 | HeaderMin_2.5HeaderMax_5 | 4
787 | 27 | 20955-2P-15HP VLSC | VLSC_20955_2P_15HP | 205.3636 | 205.3636 | 410.7272 | 2 | 1 | 3 | E | VLS_Inline | 2 | 2 | 2 | 3 | BranchMin_2BranchMax_3 | 3 | 2.5 | 5 | HeaderMin_2.5HeaderMax_5 | 5
788 | 28 | 20955-2P-20HP VLSC | VLSC_20955_2P_20HP | 235.6474 | 235.6474 | 471.2947 | 2 | 1 | 3 | E | VLS_Inline | 2 | 2 | 2 | 4 | BranchMin_2BranchMax_4 | 2 | 2.5 | 5 | HeaderMin_2.5HeaderMax_5 | 2.5
788 | 28 | 20955-2P-20HP VLSC | VLSC_20955_2P_20HP | 235.6474 | 235.6474 | 471.2947 | 2 | 1 | 3 | E | VLS_Inline | 2 | 2 | 2 | 4 | BranchMin_2BranchMax_4 | 2 | 2.5 | 5 | HeaderMin_2.5HeaderMax_5 | 3
788 | 28 | 20955-2P-20HP VLSC | VLSC_20955_2P_20HP | 235.6474 | 235.6474 | 471.2947 | 2 | 1 | 3 | E | VLS_Inline | 2 | 2 | 2 | 4 | BranchMin_2BranchMax_4 | 2 | 2.5 | 5 | HeaderMin_2.5HeaderMax_5 | 4
788 | 28 | 20955-2P-20HP VLSC | VLSC_20955_2P_20HP | 235.6474 | 235.6474 | 471.2947 | 2 | 1 | 3 | E | VLS_Inline | 2 | 2 | 2 | 4 | BranchMin_2BranchMax_4 | 2 | 2.5 | 5 | HeaderMin_2.5HeaderMax_5 | 5
788 | 28 | 20955-2P-20HP VLSC | VLSC_20955_2P_20HP | 235.6474 | 235.6474 | 471.2947 | 2 | 1 | 3 | E | VLS_Inline | 2 | 2 | 2 | 4 | BranchMin_2BranchMax_4 | 2.5 | 2.5 | 5 | HeaderMin_2.5HeaderMax_5 | 2.5 | INVALID
788 | 28 | 20955-2P-20HP VLSC | VLSC_20955_2P_20HP | 235.6474 | 235.6474 | 471.2947 | 2 | 1 | 3 | E | VLS_Inline | 2 | 2 | 2 | 4 | BranchMin_2BranchMax_4 | 2.5 | 2.5 | 5 | HeaderMin_2.5HeaderMax_5 | 3
788 | 28 | 20955-2P-20HP VLSC | VLSC_20955_2P_20HP | 235.6474 | 235.6474 | 471.2947 | 2 | 1 | 3 | E | VLS_Inline | 2 | 2 | 2 | 4 | BranchMin_2BranchMax_4 | 2.5 | 2.5 | 5 | HeaderMin_2.5HeaderMax_5 | 4
788 | 28 | 20955-2P-20HP VLSC | VLSC_20955_2P_20HP | 235.6474 | 235.6474 | 471.2947 | 2 | 1 | 3 | E | VLS_Inline | 2 | 2 | 2 | 4 | BranchMin_2BranchMax_4 | 2.5 | 2.5 | 5 | HeaderMin_2.5HeaderMax_5 | 5
788 | 28 | 20955-2P-20HP VLSC | VLSC_20955_2P_20HP | 235.6474 | 235.6474 | 471.2947 | 2 | 1 | 3 | E | VLS_Inline | 2 | 2 | 2 | 4 | BranchMin_2BranchMax_4 | 3 | 2.5 | 5 | HeaderMin_2.5HeaderMax_5 | 2.5 | INVALID
788 | 28 | 20955-2P-20HP VLSC | VLSC_20955_2P_20HP | 235.6474 | 235.6474 | 471.2947 | 2 | 1 | 3 | E | VLS_Inline | 2 | 2 | 2 | 4 | BranchMin_2BranchMax_4 | 3 | 2.5 | 5 | HeaderMin_2.5HeaderMax_5 | 3 | INVALID
788 | 28 | 20955-2P-20HP VLSC | VLSC_20955_2P_20HP | 235.6474 | 235.6474 | 471.2947 | 2 | 1 | 3 | E | VLS_Inline | 2 | 2 | 2 | 4 | BranchMin_2BranchMax_4 | 3 | 2.5 | 5 | HeaderMin_2.5HeaderMax_5 | 4
788 | 28 | 20955-2P-20HP VLSC | VLSC_20955_2P_20HP | 235.6474 | 235.6474 | 471.2947 | 2 | 1 | 3 | E | VLS_Inline | 2 | 2 | 2 | 4 | BranchMin_2BranchMax_4 | 3 | 2.5 | 5 | HeaderMin_2.5HeaderMax_5 | 5
788 | 28 | 20955-2P-20HP VLSC | VLSC_20955_2P_20HP | 235.6474 | 235.6474 | 471.2947 | 2 | 1 | 3 | E | VLS_Inline | 2 | 2 | 2 | 4 | BranchMin_2BranchMax_4 | 4 | 2.5 | 5 | HeaderMin_2.5HeaderMax_5 | 2.5 | INVALID
788 | 28 | 20955-2P-20HP VLSC | VLSC_20955_2P_20HP | 235.6474 | 235.6474 | 471.2947 | 2 | 1 | 3 | E | VLS_Inline | 2 | 2 | 2 | 4 | BranchMin_2BranchMax_4 | 4 | 2.5 | 5 | HeaderMin_2.5HeaderMax_5 | 3 | INVALID
788 | 28 | 20955-2P-20HP VLSC | VLSC_20955_2P_20HP | 235.6474 | 235.6474 | 471.2947 | 2 | 1 | 3 | E | VLS_Inline | 2 | 2 | 2 | 4 | BranchMin_2BranchMax_4 | 4 | 2.5 | 5 | HeaderMin_2.5HeaderMax_5 | 4 | INVALID
788 | 28 | 20955-2P-20HP VLSC | VLSC_20955_2P_20HP | 235.6474 | 235.6474 | 471.2947 | 2 | 1 | 3 | E | VLS_Inline | 2 | 2 | 2 | 4 | BranchMin_2BranchMax_4 | 4 | 2.5 | 5 | HeaderMin_2.5HeaderMax_5 | 5
789 | 29 | 20955-2P-25HP VLSC | VLSC_20955_2P_25HP | 257.4 | 257.4 | 514.8 | 2 | 1 | 3 | E | VLS_Inline | 2 | 2 | 2 | 4 | BranchMin_2BranchMax_4 | 2 | 2.5 | 5 | HeaderMin_2.5HeaderMax_5 | 2.5
789 | 29 | 20955-2P-25HP VLSC | VLSC_20955_2P_25HP | 257.4 | 257.4 | 514.8 | 2 | 1 | 3 | E | VLS_Inline | 2 | 2 | 2 | 4 | BranchMin_2BranchMax_4 | 2 | 2.5 | 5 | HeaderMin_2.5HeaderMax_5 | 3
789 | 29 | 20955-2P-25HP VLSC | VLSC_20955_2P_25HP | 257.4 | 257.4 | 514.8 | 2 | 1 | 3 | E | VLS_Inline | 2 | 2 | 2 | 4 | BranchMin_2BranchMax_4 | 2 | 2.5 | 5 | HeaderMin_2.5HeaderMax_5 | 4
789 | 29 | 20955-2P-25HP VLSC | VLSC_20955_2P_25HP | 257.4 | 257.4 | 514.8 | 2 | 1 | 3 | E | VLS_Inline | 2 | 2 | 2 | 4 | BranchMin_2BranchMax_4 | 2 | 2.5 | 5 | HeaderMin_2.5HeaderMax_5 | 5
789 | 29 | 20955-2P-25HP VLSC | VLSC_20955_2P_25HP | 257.4 | 257.4 | 514.8 | 2 | 1 | 3 | E | VLS_Inline | 2 | 2 | 2 | 4 | BranchMin_2BranchMax_4 | 2.5 | 2.5 | 5 | HeaderMin_2.5HeaderMax_5 | 2.5 | INVALID
789 | 29 | 20955-2P-25HP VLSC | VLSC_20955_2P_25HP | 257.4 | 257.4 | 514.8 | 2 | 1 | 3 | E | VLS_Inline | 2 | 2 | 2 | 4 | BranchMin_2BranchMax_4 | 2.5 | 2.5 | 5 | HeaderMin_2.5HeaderMax_5 | 3
789 | 29 | 20955-2P-25HP VLSC | VLSC_20955_2P_25HP | 257.4 | 257.4 | 514.8 | 2 | 1 | 3 | E | VLS_Inline | 2 | 2 | 2 | 4 | BranchMin_2BranchMax_4 | 2.5 | 2.5 | 5 | HeaderMin_2.5HeaderMax_5 | 4
789 | 29 | 20955-2P-25HP VLSC | VLSC_20955_2P_25HP | 257.4 | 257.4 | 514.8 | 2 | 1 | 3 | E | VLS_Inline | 2 | 2 | 2 | 4 | BranchMin_2BranchMax_4 | 2.5 | 2.5 | 5 | HeaderMin_2.5HeaderMax_5 | 5
789 | 29 | 20955-2P-25HP VLSC | VLSC_20955_2P_25HP | 257.4 | 257.4 | 514.8 | 2 | 1 | 3 | E | VLS_Inline | 2 | 2 | 2 | 4 | BranchMin_2BranchMax_4 | 3 | 2.5 | 5 | HeaderMin_2.5HeaderMax_5 | 2.5 | INVALID
789 | 29 | 20955-2P-25HP VLSC | VLSC_20955_2P_25HP | 257.4 | 257.4 | 514.8 | 2 | 1 | 3 | E | VLS_Inline | 2 | 2 | 2 | 4 | BranchMin_2BranchMax_4 | 3 | 2.5 | 5 | HeaderMin_2.5HeaderMax_5 | 3 | INVALID
789 | 29 | 20955-2P-25HP VLSC | VLSC_20955_2P_25HP | 257.4 | 257.4 | 514.8 | 2 | 1 | 3 | E | VLS_Inline | 2 | 2 | 2 | 4 | BranchMin_2BranchMax_4 | 3 | 2.5 | 5 | HeaderMin_2.5HeaderMax_5 | 4
789 | 29 | 20955-2P-25HP VLSC | VLSC_20955_2P_25HP | 257.4 | 257.4 | 514.8 | 2 | 1 | 3 | E | VLS_Inline | 2 | 2 | 2 | 4 | BranchMin_2BranchMax_4 | 3 | 2.5 | 5 | HeaderMin_2.5HeaderMax_5 | 5
789 | 29 | 20955-2P-25HP VLSC | VLSC_20955_2P_25HP | 257.4 | 257.4 | 514.8 | 2 | 1 | 3 | E | VLS_Inline | 2 | 2 | 2 | 4 | BranchMin_2BranchMax_4 | 4 | 2.5 | 5 | HeaderMin_2.5HeaderMax_5 | 2.5 | INVALID
789 | 29 | 20955-2P-25HP VLSC | VLSC_20955_2P_25HP | 257.4 | 257.4 | 514.8 | 2 | 1 | 3 | E | VLS_Inline | 2 | 2 | 2 | 4 | BranchMin_2BranchMax_4 | 4 | 2.5 | 5 | HeaderMin_2.5HeaderMax_5 | 3 | INVALID
789 | 29 | 20955-2P-25HP VLSC | VLSC_20955_2P_25HP | 257.4 | 257.4 | 514.8 | 2 | 1 | 3 | E | VLS_Inline | 2 | 2 | 2 | 4 | BranchMin_2BranchMax_4 | 4 | 2.5 | 5 | HeaderMin_2.5HeaderMax_5 | 4 | INVALID
789 | 29 | 20955-2P-25HP VLSC | VLSC_20955_2P_25HP | 257.4 | 257.4 | 514.8 | 2 | 1 | 3 | E | VLS_Inline | 2 | 2 | 2 | 4 | BranchMin_2BranchMax_4 | 4 | 2.5 | 5 | HeaderMin_2.5HeaderMax_5 | 5
790 | 30 | 20955-2P-30HP VLSC | VLSC_20955_2P_30HP | 277.4627 | 277.4627 | 554.9253 | 2 | 1 | 3 | E | VLS_Inline | 2 | 2 | 2 | 4 | BranchMin_2BranchMax_4 | 2 | 2.5 | 5 | HeaderMin_2.5HeaderMax_5 | 2.5
790 | 30 | 20955-2P-30HP VLSC | VLSC_20955_2P_30HP | 277.4627 | 277.4627 | 554.9253 | 2 | 1 | 3 | E | VLS_Inline | 2 | 2 | 2 | 4 | BranchMin_2BranchMax_4 | 2 | 2.5 | 5 | HeaderMin_2.5HeaderMax_5 | 3
790 | 30 | 20955-2P-30HP VLSC | VLSC_20955_2P_30HP | 277.4627 | 277.4627 | 554.9253 | 2 | 1 | 3 | E | VLS_Inline | 2 | 2 | 2 | 4 | BranchMin_2BranchMax_4 | 2 | 2.5 | 5 | HeaderMin_2.5HeaderMax_5 | 4
790 | 30 | 20955-2P-30HP VLSC | VLSC_20955_2P_30HP | 277.4627 | 277.4627 | 554.9253 | 2 | 1 | 3 | E | VLS_Inline | 2 | 2 | 2 | 4 | BranchMin_2BranchMax_4 | 2 | 2.5 | 5 | HeaderMin_2.5HeaderMax_5 | 5
790 | 30 | 20955-2P-30HP VLSC | VLSC_20955_2P_30HP | 277.4627 | 277.4627 | 554.9253 | 2 | 1 | 3 | E | VLS_Inline | 2 | 2 | 2 | 4 | BranchMin_2BranchMax_4 | 2.5 | 2.5 | 5 | HeaderMin_2.5HeaderMax_5 | 2.5 | INVALID
790 | 30 | 20955-2P-30HP VLSC | VLSC_20955_2P_30HP | 277.4627 | 277.4627 | 554.9253 | 2 | 1 | 3 | E | VLS_Inline | 2 | 2 | 2 | 4 | BranchMin_2BranchMax_4 | 2.5 | 2.5 | 5 | HeaderMin_2.5HeaderMax_5 | 3
790 | 30 | 20955-2P-30HP VLSC | VLSC_20955_2P_30HP | 277.4627 | 277.4627 | 554.9253 | 2 | 1 | 3 | E | VLS_Inline | 2 | 2 | 2 | 4 | BranchMin_2BranchMax_4 | 2.5 | 2.5 | 5 | HeaderMin_2.5HeaderMax_5 | 4
790 | 30 | 20955-2P-30HP VLSC | VLSC_20955_2P_30HP | 277.4627 | 277.4627 | 554.9253 | 2 | 1 | 3 | E | VLS_Inline | 2 | 2 | 2 | 4 | BranchMin_2BranchMax_4 | 2.5 | 2.5 | 5 | HeaderMin_2.5HeaderMax_5 | 5
790 | 30 | 20955-2P-30HP VLSC | VLSC_20955_2P_30HP | 277.4627 | 277.4627 | 554.9253 | 2 | 1 | 3 | E | VLS_Inline | 2 | 2 | 2 | 4 | BranchMin_2BranchMax_4 | 3 | 2.5 | 5 | HeaderMin_2.5HeaderMax_5 | 2.5 | INVALID
790 | 30 | 20955-2P-30HP VLSC | VLSC_20955_2P_30HP | 277.4627 | 277.4627 | 554.9253 | 2 | 1 | 3 | E | VLS_Inline | 2 | 2 | 2 | 4 | BranchMin_2BranchMax_4 | 3 | 2.5 | 5 | HeaderMin_2.5HeaderMax_5 | 3 | INVALID
790 | 30 | 20955-2P-30HP VLSC | VLSC_20955_2P_30HP | 277.4627 | 277.4627 | 554.9253 | 2 | 1 | 3 | E | VLS_Inline | 2 | 2 | 2 | 4 | BranchMin_2BranchMax_4 | 3 | 2.5 | 5 | HeaderMin_2.5HeaderMax_5 | 4
790 | 30 | 20955-2P-30HP VLSC | VLSC_20955_2P_30HP | 277.4627 | 277.4627 | 554.9253 | 2 | 1 | 3 | E | VLS_Inline | 2 | 2 | 2 | 4 | BranchMin_2BranchMax_4 | 3 | 2.5 | 5 | HeaderMin_2.5HeaderMax_5 | 5
790 | 30 | 20955-2P-30HP VLSC | VLSC_20955_2P_30HP | 277.4627 | 277.4627 | 554.9253 | 2 | 1 | 3 | E | VLS_Inline | 2 | 2 | 2 | 4 | BranchMin_2BranchMax_4 | 4 | 2.5 | 5 | HeaderMin_2.5HeaderMax_5 | 2.5 | INVALID
790 | 30 | 20955-2P-30HP VLSC | VLSC_20955_2P_30HP | 277.4627 | 277.4627 | 554.9253 | 2 | 1 | 3 | E | VLS_Inline | 2 | 2 | 2 | 4 | BranchMin_2BranchMax_4 | 4 | 2.5 | 5 | HeaderMin_2.5HeaderMax_5 | 3 | INVALID
790 | 30 | 20955-2P-30HP VLSC | VLSC_20955_2P_30HP | 277.4627 | 277.4627 | 554.9253 | 2 | 1 | 3 | E | VLS_Inline | 2 | 2 | 2 | 4 | BranchMin_2BranchMax_4 | 4 | 2.5 | 5 | HeaderMin_2.5HeaderMax_5 | 4 | INVALID
790 | 30 | 20955-2P-30HP VLSC | VLSC_20955_2P_30HP | 277.4627 | 277.4627 | 554.9253 | 2 | 1 | 3 | E | VLS_Inline | 2 | 2 | 2 | 4 | BranchMin_2BranchMax_4 | 4 | 2.5 | 5 | HeaderMin_2.5HeaderMax_5 | 5
791 | 31 | 20955-2P-40HP VLSC | VLSC_20955_2P_40HP | 300 | 300 | 600 | 2 | 1 | 3 | E | VLS_Inline | 2 | 2 | 2 | 4 | BranchMin_2BranchMax_4 | 2 | 2.5 | 5 | HeaderMin_2.5HeaderMax_5 | 2.5
791 | 31 | 20955-2P-40HP VLSC | VLSC_20955_2P_40HP | 300 | 300 | 600 | 2 | 1 | 3 | E | VLS_Inline | 2 | 2 | 2 | 4 | BranchMin_2BranchMax_4 | 2 | 2.5 | 5 | HeaderMin_2.5HeaderMax_5 | 3
791 | 31 | 20955-2P-40HP VLSC | VLSC_20955_2P_40HP | 300 | 300 | 600 | 2 | 1 | 3 | E | VLS_Inline | 2 | 2 | 2 | 4 | BranchMin_2BranchMax_4 | 2 | 2.5 | 5 | HeaderMin_2.5HeaderMax_5 | 4
791 | 31 | 20955-2P-40HP VLSC | VLSC_20955_2P_40HP | 300 | 300 | 600 | 2 | 1 | 3 | E | VLS_Inline | 2 | 2 | 2 | 4 | BranchMin_2BranchMax_4 | 2 | 2.5 | 5 | HeaderMin_2.5HeaderMax_5 | 5
791 | 31 | 20955-2P-40HP VLSC | VLSC_20955_2P_40HP | 300 | 300 | 600 | 2 | 1 | 3 | E | VLS_Inline | 2 | 2 | 2 | 4 | BranchMin_2BranchMax_4 | 2.5 | 2.5 | 5 | HeaderMin_2.5HeaderMax_5 | 2.5 | INVALID
791 | 31 | 20955-2P-40HP VLSC | VLSC_20955_2P_40HP | 300 | 300 | 600 | 2 | 1 | 3 | E | VLS_Inline | 2 | 2 | 2 | 4 | BranchMin_2BranchMax_4 | 2.5 | 2.5 | 5 | HeaderMin_2.5HeaderMax_5 | 3
791 | 31 | 20955-2P-40HP VLSC | VLSC_20955_2P_40HP | 300 | 300 | 600 | 2 | 1 | 3 | E | VLS_Inline | 2 | 2 | 2 | 4 | BranchMin_2BranchMax_4 | 2.5 | 2.5 | 5 | HeaderMin_2.5HeaderMax_5 | 4
791 | 31 | 20955-2P-40HP VLSC | VLSC_20955_2P_40HP | 300 | 300 | 600 | 2 | 1 | 3 | E | VLS_Inline | 2 | 2 | 2 | 4 | BranchMin_2BranchMax_4 | 2.5 | 2.5 | 5 | HeaderMin_2.5HeaderMax_5 | 5
791 | 31 | 20955-2P-40HP VLSC | VLSC_20955_2P_40HP | 300 | 300 | 600 | 2 | 1 | 3 | E | VLS_Inline | 2 | 2 | 2 | 4 | BranchMin_2BranchMax_4 | 3 | 2.5 | 5 | HeaderMin_2.5HeaderMax_5 | 2.5 | INVALID
791 | 31 | 20955-2P-40HP VLSC | VLSC_20955_2P_40HP | 300 | 300 | 600 | 2 | 1 | 3 | E | VLS_Inline | 2 | 2 | 2 | 4 | BranchMin_2BranchMax_4 | 3 | 2.5 | 5 | HeaderMin_2.5HeaderMax_5 | 3 | INVALID
791 | 31 | 20955-2P-40HP VLSC | VLSC_20955_2P_40HP | 300 | 300 | 600 | 2 | 1 | 3 | E | VLS_Inline | 2 | 2 | 2 | 4 | BranchMin_2BranchMax_4 | 3 | 2.5 | 5 | HeaderMin_2.5HeaderMax_5 | 4
791 | 31 | 20955-2P-40HP VLSC | VLSC_20955_2P_40HP | 300 | 300 | 600 | 2 | 1 | 3 | E | VLS_Inline | 2 | 2 | 2 | 4 | BranchMin_2BranchMax_4 | 3 | 2.5 | 5 | HeaderMin_2.5HeaderMax_5 | 5
791 | 31 | 20955-2P-40HP VLSC | VLSC_20955_2P_40HP | 300 | 300 | 600 | 2 | 1 | 3 | E | VLS_Inline | 2 | 2 | 2 | 4 | BranchMin_2BranchMax_4 | 4 | 2.5 | 5 | HeaderMin_2.5HeaderMax_5 | 2.5 | INVALID
791 | 31 | 20955-2P-40HP VLSC | VLSC_20955_2P_40HP | 300 | 300 | 600 | 2 | 1 | 3 | E | VLS_Inline | 2 | 2 | 2 | 4 | BranchMin_2BranchMax_4 | 4 | 2.5 | 5 | HeaderMin_2.5HeaderMax_5 | 3 | INVALID
791 | 31 | 20955-2P-40HP VLSC | VLSC_20955_2P_40HP | 300 | 300 | 600 | 2 | 1 | 3 | E | VLS_Inline | 2 | 2 | 2 | 4 | BranchMin_2BranchMax_4 | 4 | 2.5 | 5 | HeaderMin_2.5HeaderMax_5 | 4 | INVALID
791 | 31 | 20955-2P-40HP VLSC | VLSC_20955_2P_40HP | 300 | 300 | 600 | 2 | 1 | 3 | E | VLS_Inline | 2 | 2 | 2 | 4 | BranchMin_2BranchMax_4 | 4 | 2.5 | 5 | HeaderMin_2.5HeaderMax_5 | 5
792 | 32 | 20955-2P-50HP VLSC | VLSC_20955_2P_50HP | 300 | 300 | 600 | 2 | 1 | 3 | E | VLS_Inline | 2 | 2 | 2 | 4 | BranchMin_2BranchMax_4 | 2 | 2.5 | 5 | HeaderMin_2.5HeaderMax_5 | 2.5
792 | 32 | 20955-2P-50HP VLSC | VLSC_20955_2P_50HP | 300 | 300 | 600 | 2 | 1 | 3 | E | VLS_Inline | 2 | 2 | 2 | 4 | BranchMin_2BranchMax_4 | 2 | 2.5 | 5 | HeaderMin_2.5HeaderMax_5 | 3
792 | 32 | 20955-2P-50HP VLSC | VLSC_20955_2P_50HP | 300 | 300 | 600 | 2 | 1 | 3 | E | VLS_Inline | 2 | 2 | 2 | 4 | BranchMin_2BranchMax_4 | 2 | 2.5 | 5 | HeaderMin_2.5HeaderMax_5 | 4
792 | 32 | 20955-2P-50HP VLSC | VLSC_20955_2P_50HP | 300 | 300 | 600 | 2 | 1 | 3 | E | VLS_Inline | 2 | 2 | 2 | 4 | BranchMin_2BranchMax_4 | 2 | 2.5 | 5 | HeaderMin_2.5HeaderMax_5 | 5
792 | 32 | 20955-2P-50HP VLSC | VLSC_20955_2P_50HP | 300 | 300 | 600 | 2 | 1 | 3 | E | VLS_Inline | 2 | 2 | 2 | 4 | BranchMin_2BranchMax_4 | 2.5 | 2.5 | 5 | HeaderMin_2.5HeaderMax_5 | 2.5 | INVALID
792 | 32 | 20955-2P-50HP VLSC | VLSC_20955_2P_50HP | 300 | 300 | 600 | 2 | 1 | 3 | E | VLS_Inline | 2 | 2 | 2 | 4 | BranchMin_2BranchMax_4 | 2.5 | 2.5 | 5 | HeaderMin_2.5HeaderMax_5 | 3
792 | 32 | 20955-2P-50HP VLSC | VLSC_20955_2P_50HP | 300 | 300 | 600 | 2 | 1 | 3 | E | VLS_Inline | 2 | 2 | 2 | 4 | BranchMin_2BranchMax_4 | 2.5 | 2.5 | 5 | HeaderMin_2.5HeaderMax_5 | 4
792 | 32 | 20955-2P-50HP VLSC | VLSC_20955_2P_50HP | 300 | 300 | 600 | 2 | 1 | 3 | E | VLS_Inline | 2 | 2 | 2 | 4 | BranchMin_2BranchMax_4 | 2.5 | 2.5 | 5 | HeaderMin_2.5HeaderMax_5 | 5
792 | 32 | 20955-2P-50HP VLSC | VLSC_20955_2P_50HP | 300 | 300 | 600 | 2 | 1 | 3 | E | VLS_Inline | 2 | 2 | 2 | 4 | BranchMin_2BranchMax_4 | 3 | 2.5 | 5 | HeaderMin_2.5HeaderMax_5 | 2.5 | INVALID
792 | 32 | 20955-2P-50HP VLSC | VLSC_20955_2P_50HP | 300 | 300 | 600 | 2 | 1 | 3 | E | VLS_Inline | 2 | 2 | 2 | 4 | BranchMin_2BranchMax_4 | 3 | 2.5 | 5 | HeaderMin_2.5HeaderMax_5 | 3 | INVALID
792 | 32 | 20955-2P-50HP VLSC | VLSC_20955_2P_50HP | 300 | 300 | 600 | 2 | 1 | 3 | E | VLS_Inline | 2 | 2 | 2 | 4 | BranchMin_2BranchMax_4 | 3 | 2.5 | 5 | HeaderMin_2.5HeaderMax_5 | 4
792 | 32 | 20955-2P-50HP VLSC | VLSC_20955_2P_50HP | 300 | 300 | 600 | 2 | 1 | 3 | E | VLS_Inline | 2 | 2 | 2 | 4 | BranchMin_2BranchMax_4 | 3 | 2.5 | 5 | HeaderMin_2.5HeaderMax_5 | 5
792 | 32 | 20955-2P-50HP VLSC | VLSC_20955_2P_50HP | 300 | 300 | 600 | 2 | 1 | 3 | E | VLS_Inline | 2 | 2 | 2 | 4 | BranchMin_2BranchMax_4 | 4 | 2.5 | 5 | HeaderMin_2.5HeaderMax_5 | 2.5 | INVALID
792 | 32 | 20955-2P-50HP VLSC | VLSC_20955_2P_50HP | 300 | 300 | 600 | 2 | 1 | 3 | E | VLS_Inline | 2 | 2 | 2 | 4 | BranchMin_2BranchMax_4 | 4 | 2.5 | 5 | HeaderMin_2.5HeaderMax_5 | 3 | INVALID
792 | 32 | 20955-2P-50HP VLSC | VLSC_20955_2P_50HP | 300 | 300 | 600 | 2 | 1 | 3 | E | VLS_Inline | 2 | 2 | 2 | 4 | BranchMin_2BranchMax_4 | 4 | 2.5 | 5 | HeaderMin_2.5HeaderMax_5 | 4 | INVALID
792 | 32 | 20955-2P-50HP VLSC | VLSC_20955_2P_50HP | 300 | 300 | 600 | 2 | 1 | 3 | E | VLS_Inline | 2 | 2 | 2 | 4 | BranchMin_2BranchMax_4 | 4 | 2.5 | 5 | HeaderMin_2.5HeaderMax_5 | 5
793 | 33 | 20955-4P-3HP VLSC | VLSC_20955_4P_3HP | 136.1059 | 136.1059 | 272.2118 | 2 | 1 | 3 | E | VLS_Inline | 2 | 2 | 2 | 3 | BranchMin_2BranchMax_3 | 2 | 2.5 | 4 | HeaderMin_2.5HeaderMax_4 | 2.5
793 | 33 | 20955-4P-3HP VLSC | VLSC_20955_4P_3HP | 136.1059 | 136.1059 | 272.2118 | 2 | 1 | 3 | E | VLS_Inline | 2 | 2 | 2 | 3 | BranchMin_2BranchMax_3 | 2 | 2.5 | 4 | HeaderMin_2.5HeaderMax_4 | 3
793 | 33 | 20955-4P-3HP VLSC | VLSC_20955_4P_3HP | 136.1059 | 136.1059 | 272.2118 | 2 | 1 | 3 | E | VLS_Inline | 2 | 2 | 2 | 3 | BranchMin_2BranchMax_3 | 2 | 2.5 | 4 | HeaderMin_2.5HeaderMax_4 | 4
793 | 33 | 20955-4P-3HP VLSC | VLSC_20955_4P_3HP | 136.1059 | 136.1059 | 272.2118 | 2 | 1 | 3 | E | VLS_Inline | 2 | 2 | 2 | 3 | BranchMin_2BranchMax_3 | 2.5 | 2.5 | 4 | HeaderMin_2.5HeaderMax_4 | 2.5 | INVALID
793 | 33 | 20955-4P-3HP VLSC | VLSC_20955_4P_3HP | 136.1059 | 136.1059 | 272.2118 | 2 | 1 | 3 | E | VLS_Inline | 2 | 2 | 2 | 3 | BranchMin_2BranchMax_3 | 2.5 | 2.5 | 4 | HeaderMin_2.5HeaderMax_4 | 3
793 | 33 | 20955-4P-3HP VLSC | VLSC_20955_4P_3HP | 136.1059 | 136.1059 | 272.2118 | 2 | 1 | 3 | E | VLS_Inline | 2 | 2 | 2 | 3 | BranchMin_2BranchMax_3 | 2.5 | 2.5 | 4 | HeaderMin_2.5HeaderMax_4 | 4
793 | 33 | 20955-4P-3HP VLSC | VLSC_20955_4P_3HP | 136.1059 | 136.1059 | 272.2118 | 2 | 1 | 3 | E | VLS_Inline | 2 | 2 | 2 | 3 | BranchMin_2BranchMax_3 | 3 | 2.5 | 4 | HeaderMin_2.5HeaderMax_4 | 2.5 | INVALID
793 | 33 | 20955-4P-3HP VLSC | VLSC_20955_4P_3HP | 136.1059 | 136.1059 | 272.2118 | 2 | 1 | 3 | E | VLS_Inline | 2 | 2 | 2 | 3 | BranchMin_2BranchMax_3 | 3 | 2.5 | 4 | HeaderMin_2.5HeaderMax_4 | 3 | INVALID
793 | 33 | 20955-4P-3HP VLSC | VLSC_20955_4P_3HP | 136.1059 | 136.1059 | 272.2118 | 2 | 1 | 3 | E | VLS_Inline | 2 | 2 | 2 | 3 | BranchMin_2BranchMax_3 | 3 | 2.5 | 4 | HeaderMin_2.5HeaderMax_4 | 4
794 | 34 | 20955-4P-5HP VLSC | VLSC_20955_4P_5HP | 162.637 | 162.637 | 325.274 | 2 | 1 | 3 | E | VLS_Inline | 2 | 2 | 2 | 3 | BranchMin_2BranchMax_3 | 2 | 2.5 | 4 | HeaderMin_2.5HeaderMax_4 | 2.5
794 | 34 | 20955-4P-5HP VLSC | VLSC_20955_4P_5HP | 162.637 | 162.637 | 325.274 | 2 | 1 | 3 | E | VLS_Inline | 2 | 2 | 2 | 3 | BranchMin_2BranchMax_3 | 2 | 2.5 | 4 | HeaderMin_2.5HeaderMax_4 | 3
794 | 34 | 20955-4P-5HP VLSC | VLSC_20955_4P_5HP | 162.637 | 162.637 | 325.274 | 2 | 1 | 3 | E | VLS_Inline | 2 | 2 | 2 | 3 | BranchMin_2BranchMax_3 | 2 | 2.5 | 4 | HeaderMin_2.5HeaderMax_4 | 4
794 | 34 | 20955-4P-5HP VLSC | VLSC_20955_4P_5HP | 162.637 | 162.637 | 325.274 | 2 | 1 | 3 | E | VLS_Inline | 2 | 2 | 2 | 3 | BranchMin_2BranchMax_3 | 2.5 | 2.5 | 4 | HeaderMin_2.5HeaderMax_4 | 2.5 | INVALID
794 | 34 | 20955-4P-5HP VLSC | VLSC_20955_4P_5HP | 162.637 | 162.637 | 325.274 | 2 | 1 | 3 | E | VLS_Inline | 2 | 2 | 2 | 3 | BranchMin_2BranchMax_3 | 2.5 | 2.5 | 4 | HeaderMin_2.5HeaderMax_4 | 3
794 | 34 | 20955-4P-5HP VLSC | VLSC_20955_4P_5HP | 162.637 | 162.637 | 325.274 | 2 | 1 | 3 | E | VLS_Inline | 2 | 2 | 2 | 3 | BranchMin_2BranchMax_3 | 2.5 | 2.5 | 4 | HeaderMin_2.5HeaderMax_4 | 4
794 | 34 | 20955-4P-5HP VLSC | VLSC_20955_4P_5HP | 162.637 | 162.637 | 325.274 | 2 | 1 | 3 | E | VLS_Inline | 2 | 2 | 2 | 3 | BranchMin_2BranchMax_3 | 3 | 2.5 | 4 | HeaderMin_2.5HeaderMax_4 | 2.5 | INVALID
794 | 34 | 20955-4P-5HP VLSC | VLSC_20955_4P_5HP | 162.637 | 162.637 | 325.274 | 2 | 1 | 3 | E | VLS_Inline | 2 | 2 | 2 | 3 | BranchMin_2BranchMax_3 | 3 | 2.5 | 4 | HeaderMin_2.5HeaderMax_4 | 3 | INVALID
794 | 34 | 20955-4P-5HP VLSC | VLSC_20955_4P_5HP | 162.637 | 162.637 | 325.274 | 2 | 1 | 3 | E | VLS_Inline | 2 | 2 | 2 | 3 | BranchMin_2BranchMax_3 | 3 | 2.5 | 4 | HeaderMin_2.5HeaderMax_4 | 4
795 | 35 | 20955-4P-7.5HP VLSC | VLSC_20955_4P_7.5HP | 165.3271 | 165.3271 | 330.6542 | 2 | 1 | 3 | E | VLS_Inline | 2 | 2 | 2 | 3 | BranchMin_2BranchMax_3 | 2 | 2.5 | 4 | HeaderMin_2.5HeaderMax_4 | 2.5
795 | 35 | 20955-4P-7.5HP VLSC | VLSC_20955_4P_7.5HP | 165.3271 | 165.3271 | 330.6542 | 2 | 1 | 3 | E | VLS_Inline | 2 | 2 | 2 | 3 | BranchMin_2BranchMax_3 | 2 | 2.5 | 4 | HeaderMin_2.5HeaderMax_4 | 3
795 | 35 | 20955-4P-7.5HP VLSC | VLSC_20955_4P_7.5HP | 165.3271 | 165.3271 | 330.6542 | 2 | 1 | 3 | E | VLS_Inline | 2 | 2 | 2 | 3 | BranchMin_2BranchMax_3 | 2 | 2.5 | 4 | HeaderMin_2.5HeaderMax_4 | 4
795 | 35 | 20955-4P-7.5HP VLSC | VLSC_20955_4P_7.5HP | 165.3271 | 165.3271 | 330.6542 | 2 | 1 | 3 | E | VLS_Inline | 2 | 2 | 2 | 3 | BranchMin_2BranchMax_3 | 2.5 | 2.5 | 4 | HeaderMin_2.5HeaderMax_4 | 2.5 | INVALID
795 | 35 | 20955-4P-7.5HP VLSC | VLSC_20955_4P_7.5HP | 165.3271 | 165.3271 | 330.6542 | 2 | 1 | 3 | E | VLS_Inline | 2 | 2 | 2 | 3 | BranchMin_2BranchMax_3 | 2.5 | 2.5 | 4 | HeaderMin_2.5HeaderMax_4 | 3
795 | 35 | 20955-4P-7.5HP VLSC | VLSC_20955_4P_7.5HP | 165.3271 | 165.3271 | 330.6542 | 2 | 1 | 3 | E | VLS_Inline | 2 | 2 | 2 | 3 | BranchMin_2BranchMax_3 | 2.5 | 2.5 | 4 | HeaderMin_2.5HeaderMax_4 | 4
795 | 35 | 20955-4P-7.5HP VLSC | VLSC_20955_4P_7.5HP | 165.3271 | 165.3271 | 330.6542 | 2 | 1 | 3 | E | VLS_Inline | 2 | 2 | 2 | 3 | BranchMin_2BranchMax_3 | 3 | 2.5 | 4 | HeaderMin_2.5HeaderMax_4 | 2.5 | INVALID
795 | 35 | 20955-4P-7.5HP VLSC | VLSC_20955_4P_7.5HP | 165.3271 | 165.3271 | 330.6542 | 2 | 1 | 3 | E | VLS_Inline | 2 | 2 | 2 | 3 | BranchMin_2BranchMax_3 | 3 | 2.5 | 4 | HeaderMin_2.5HeaderMax_4 | 3 | INVALID
795 | 35 | 20955-4P-7.5HP VLSC | VLSC_20955_4P_7.5HP | 165.3271 | 165.3271 | 330.6542 | 2 | 1 | 3 | E | VLS_Inline | 2 | 2 | 2 | 3 | BranchMin_2BranchMax_3 | 3 | 2.5 | 4 | HeaderMin_2.5HeaderMax_4 | 4
796 | 36 | 20959-2P-20HP VLSC | VLSC_20959_2P_20HP | 271.9533 | 271.9533 | 543.9066 | 2 | 1 | 3 | E | VLS_Inline | 2 | 2 | 2 | 4 | BranchMin_2BranchMax_4 | 2 | 2.5 | 5 | HeaderMin_2.5HeaderMax_5 | 2.5
796 | 36 | 20959-2P-20HP VLSC | VLSC_20959_2P_20HP | 271.9533 | 271.9533 | 543.9066 | 2 | 1 | 3 | E | VLS_Inline | 2 | 2 | 2 | 4 | BranchMin_2BranchMax_4 | 2 | 2.5 | 5 | HeaderMin_2.5HeaderMax_5 | 3
796 | 36 | 20959-2P-20HP VLSC | VLSC_20959_2P_20HP | 271.9533 | 271.9533 | 543.9066 | 2 | 1 | 3 | E | VLS_Inline | 2 | 2 | 2 | 4 | BranchMin_2BranchMax_4 | 2 | 2.5 | 5 | HeaderMin_2.5HeaderMax_5 | 4
796 | 36 | 20959-2P-20HP VLSC | VLSC_20959_2P_20HP | 271.9533 | 271.9533 | 543.9066 | 2 | 1 | 3 | E | VLS_Inline | 2 | 2 | 2 | 4 | BranchMin_2BranchMax_4 | 2 | 2.5 | 5 | HeaderMin_2.5HeaderMax_5 | 5
796 | 36 | 20959-2P-20HP VLSC | VLSC_20959_2P_20HP | 271.9533 | 271.9533 | 543.9066 | 2 | 1 | 3 | E | VLS_Inline | 2 | 2 | 2 | 4 | BranchMin_2BranchMax_4 | 2.5 | 2.5 | 5 | HeaderMin_2.5HeaderMax_5 | 2.5 | INVALID
796 | 36 | 20959-2P-20HP VLSC | VLSC_20959_2P_20HP | 271.9533 | 271.9533 | 543.9066 | 2 | 1 | 3 | E | VLS_Inline | 2 | 2 | 2 | 4 | BranchMin_2BranchMax_4 | 2.5 | 2.5 | 5 | HeaderMin_2.5HeaderMax_5 | 3
796 | 36 | 20959-2P-20HP VLSC | VLSC_20959_2P_20HP | 271.9533 | 271.9533 | 543.9066 | 2 | 1 | 3 | E | VLS_Inline | 2 | 2 | 2 | 4 | BranchMin_2BranchMax_4 | 2.5 | 2.5 | 5 | HeaderMin_2.5HeaderMax_5 | 4
796 | 36 | 20959-2P-20HP VLSC | VLSC_20959_2P_20HP | 271.9533 | 271.9533 | 543.9066 | 2 | 1 | 3 | E | VLS_Inline | 2 | 2 | 2 | 4 | BranchMin_2BranchMax_4 | 2.5 | 2.5 | 5 | HeaderMin_2.5HeaderMax_5 | 5
796 | 36 | 20959-2P-20HP VLSC | VLSC_20959_2P_20HP | 271.9533 | 271.9533 | 543.9066 | 2 | 1 | 3 | E | VLS_Inline | 2 | 2 | 2 | 4 | BranchMin_2BranchMax_4 | 3 | 2.5 | 5 | HeaderMin_2.5HeaderMax_5 | 2.5 | INVALID
796 | 36 | 20959-2P-20HP VLSC | VLSC_20959_2P_20HP | 271.9533 | 271.9533 | 543.9066 | 2 | 1 | 3 | E | VLS_Inline | 2 | 2 | 2 | 4 | BranchMin_2BranchMax_4 | 3 | 2.5 | 5 | HeaderMin_2.5HeaderMax_5 | 3 | INVALID
796 | 36 | 20959-2P-20HP VLSC | VLSC_20959_2P_20HP | 271.9533 | 271.9533 | 543.9066 | 2 | 1 | 3 | E | VLS_Inline | 2 | 2 | 2 | 4 | BranchMin_2BranchMax_4 | 3 | 2.5 | 5 | HeaderMin_2.5HeaderMax_5 | 4
796 | 36 | 20959-2P-20HP VLSC | VLSC_20959_2P_20HP | 271.9533 | 271.9533 | 543.9066 | 2 | 1 | 3 | E | VLS_Inline | 2 | 2 | 2 | 4 | BranchMin_2BranchMax_4 | 3 | 2.5 | 5 | HeaderMin_2.5HeaderMax_5 | 5
796 | 36 | 20959-2P-20HP VLSC | VLSC_20959_2P_20HP | 271.9533 | 271.9533 | 543.9066 | 2 | 1 | 3 | E | VLS_Inline | 2 | 2 | 2 | 4 | BranchMin_2BranchMax_4 | 4 | 2.5 | 5 | HeaderMin_2.5HeaderMax_5 | 2.5 | INVALID
796 | 36 | 20959-2P-20HP VLSC | VLSC_20959_2P_20HP | 271.9533 | 271.9533 | 543.9066 | 2 | 1 | 3 | E | VLS_Inline | 2 | 2 | 2 | 4 | BranchMin_2BranchMax_4 | 4 | 2.5 | 5 | HeaderMin_2.5HeaderMax_5 | 3 | INVALID
796 | 36 | 20959-2P-20HP VLSC | VLSC_20959_2P_20HP | 271.9533 | 271.9533 | 543.9066 | 2 | 1 | 3 | E | VLS_Inline | 2 | 2 | 2 | 4 | BranchMin_2BranchMax_4 | 4 | 2.5 | 5 | HeaderMin_2.5HeaderMax_5 | 4 | INVALID
796 | 36 | 20959-2P-20HP VLSC | VLSC_20959_2P_20HP | 271.9533 | 271.9533 | 543.9066 | 2 | 1 | 3 | E | VLS_Inline | 2 | 2 | 2 | 4 | BranchMin_2BranchMax_4 | 4 | 2.5 | 5 | HeaderMin_2.5HeaderMax_5 | 5
797 | 37 | 20959-2P-25HP VLSC | VLSC_20959_2P_25HP | 309.3395 | 309.3395 | 618.679 | 2 | 1 | 3 | E | VLS_Inline | 2 | 2 | 2 | 4 | BranchMin_2BranchMax_4 | 2 | 2.5 | 5 | HeaderMin_2.5HeaderMax_5 | 2.5
797 | 37 | 20959-2P-25HP VLSC | VLSC_20959_2P_25HP | 309.3395 | 309.3395 | 618.679 | 2 | 1 | 3 | E | VLS_Inline | 2 | 2 | 2 | 4 | BranchMin_2BranchMax_4 | 2 | 2.5 | 5 | HeaderMin_2.5HeaderMax_5 | 3
797 | 37 | 20959-2P-25HP VLSC | VLSC_20959_2P_25HP | 309.3395 | 309.3395 | 618.679 | 2 | 1 | 3 | E | VLS_Inline | 2 | 2 | 2 | 4 | BranchMin_2BranchMax_4 | 2 | 2.5 | 5 | HeaderMin_2.5HeaderMax_5 | 4
797 | 37 | 20959-2P-25HP VLSC | VLSC_20959_2P_25HP | 309.3395 | 309.3395 | 618.679 | 2 | 1 | 3 | E | VLS_Inline | 2 | 2 | 2 | 4 | BranchMin_2BranchMax_4 | 2 | 2.5 | 5 | HeaderMin_2.5HeaderMax_5 | 5
797 | 37 | 20959-2P-25HP VLSC | VLSC_20959_2P_25HP | 309.3395 | 309.3395 | 618.679 | 2 | 1 | 3 | E | VLS_Inline | 2 | 2 | 2 | 4 | BranchMin_2BranchMax_4 | 2.5 | 2.5 | 5 | HeaderMin_2.5HeaderMax_5 | 2.5 | INVALID
797 | 37 | 20959-2P-25HP VLSC | VLSC_20959_2P_25HP | 309.3395 | 309.3395 | 618.679 | 2 | 1 | 3 | E | VLS_Inline | 2 | 2 | 2 | 4 | BranchMin_2BranchMax_4 | 2.5 | 2.5 | 5 | HeaderMin_2.5HeaderMax_5 | 3
797 | 37 | 20959-2P-25HP VLSC | VLSC_20959_2P_25HP | 309.3395 | 309.3395 | 618.679 | 2 | 1 | 3 | E | VLS_Inline | 2 | 2 | 2 | 4 | BranchMin_2BranchMax_4 | 2.5 | 2.5 | 5 | HeaderMin_2.5HeaderMax_5 | 4
797 | 37 | 20959-2P-25HP VLSC | VLSC_20959_2P_25HP | 309.3395 | 309.3395 | 618.679 | 2 | 1 | 3 | E | VLS_Inline | 2 | 2 | 2 | 4 | BranchMin_2BranchMax_4 | 2.5 | 2.5 | 5 | HeaderMin_2.5HeaderMax_5 | 5
797 | 37 | 20959-2P-25HP VLSC | VLSC_20959_2P_25HP | 309.3395 | 309.3395 | 618.679 | 2 | 1 | 3 | E | VLS_Inline | 2 | 2 | 2 | 4 | BranchMin_2BranchMax_4 | 3 | 2.5 | 5 | HeaderMin_2.5HeaderMax_5 | 2.5 | INVALID
797 | 37 | 20959-2P-25HP VLSC | VLSC_20959_2P_25HP | 309.3395 | 309.3395 | 618.679 | 2 | 1 | 3 | E | VLS_Inline | 2 | 2 | 2 | 4 | BranchMin_2BranchMax_4 | 3 | 2.5 | 5 | HeaderMin_2.5HeaderMax_5 | 3 | INVALID
797 | 37 | 20959-2P-25HP VLSC | VLSC_20959_2P_25HP | 309.3395 | 309.3395 | 618.679 | 2 | 1 | 3 | E | VLS_Inline | 2 | 2 | 2 | 4 | BranchMin_2BranchMax_4 | 3 | 2.5 | 5 | HeaderMin_2.5HeaderMax_5 | 4
797 | 37 | 20959-2P-25HP VLSC | VLSC_20959_2P_25HP | 309.3395 | 309.3395 | 618.679 | 2 | 1 | 3 | E | VLS_Inline | 2 | 2 | 2 | 4 | BranchMin_2BranchMax_4 | 3 | 2.5 | 5 | HeaderMin_2.5HeaderMax_5 | 5
797 | 37 | 20959-2P-25HP VLSC | VLSC_20959_2P_25HP | 309.3395 | 309.3395 | 618.679 | 2 | 1 | 3 | E | VLS_Inline | 2 | 2 | 2 | 4 | BranchMin_2BranchMax_4 | 4 | 2.5 | 5 | HeaderMin_2.5HeaderMax_5 | 2.5 | INVALID
797 | 37 | 20959-2P-25HP VLSC | VLSC_20959_2P_25HP | 309.3395 | 309.3395 | 618.679 | 2 | 1 | 3 | E | VLS_Inline | 2 | 2 | 2 | 4 | BranchMin_2BranchMax_4 | 4 | 2.5 | 5 | HeaderMin_2.5HeaderMax_5 | 3 | INVALID
797 | 37 | 20959-2P-25HP VLSC | VLSC_20959_2P_25HP | 309.3395 | 309.3395 | 618.679 | 2 | 1 | 3 | E | VLS_Inline | 2 | 2 | 2 | 4 | BranchMin_2BranchMax_4 | 4 | 2.5 | 5 | HeaderMin_2.5HeaderMax_5 | 4 | INVALID
797 | 37 | 20959-2P-25HP VLSC | VLSC_20959_2P_25HP | 309.3395 | 309.3395 | 618.679 | 2 | 1 | 3 | E | VLS_Inline | 2 | 2 | 2 | 4 | BranchMin_2BranchMax_4 | 4 | 2.5 | 5 | HeaderMin_2.5HeaderMax_5 | 5
798 | 38 | 20959-2P-30HP VLSC | VLSC_20959_2P_30HP | 341.2848 | 341.2848 | 682.5695 | 2 | 1 | 3 | E | VLS_Inline | 2 | 2 | 2 | 4 | BranchMin_2BranchMax_4 | 2 | 2.5 | 6 | HeaderMin_2.5HeaderMax_6 | 2.5
798 | 38 | 20959-2P-30HP VLSC | VLSC_20959_2P_30HP | 341.2848 | 341.2848 | 682.5695 | 2 | 1 | 3 | E | VLS_Inline | 2 | 2 | 2 | 4 | BranchMin_2BranchMax_4 | 2 | 2.5 | 6 | HeaderMin_2.5HeaderMax_6 | 3
798 | 38 | 20959-2P-30HP VLSC | VLSC_20959_2P_30HP | 341.2848 | 341.2848 | 682.5695 | 2 | 1 | 3 | E | VLS_Inline | 2 | 2 | 2 | 4 | BranchMin_2BranchMax_4 | 2 | 2.5 | 6 | HeaderMin_2.5HeaderMax_6 | 4
798 | 38 | 20959-2P-30HP VLSC | VLSC_20959_2P_30HP | 341.2848 | 341.2848 | 682.5695 | 2 | 1 | 3 | E | VLS_Inline | 2 | 2 | 2 | 4 | BranchMin_2BranchMax_4 | 2 | 2.5 | 6 | HeaderMin_2.5HeaderMax_6 | 5
798 | 38 | 20959-2P-30HP VLSC | VLSC_20959_2P_30HP | 341.2848 | 341.2848 | 682.5695 | 2 | 1 | 3 | E | VLS_Inline | 2 | 2 | 2 | 4 | BranchMin_2BranchMax_4 | 2 | 2.5 | 6 | HeaderMin_2.5HeaderMax_6 | 6
798 | 38 | 20959-2P-30HP VLSC | VLSC_20959_2P_30HP | 341.2848 | 341.2848 | 682.5695 | 2 | 1 | 3 | E | VLS_Inline | 2 | 2 | 2 | 4 | BranchMin_2BranchMax_4 | 2.5 | 2.5 | 6 | HeaderMin_2.5HeaderMax_6 | 2.5 | INVALID
798 | 38 | 20959-2P-30HP VLSC | VLSC_20959_2P_30HP | 341.2848 | 341.2848 | 682.5695 | 2 | 1 | 3 | E | VLS_Inline | 2 | 2 | 2 | 4 | BranchMin_2BranchMax_4 | 2.5 | 2.5 | 6 | HeaderMin_2.5HeaderMax_6 | 3
798 | 38 | 20959-2P-30HP VLSC | VLSC_20959_2P_30HP | 341.2848 | 341.2848 | 682.5695 | 2 | 1 | 3 | E | VLS_Inline | 2 | 2 | 2 | 4 | BranchMin_2BranchMax_4 | 2.5 | 2.5 | 6 | HeaderMin_2.5HeaderMax_6 | 4
798 | 38 | 20959-2P-30HP VLSC | VLSC_20959_2P_30HP | 341.2848 | 341.2848 | 682.5695 | 2 | 1 | 3 | E | VLS_Inline | 2 | 2 | 2 | 4 | BranchMin_2BranchMax_4 | 2.5 | 2.5 | 6 | HeaderMin_2.5HeaderMax_6 | 5
798 | 38 | 20959-2P-30HP VLSC | VLSC_20959_2P_30HP | 341.2848 | 341.2848 | 682.5695 | 2 | 1 | 3 | E | VLS_Inline | 2 | 2 | 2 | 4 | BranchMin_2BranchMax_4 | 2.5 | 2.5 | 6 | HeaderMin_2.5HeaderMax_6 | 6
798 | 38 | 20959-2P-30HP VLSC | VLSC_20959_2P_30HP | 341.2848 | 341.2848 | 682.5695 | 2 | 1 | 3 | E | VLS_Inline | 2 | 2 | 2 | 4 | BranchMin_2BranchMax_4 | 3 | 2.5 | 6 | HeaderMin_2.5HeaderMax_6 | 2.5 | INVALID
798 | 38 | 20959-2P-30HP VLSC | VLSC_20959_2P_30HP | 341.2848 | 341.2848 | 682.5695 | 2 | 1 | 3 | E | VLS_Inline | 2 | 2 | 2 | 4 | BranchMin_2BranchMax_4 | 3 | 2.5 | 6 | HeaderMin_2.5HeaderMax_6 | 3 | INVALID
798 | 38 | 20959-2P-30HP VLSC | VLSC_20959_2P_30HP | 341.2848 | 341.2848 | 682.5695 | 2 | 1 | 3 | E | VLS_Inline | 2 | 2 | 2 | 4 | BranchMin_2BranchMax_4 | 3 | 2.5 | 6 | HeaderMin_2.5HeaderMax_6 | 4
798 | 38 | 20959-2P-30HP VLSC | VLSC_20959_2P_30HP | 341.2848 | 341.2848 | 682.5695 | 2 | 1 | 3 | E | VLS_Inline | 2 | 2 | 2 | 4 | BranchMin_2BranchMax_4 | 3 | 2.5 | 6 | HeaderMin_2.5HeaderMax_6 | 5
798 | 38 | 20959-2P-30HP VLSC | VLSC_20959_2P_30HP | 341.2848 | 341.2848 | 682.5695 | 2 | 1 | 3 | E | VLS_Inline | 2 | 2 | 2 | 4 | BranchMin_2BranchMax_4 | 3 | 2.5 | 6 | HeaderMin_2.5HeaderMax_6 | 6
798 | 38 | 20959-2P-30HP VLSC | VLSC_20959_2P_30HP | 341.2848 | 341.2848 | 682.5695 | 2 | 1 | 3 | E | VLS_Inline | 2 | 2 | 2 | 4 | BranchMin_2BranchMax_4 | 4 | 2.5 | 6 | HeaderMin_2.5HeaderMax_6 | 2.5 | INVALID
798 | 38 | 20959-2P-30HP VLSC | VLSC_20959_2P_30HP | 341.2848 | 341.2848 | 682.5695 | 2 | 1 | 3 | E | VLS_Inline | 2 | 2 | 2 | 4 | BranchMin_2BranchMax_4 | 4 | 2.5 | 6 | HeaderMin_2.5HeaderMax_6 | 3 | INVALID
798 | 38 | 20959-2P-30HP VLSC | VLSC_20959_2P_30HP | 341.2848 | 341.2848 | 682.5695 | 2 | 1 | 3 | E | VLS_Inline | 2 | 2 | 2 | 4 | BranchMin_2BranchMax_4 | 4 | 2.5 | 6 | HeaderMin_2.5HeaderMax_6 | 4 | INVALID
798 | 38 | 20959-2P-30HP VLSC | VLSC_20959_2P_30HP | 341.2848 | 341.2848 | 682.5695 | 2 | 1 | 3 | E | VLS_Inline | 2 | 2 | 2 | 4 | BranchMin_2BranchMax_4 | 4 | 2.5 | 6 | HeaderMin_2.5HeaderMax_6 | 5
798 | 38 | 20959-2P-30HP VLSC | VLSC_20959_2P_30HP | 341.2848 | 341.2848 | 682.5695 | 2 | 1 | 3 | E | VLS_Inline | 2 | 2 | 2 | 4 | BranchMin_2BranchMax_4 | 4 | 2.5 | 6 | HeaderMin_2.5HeaderMax_6 | 6
799 | 39 | 20959-2P-40HP VLSC | VLSC_20959_2P_40HP | 380.858 | 380.858 | 761.716 | 2 | 1 | 3 | E | VLS_Inline | 2 | 2 | 2 | 4 | BranchMin_2BranchMax_4 | 2 | 2.5 | 6 | HeaderMin_2.5HeaderMax_6 | 2.5
799 | 39 | 20959-2P-40HP VLSC | VLSC_20959_2P_40HP | 380.858 | 380.858 | 761.716 | 2 | 1 | 3 | E | VLS_Inline | 2 | 2 | 2 | 4 | BranchMin_2BranchMax_4 | 2 | 2.5 | 6 | HeaderMin_2.5HeaderMax_6 | 3
799 | 39 | 20959-2P-40HP VLSC | VLSC_20959_2P_40HP | 380.858 | 380.858 | 761.716 | 2 | 1 | 3 | E | VLS_Inline | 2 | 2 | 2 | 4 | BranchMin_2BranchMax_4 | 2 | 2.5 | 6 | HeaderMin_2.5HeaderMax_6 | 4
799 | 39 | 20959-2P-40HP VLSC | VLSC_20959_2P_40HP | 380.858 | 380.858 | 761.716 | 2 | 1 | 3 | E | VLS_Inline | 2 | 2 | 2 | 4 | BranchMin_2BranchMax_4 | 2 | 2.5 | 6 | HeaderMin_2.5HeaderMax_6 | 5
799 | 39 | 20959-2P-40HP VLSC | VLSC_20959_2P_40HP | 380.858 | 380.858 | 761.716 | 2 | 1 | 3 | E | VLS_Inline | 2 | 2 | 2 | 4 | BranchMin_2BranchMax_4 | 2 | 2.5 | 6 | HeaderMin_2.5HeaderMax_6 | 6
799 | 39 | 20959-2P-40HP VLSC | VLSC_20959_2P_40HP | 380.858 | 380.858 | 761.716 | 2 | 1 | 3 | E | VLS_Inline | 2 | 2 | 2 | 4 | BranchMin_2BranchMax_4 | 2.5 | 2.5 | 6 | HeaderMin_2.5HeaderMax_6 | 2.5 | INVALID
799 | 39 | 20959-2P-40HP VLSC | VLSC_20959_2P_40HP | 380.858 | 380.858 | 761.716 | 2 | 1 | 3 | E | VLS_Inline | 2 | 2 | 2 | 4 | BranchMin_2BranchMax_4 | 2.5 | 2.5 | 6 | HeaderMin_2.5HeaderMax_6 | 3
799 | 39 | 20959-2P-40HP VLSC | VLSC_20959_2P_40HP | 380.858 | 380.858 | 761.716 | 2 | 1 | 3 | E | VLS_Inline | 2 | 2 | 2 | 4 | BranchMin_2BranchMax_4 | 2.5 | 2.5 | 6 | HeaderMin_2.5HeaderMax_6 | 4
799 | 39 | 20959-2P-40HP VLSC | VLSC_20959_2P_40HP | 380.858 | 380.858 | 761.716 | 2 | 1 | 3 | E | VLS_Inline | 2 | 2 | 2 | 4 | BranchMin_2BranchMax_4 | 2.5 | 2.5 | 6 | HeaderMin_2.5HeaderMax_6 | 5
799 | 39 | 20959-2P-40HP VLSC | VLSC_20959_2P_40HP | 380.858 | 380.858 | 761.716 | 2 | 1 | 3 | E | VLS_Inline | 2 | 2 | 2 | 4 | BranchMin_2BranchMax_4 | 2.5 | 2.5 | 6 | HeaderMin_2.5HeaderMax_6 | 6
799 | 39 | 20959-2P-40HP VLSC | VLSC_20959_2P_40HP | 380.858 | 380.858 | 761.716 | 2 | 1 | 3 | E | VLS_Inline | 2 | 2 | 2 | 4 | BranchMin_2BranchMax_4 | 3 | 2.5 | 6 | HeaderMin_2.5HeaderMax_6 | 2.5 | INVALID
799 | 39 | 20959-2P-40HP VLSC | VLSC_20959_2P_40HP | 380.858 | 380.858 | 761.716 | 2 | 1 | 3 | E | VLS_Inline | 2 | 2 | 2 | 4 | BranchMin_2BranchMax_4 | 3 | 2.5 | 6 | HeaderMin_2.5HeaderMax_6 | 3 | INVALID
799 | 39 | 20959-2P-40HP VLSC | VLSC_20959_2P_40HP | 380.858 | 380.858 | 761.716 | 2 | 1 | 3 | E | VLS_Inline | 2 | 2 | 2 | 4 | BranchMin_2BranchMax_4 | 3 | 2.5 | 6 | HeaderMin_2.5HeaderMax_6 | 4
799 | 39 | 20959-2P-40HP VLSC | VLSC_20959_2P_40HP | 380.858 | 380.858 | 761.716 | 2 | 1 | 3 | E | VLS_Inline | 2 | 2 | 2 | 4 | BranchMin_2BranchMax_4 | 3 | 2.5 | 6 | HeaderMin_2.5HeaderMax_6 | 5
799 | 39 | 20959-2P-40HP VLSC | VLSC_20959_2P_40HP | 380.858 | 380.858 | 761.716 | 2 | 1 | 3 | E | VLS_Inline | 2 | 2 | 2 | 4 | BranchMin_2BranchMax_4 | 3 | 2.5 | 6 | HeaderMin_2.5HeaderMax_6 | 6
799 | 39 | 20959-2P-40HP VLSC | VLSC_20959_2P_40HP | 380.858 | 380.858 | 761.716 | 2 | 1 | 3 | E | VLS_Inline | 2 | 2 | 2 | 4 | BranchMin_2BranchMax_4 | 4 | 2.5 | 6 | HeaderMin_2.5HeaderMax_6 | 2.5 | INVALID
799 | 39 | 20959-2P-40HP VLSC | VLSC_20959_2P_40HP | 380.858 | 380.858 | 761.716 | 2 | 1 | 3 | E | VLS_Inline | 2 | 2 | 2 | 4 | BranchMin_2BranchMax_4 | 4 | 2.5 | 6 | HeaderMin_2.5HeaderMax_6 | 3 | INVALID
799 | 39 | 20959-2P-40HP VLSC | VLSC_20959_2P_40HP | 380.858 | 380.858 | 761.716 | 2 | 1 | 3 | E | VLS_Inline | 2 | 2 | 2 | 4 | BranchMin_2BranchMax_4 | 4 | 2.5 | 6 | HeaderMin_2.5HeaderMax_6 | 4 | INVALID
799 | 39 | 20959-2P-40HP VLSC | VLSC_20959_2P_40HP | 380.858 | 380.858 | 761.716 | 2 | 1 | 3 | E | VLS_Inline | 2 | 2 | 2 | 4 | BranchMin_2BranchMax_4 | 4 | 2.5 | 6 | HeaderMin_2.5HeaderMax_6 | 5
799 | 39 | 20959-2P-40HP VLSC | VLSC_20959_2P_40HP | 380.858 | 380.858 | 761.716 | 2 | 1 | 3 | E | VLS_Inline | 2 | 2 | 2 | 4 | BranchMin_2BranchMax_4 | 4 | 2.5 | 6 | HeaderMin_2.5HeaderMax_6 | 6
800 | 40 | 20959-2P-50HP VLSC | VLSC_20959_2P_50HP | 405.1149 | 405.1149 | 810.2297 | 2 | 1 | 3 | E | VLS_Inline | 2 | 2 | 2 | 5 | BranchMin_2BranchMax_5 | 2 | 2.5 | 6 | HeaderMin_2.5HeaderMax_6 | 2.5
800 | 40 | 20959-2P-50HP VLSC | VLSC_20959_2P_50HP | 405.1149 | 405.1149 | 810.2297 | 2 | 1 | 3 | E | VLS_Inline | 2 | 2 | 2 | 5 | BranchMin_2BranchMax_5 | 2 | 2.5 | 6 | HeaderMin_2.5HeaderMax_6 | 3
800 | 40 | 20959-2P-50HP VLSC | VLSC_20959_2P_50HP | 405.1149 | 405.1149 | 810.2297 | 2 | 1 | 3 | E | VLS_Inline | 2 | 2 | 2 | 5 | BranchMin_2BranchMax_5 | 2 | 2.5 | 6 | HeaderMin_2.5HeaderMax_6 | 4
800 | 40 | 20959-2P-50HP VLSC | VLSC_20959_2P_50HP | 405.1149 | 405.1149 | 810.2297 | 2 | 1 | 3 | E | VLS_Inline | 2 | 2 | 2 | 5 | BranchMin_2BranchMax_5 | 2 | 2.5 | 6 | HeaderMin_2.5HeaderMax_6 | 5
800 | 40 | 20959-2P-50HP VLSC | VLSC_20959_2P_50HP | 405.1149 | 405.1149 | 810.2297 | 2 | 1 | 3 | E | VLS_Inline | 2 | 2 | 2 | 5 | BranchMin_2BranchMax_5 | 2 | 2.5 | 6 | HeaderMin_2.5HeaderMax_6 | 6
800 | 40 | 20959-2P-50HP VLSC | VLSC_20959_2P_50HP | 405.1149 | 405.1149 | 810.2297 | 2 | 1 | 3 | E | VLS_Inline | 2 | 2 | 2 | 5 | BranchMin_2BranchMax_5 | 2.5 | 2.5 | 6 | HeaderMin_2.5HeaderMax_6 | 2.5 | INVALID
800 | 40 | 20959-2P-50HP VLSC | VLSC_20959_2P_50HP | 405.1149 | 405.1149 | 810.2297 | 2 | 1 | 3 | E | VLS_Inline | 2 | 2 | 2 | 5 | BranchMin_2BranchMax_5 | 2.5 | 2.5 | 6 | HeaderMin_2.5HeaderMax_6 | 3
800 | 40 | 20959-2P-50HP VLSC | VLSC_20959_2P_50HP | 405.1149 | 405.1149 | 810.2297 | 2 | 1 | 3 | E | VLS_Inline | 2 | 2 | 2 | 5 | BranchMin_2BranchMax_5 | 2.5 | 2.5 | 6 | HeaderMin_2.5HeaderMax_6 | 4
800 | 40 | 20959-2P-50HP VLSC | VLSC_20959_2P_50HP | 405.1149 | 405.1149 | 810.2297 | 2 | 1 | 3 | E | VLS_Inline | 2 | 2 | 2 | 5 | BranchMin_2BranchMax_5 | 2.5 | 2.5 | 6 | HeaderMin_2.5HeaderMax_6 | 5
800 | 40 | 20959-2P-50HP VLSC | VLSC_20959_2P_50HP | 405.1149 | 405.1149 | 810.2297 | 2 | 1 | 3 | E | VLS_Inline | 2 | 2 | 2 | 5 | BranchMin_2BranchMax_5 | 2.5 | 2.5 | 6 | HeaderMin_2.5HeaderMax_6 | 6
800 | 40 | 20959-2P-50HP VLSC | VLSC_20959_2P_50HP | 405.1149 | 405.1149 | 810.2297 | 2 | 1 | 3 | E | VLS_Inline | 2 | 2 | 2 | 5 | BranchMin_2BranchMax_5 | 3 | 2.5 | 6 | HeaderMin_2.5HeaderMax_6 | 2.5 | INVALID
800 | 40 | 20959-2P-50HP VLSC | VLSC_20959_2P_50HP | 405.1149 | 405.1149 | 810.2297 | 2 | 1 | 3 | E | VLS_Inline | 2 | 2 | 2 | 5 | BranchMin_2BranchMax_5 | 3 | 2.5 | 6 | HeaderMin_2.5HeaderMax_6 | 3 | INVALID
800 | 40 | 20959-2P-50HP VLSC | VLSC_20959_2P_50HP | 405.1149 | 405.1149 | 810.2297 | 2 | 1 | 3 | E | VLS_Inline | 2 | 2 | 2 | 5 | BranchMin_2BranchMax_5 | 3 | 2.5 | 6 | HeaderMin_2.5HeaderMax_6 | 4
800 | 40 | 20959-2P-50HP VLSC | VLSC_20959_2P_50HP | 405.1149 | 405.1149 | 810.2297 | 2 | 1 | 3 | E | VLS_Inline | 2 | 2 | 2 | 5 | BranchMin_2BranchMax_5 | 3 | 2.5 | 6 | HeaderMin_2.5HeaderMax_6 | 5
800 | 40 | 20959-2P-50HP VLSC | VLSC_20959_2P_50HP | 405.1149 | 405.1149 | 810.2297 | 2 | 1 | 3 | E | VLS_Inline | 2 | 2 | 2 | 5 | BranchMin_2BranchMax_5 | 3 | 2.5 | 6 | HeaderMin_2.5HeaderMax_6 | 6
800 | 40 | 20959-2P-50HP VLSC | VLSC_20959_2P_50HP | 405.1149 | 405.1149 | 810.2297 | 2 | 1 | 3 | E | VLS_Inline | 2 | 2 | 2 | 5 | BranchMin_2BranchMax_5 | 4 | 2.5 | 6 | HeaderMin_2.5HeaderMax_6 | 2.5 | INVALID
800 | 40 | 20959-2P-50HP VLSC | VLSC_20959_2P_50HP | 405.1149 | 405.1149 | 810.2297 | 2 | 1 | 3 | E | VLS_Inline | 2 | 2 | 2 | 5 | BranchMin_2BranchMax_5 | 4 | 2.5 | 6 | HeaderMin_2.5HeaderMax_6 | 3 | INVALID
800 | 40 | 20959-2P-50HP VLSC | VLSC_20959_2P_50HP | 405.1149 | 405.1149 | 810.2297 | 2 | 1 | 3 | E | VLS_Inline | 2 | 2 | 2 | 5 | BranchMin_2BranchMax_5 | 4 | 2.5 | 6 | HeaderMin_2.5HeaderMax_6 | 4 | INVALID
800 | 40 | 20959-2P-50HP VLSC | VLSC_20959_2P_50HP | 405.1149 | 405.1149 | 810.2297 | 2 | 1 | 3 | E | VLS_Inline | 2 | 2 | 2 | 5 | BranchMin_2BranchMax_5 | 4 | 2.5 | 6 | HeaderMin_2.5HeaderMax_6 | 5
800 | 40 | 20959-2P-50HP VLSC | VLSC_20959_2P_50HP | 405.1149 | 405.1149 | 810.2297 | 2 | 1 | 3 | E | VLS_Inline | 2 | 2 | 2 | 5 | BranchMin_2BranchMax_5 | 4 | 2.5 | 6 | HeaderMin_2.5HeaderMax_6 | 6
800 | 40 | 20959-2P-50HP VLSC | VLSC_20959_2P_50HP | 405.1149 | 405.1149 | 810.2297 | 2 | 1 | 3 | E | VLS_Inline | 2 | 2 | 2 | 5 | BranchMin_2BranchMax_5 | 5 | 2.5 | 6 | HeaderMin_2.5HeaderMax_6 | 2.5 | INVALID
800 | 40 | 20959-2P-50HP VLSC | VLSC_20959_2P_50HP | 405.1149 | 405.1149 | 810.2297 | 2 | 1 | 3 | E | VLS_Inline | 2 | 2 | 2 | 5 | BranchMin_2BranchMax_5 | 5 | 2.5 | 6 | HeaderMin_2.5HeaderMax_6 | 3 | INVALID
800 | 40 | 20959-2P-50HP VLSC | VLSC_20959_2P_50HP | 405.1149 | 405.1149 | 810.2297 | 2 | 1 | 3 | E | VLS_Inline | 2 | 2 | 2 | 5 | BranchMin_2BranchMax_5 | 5 | 2.5 | 6 | HeaderMin_2.5HeaderMax_6 | 4 | INVALID
800 | 40 | 20959-2P-50HP VLSC | VLSC_20959_2P_50HP | 405.1149 | 405.1149 | 810.2297 | 2 | 1 | 3 | E | VLS_Inline | 2 | 2 | 2 | 5 | BranchMin_2BranchMax_5 | 5 | 2.5 | 6 | HeaderMin_2.5HeaderMax_6 | 5 | INVALID
800 | 40 | 20959-2P-50HP VLSC | VLSC_20959_2P_50HP | 405.1149 | 405.1149 | 810.2297 | 2 | 1 | 3 | E | VLS_Inline | 2 | 2 | 2 | 5 | BranchMin_2BranchMax_5 | 5 | 2.5 | 6 | HeaderMin_2.5HeaderMax_6 | 6
801 | 41 | 20959-2P-60HP VLSC | VLSC_20959_2P_60HP | 406.8778 | 406.8778 | 813.7556 | 2 | 1 | 3 | E | VLS_Inline | 2 | 2 | 2 | 5 | BranchMin_2BranchMax_5 | 2 | 2.5 | 6 | HeaderMin_2.5HeaderMax_6 | 2.5
801 | 41 | 20959-2P-60HP VLSC | VLSC_20959_2P_60HP | 406.8778 | 406.8778 | 813.7556 | 2 | 1 | 3 | E | VLS_Inline | 2 | 2 | 2 | 5 | BranchMin_2BranchMax_5 | 2 | 2.5 | 6 | HeaderMin_2.5HeaderMax_6 | 3
801 | 41 | 20959-2P-60HP VLSC | VLSC_20959_2P_60HP | 406.8778 | 406.8778 | 813.7556 | 2 | 1 | 3 | E | VLS_Inline | 2 | 2 | 2 | 5 | BranchMin_2BranchMax_5 | 2 | 2.5 | 6 | HeaderMin_2.5HeaderMax_6 | 4
801 | 41 | 20959-2P-60HP VLSC | VLSC_20959_2P_60HP | 406.8778 | 406.8778 | 813.7556 | 2 | 1 | 3 | E | VLS_Inline | 2 | 2 | 2 | 5 | BranchMin_2BranchMax_5 | 2 | 2.5 | 6 | HeaderMin_2.5HeaderMax_6 | 5
801 | 41 | 20959-2P-60HP VLSC | VLSC_20959_2P_60HP | 406.8778 | 406.8778 | 813.7556 | 2 | 1 | 3 | E | VLS_Inline | 2 | 2 | 2 | 5 | BranchMin_2BranchMax_5 | 2 | 2.5 | 6 | HeaderMin_2.5HeaderMax_6 | 6
801 | 41 | 20959-2P-60HP VLSC | VLSC_20959_2P_60HP | 406.8778 | 406.8778 | 813.7556 | 2 | 1 | 3 | E | VLS_Inline | 2 | 2 | 2 | 5 | BranchMin_2BranchMax_5 | 2.5 | 2.5 | 6 | HeaderMin_2.5HeaderMax_6 | 2.5 | INVALID
801 | 41 | 20959-2P-60HP VLSC | VLSC_20959_2P_60HP | 406.8778 | 406.8778 | 813.7556 | 2 | 1 | 3 | E | VLS_Inline | 2 | 2 | 2 | 5 | BranchMin_2BranchMax_5 | 2.5 | 2.5 | 6 | HeaderMin_2.5HeaderMax_6 | 3
801 | 41 | 20959-2P-60HP VLSC | VLSC_20959_2P_60HP | 406.8778 | 406.8778 | 813.7556 | 2 | 1 | 3 | E | VLS_Inline | 2 | 2 | 2 | 5 | BranchMin_2BranchMax_5 | 2.5 | 2.5 | 6 | HeaderMin_2.5HeaderMax_6 | 4
801 | 41 | 20959-2P-60HP VLSC | VLSC_20959_2P_60HP | 406.8778 | 406.8778 | 813.7556 | 2 | 1 | 3 | E | VLS_Inline | 2 | 2 | 2 | 5 | BranchMin_2BranchMax_5 | 2.5 | 2.5 | 6 | HeaderMin_2.5HeaderMax_6 | 5
801 | 41 | 20959-2P-60HP VLSC | VLSC_20959_2P_60HP | 406.8778 | 406.8778 | 813.7556 | 2 | 1 | 3 | E | VLS_Inline | 2 | 2 | 2 | 5 | BranchMin_2BranchMax_5 | 2.5 | 2.5 | 6 | HeaderMin_2.5HeaderMax_6 | 6
801 | 41 | 20959-2P-60HP VLSC | VLSC_20959_2P_60HP | 406.8778 | 406.8778 | 813.7556 | 2 | 1 | 3 | E | VLS_Inline | 2 | 2 | 2 | 5 | BranchMin_2BranchMax_5 | 3 | 2.5 | 6 | HeaderMin_2.5HeaderMax_6 | 2.5 | INVALID
801 | 41 | 20959-2P-60HP VLSC | VLSC_20959_2P_60HP | 406.8778 | 406.8778 | 813.7556 | 2 | 1 | 3 | E | VLS_Inline | 2 | 2 | 2 | 5 | BranchMin_2BranchMax_5 | 3 | 2.5 | 6 | HeaderMin_2.5HeaderMax_6 | 3 | INVALID
801 | 41 | 20959-2P-60HP VLSC | VLSC_20959_2P_60HP | 406.8778 | 406.8778 | 813.7556 | 2 | 1 | 3 | E | VLS_Inline | 2 | 2 | 2 | 5 | BranchMin_2BranchMax_5 | 3 | 2.5 | 6 | HeaderMin_2.5HeaderMax_6 | 4
801 | 41 | 20959-2P-60HP VLSC | VLSC_20959_2P_60HP | 406.8778 | 406.8778 | 813.7556 | 2 | 1 | 3 | E | VLS_Inline | 2 | 2 | 2 | 5 | BranchMin_2BranchMax_5 | 3 | 2.5 | 6 | HeaderMin_2.5HeaderMax_6 | 5
801 | 41 | 20959-2P-60HP VLSC | VLSC_20959_2P_60HP | 406.8778 | 406.8778 | 813.7556 | 2 | 1 | 3 | E | VLS_Inline | 2 | 2 | 2 | 5 | BranchMin_2BranchMax_5 | 3 | 2.5 | 6 | HeaderMin_2.5HeaderMax_6 | 6
801 | 41 | 20959-2P-60HP VLSC | VLSC_20959_2P_60HP | 406.8778 | 406.8778 | 813.7556 | 2 | 1 | 3 | E | VLS_Inline | 2 | 2 | 2 | 5 | BranchMin_2BranchMax_5 | 4 | 2.5 | 6 | HeaderMin_2.5HeaderMax_6 | 2.5 | INVALID
801 | 41 | 20959-2P-60HP VLSC | VLSC_20959_2P_60HP | 406.8778 | 406.8778 | 813.7556 | 2 | 1 | 3 | E | VLS_Inline | 2 | 2 | 2 | 5 | BranchMin_2BranchMax_5 | 4 | 2.5 | 6 | HeaderMin_2.5HeaderMax_6 | 3 | INVALID
801 | 41 | 20959-2P-60HP VLSC | VLSC_20959_2P_60HP | 406.8778 | 406.8778 | 813.7556 | 2 | 1 | 3 | E | VLS_Inline | 2 | 2 | 2 | 5 | BranchMin_2BranchMax_5 | 4 | 2.5 | 6 | HeaderMin_2.5HeaderMax_6 | 4 | INVALID
801 | 41 | 20959-2P-60HP VLSC | VLSC_20959_2P_60HP | 406.8778 | 406.8778 | 813.7556 | 2 | 1 | 3 | E | VLS_Inline | 2 | 2 | 2 | 5 | BranchMin_2BranchMax_5 | 4 | 2.5 | 6 | HeaderMin_2.5HeaderMax_6 | 5
801 | 41 | 20959-2P-60HP VLSC | VLSC_20959_2P_60HP | 406.8778 | 406.8778 | 813.7556 | 2 | 1 | 3 | E | VLS_Inline | 2 | 2 | 2 | 5 | BranchMin_2BranchMax_5 | 4 | 2.5 | 6 | HeaderMin_2.5HeaderMax_6 | 6
801 | 41 | 20959-2P-60HP VLSC | VLSC_20959_2P_60HP | 406.8778 | 406.8778 | 813.7556 | 2 | 1 | 3 | E | VLS_Inline | 2 | 2 | 2 | 5 | BranchMin_2BranchMax_5 | 5 | 2.5 | 6 | HeaderMin_2.5HeaderMax_6 | 2.5 | INVALID
801 | 41 | 20959-2P-60HP VLSC | VLSC_20959_2P_60HP | 406.8778 | 406.8778 | 813.7556 | 2 | 1 | 3 | E | VLS_Inline | 2 | 2 | 2 | 5 | BranchMin_2BranchMax_5 | 5 | 2.5 | 6 | HeaderMin_2.5HeaderMax_6 | 3 | INVALID
801 | 41 | 20959-2P-60HP VLSC | VLSC_20959_2P_60HP | 406.8778 | 406.8778 | 813.7556 | 2 | 1 | 3 | E | VLS_Inline | 2 | 2 | 2 | 5 | BranchMin_2BranchMax_5 | 5 | 2.5 | 6 | HeaderMin_2.5HeaderMax_6 | 4 | INVALID
801 | 41 | 20959-2P-60HP VLSC | VLSC_20959_2P_60HP | 406.8778 | 406.8778 | 813.7556 | 2 | 1 | 3 | E | VLS_Inline | 2 | 2 | 2 | 5 | BranchMin_2BranchMax_5 | 5 | 2.5 | 6 | HeaderMin_2.5HeaderMax_6 | 5 | INVALID
801 | 41 | 20959-2P-60HP VLSC | VLSC_20959_2P_60HP | 406.8778 | 406.8778 | 813.7556 | 2 | 1 | 3 | E | VLS_Inline | 2 | 2 | 2 | 5 | BranchMin_2BranchMax_5 | 5 | 2.5 | 6 | HeaderMin_2.5HeaderMax_6 | 6
802 | 42 | 20959-4P-3HP VLSC | VLSC_20959_4P_3HP | 154.2292 | 154.2292 | 308.4583 | 2 | 1 | 3 | E | VLS_Inline | 2 | 2 | 2 | 3 | BranchMin_2BranchMax_3 | 2 | 2.5 | 4 | HeaderMin_2.5HeaderMax_4 | 2.5
802 | 42 | 20959-4P-3HP VLSC | VLSC_20959_4P_3HP | 154.2292 | 154.2292 | 308.4583 | 2 | 1 | 3 | E | VLS_Inline | 2 | 2 | 2 | 3 | BranchMin_2BranchMax_3 | 2 | 2.5 | 4 | HeaderMin_2.5HeaderMax_4 | 3
802 | 42 | 20959-4P-3HP VLSC | VLSC_20959_4P_3HP | 154.2292 | 154.2292 | 308.4583 | 2 | 1 | 3 | E | VLS_Inline | 2 | 2 | 2 | 3 | BranchMin_2BranchMax_3 | 2 | 2.5 | 4 | HeaderMin_2.5HeaderMax_4 | 4
802 | 42 | 20959-4P-3HP VLSC | VLSC_20959_4P_3HP | 154.2292 | 154.2292 | 308.4583 | 2 | 1 | 3 | E | VLS_Inline | 2 | 2 | 2 | 3 | BranchMin_2BranchMax_3 | 2.5 | 2.5 | 4 | HeaderMin_2.5HeaderMax_4 | 2.5 | INVALID
802 | 42 | 20959-4P-3HP VLSC | VLSC_20959_4P_3HP | 154.2292 | 154.2292 | 308.4583 | 2 | 1 | 3 | E | VLS_Inline | 2 | 2 | 2 | 3 | BranchMin_2BranchMax_3 | 2.5 | 2.5 | 4 | HeaderMin_2.5HeaderMax_4 | 3
802 | 42 | 20959-4P-3HP VLSC | VLSC_20959_4P_3HP | 154.2292 | 154.2292 | 308.4583 | 2 | 1 | 3 | E | VLS_Inline | 2 | 2 | 2 | 3 | BranchMin_2BranchMax_3 | 2.5 | 2.5 | 4 | HeaderMin_2.5HeaderMax_4 | 4
802 | 42 | 20959-4P-3HP VLSC | VLSC_20959_4P_3HP | 154.2292 | 154.2292 | 308.4583 | 2 | 1 | 3 | E | VLS_Inline | 2 | 2 | 2 | 3 | BranchMin_2BranchMax_3 | 3 | 2.5 | 4 | HeaderMin_2.5HeaderMax_4 | 2.5 | INVALID
802 | 42 | 20959-4P-3HP VLSC | VLSC_20959_4P_3HP | 154.2292 | 154.2292 | 308.4583 | 2 | 1 | 3 | E | VLS_Inline | 2 | 2 | 2 | 3 | BranchMin_2BranchMax_3 | 3 | 2.5 | 4 | HeaderMin_2.5HeaderMax_4 | 3 | INVALID
802 | 42 | 20959-4P-3HP VLSC | VLSC_20959_4P_3HP | 154.2292 | 154.2292 | 308.4583 | 2 | 1 | 3 | E | VLS_Inline | 2 | 2 | 2 | 3 | BranchMin_2BranchMax_3 | 3 | 2.5 | 4 | HeaderMin_2.5HeaderMax_4 | 4
803 | 43 | 20959-4P-5HP VLSC | VLSC_20959_4P_5HP | 205.8649 | 205.8649 | 411.7298 | 2 | 1 | 3 | E | VLS_Inline | 2 | 2 | 2 | 3 | BranchMin_2BranchMax_3 | 2 | 2.5 | 5 | HeaderMin_2.5HeaderMax_5 | 2.5
803 | 43 | 20959-4P-5HP VLSC | VLSC_20959_4P_5HP | 205.8649 | 205.8649 | 411.7298 | 2 | 1 | 3 | E | VLS_Inline | 2 | 2 | 2 | 3 | BranchMin_2BranchMax_3 | 2 | 2.5 | 5 | HeaderMin_2.5HeaderMax_5 | 3
803 | 43 | 20959-4P-5HP VLSC | VLSC_20959_4P_5HP | 205.8649 | 205.8649 | 411.7298 | 2 | 1 | 3 | E | VLS_Inline | 2 | 2 | 2 | 3 | BranchMin_2BranchMax_3 | 2 | 2.5 | 5 | HeaderMin_2.5HeaderMax_5 | 4
803 | 43 | 20959-4P-5HP VLSC | VLSC_20959_4P_5HP | 205.8649 | 205.8649 | 411.7298 | 2 | 1 | 3 | E | VLS_Inline | 2 | 2 | 2 | 3 | BranchMin_2BranchMax_3 | 2 | 2.5 | 5 | HeaderMin_2.5HeaderMax_5 | 5
803 | 43 | 20959-4P-5HP VLSC | VLSC_20959_4P_5HP | 205.8649 | 205.8649 | 411.7298 | 2 | 1 | 3 | E | VLS_Inline | 2 | 2 | 2 | 3 | BranchMin_2BranchMax_3 | 2.5 | 2.5 | 5 | HeaderMin_2.5HeaderMax_5 | 2.5 | INVALID
803 | 43 | 20959-4P-5HP VLSC | VLSC_20959_4P_5HP | 205.8649 | 205.8649 | 411.7298 | 2 | 1 | 3 | E | VLS_Inline | 2 | 2 | 2 | 3 | BranchMin_2BranchMax_3 | 2.5 | 2.5 | 5 | HeaderMin_2.5HeaderMax_5 | 3
803 | 43 | 20959-4P-5HP VLSC | VLSC_20959_4P_5HP | 205.8649 | 205.8649 | 411.7298 | 2 | 1 | 3 | E | VLS_Inline | 2 | 2 | 2 | 3 | BranchMin_2BranchMax_3 | 2.5 | 2.5 | 5 | HeaderMin_2.5HeaderMax_5 | 4
803 | 43 | 20959-4P-5HP VLSC | VLSC_20959_4P_5HP | 205.8649 | 205.8649 | 411.7298 | 2 | 1 | 3 | E | VLS_Inline | 2 | 2 | 2 | 3 | BranchMin_2BranchMax_3 | 2.5 | 2.5 | 5 | HeaderMin_2.5HeaderMax_5 | 5
803 | 43 | 20959-4P-5HP VLSC | VLSC_20959_4P_5HP | 205.8649 | 205.8649 | 411.7298 | 2 | 1 | 3 | E | VLS_Inline | 2 | 2 | 2 | 3 | BranchMin_2BranchMax_3 | 3 | 2.5 | 5 | HeaderMin_2.5HeaderMax_5 | 2.5 | INVALID
803 | 43 | 20959-4P-5HP VLSC | VLSC_20959_4P_5HP | 205.8649 | 205.8649 | 411.7298 | 2 | 1 | 3 | E | VLS_Inline | 2 | 2 | 2 | 3 | BranchMin_2BranchMax_3 | 3 | 2.5 | 5 | HeaderMin_2.5HeaderMax_5 | 3 | INVALID
803 | 43 | 20959-4P-5HP VLSC | VLSC_20959_4P_5HP | 205.8649 | 205.8649 | 411.7298 | 2 | 1 | 3 | E | VLS_Inline | 2 | 2 | 2 | 3 | BranchMin_2BranchMax_3 | 3 | 2.5 | 5 | HeaderMin_2.5HeaderMax_5 | 4
803 | 43 | 20959-4P-5HP VLSC | VLSC_20959_4P_5HP | 205.8649 | 205.8649 | 411.7298 | 2 | 1 | 3 | E | VLS_Inline | 2 | 2 | 2 | 3 | BranchMin_2BranchMax_3 | 3 | 2.5 | 5 | HeaderMin_2.5HeaderMax_5 | 5
804 | 44 | 20959-4P-7.5HP VLSC | VLSC_20959_4P_7.5HP | 227.7916 | 227.7916 | 455.5833 | 2 | 1 | 3 | E | VLS_Inline | 2 | 2 | 2 | 4 | BranchMin_2BranchMax_4 | 2 | 2.5 | 5 | HeaderMin_2.5HeaderMax_5 | 2.5
804 | 44 | 20959-4P-7.5HP VLSC | VLSC_20959_4P_7.5HP | 227.7916 | 227.7916 | 455.5833 | 2 | 1 | 3 | E | VLS_Inline | 2 | 2 | 2 | 4 | BranchMin_2BranchMax_4 | 2 | 2.5 | 5 | HeaderMin_2.5HeaderMax_5 | 3
804 | 44 | 20959-4P-7.5HP VLSC | VLSC_20959_4P_7.5HP | 227.7916 | 227.7916 | 455.5833 | 2 | 1 | 3 | E | VLS_Inline | 2 | 2 | 2 | 4 | BranchMin_2BranchMax_4 | 2 | 2.5 | 5 | HeaderMin_2.5HeaderMax_5 | 4
804 | 44 | 20959-4P-7.5HP VLSC | VLSC_20959_4P_7.5HP | 227.7916 | 227.7916 | 455.5833 | 2 | 1 | 3 | E | VLS_Inline | 2 | 2 | 2 | 4 | BranchMin_2BranchMax_4 | 2 | 2.5 | 5 | HeaderMin_2.5HeaderMax_5 | 5
804 | 44 | 20959-4P-7.5HP VLSC | VLSC_20959_4P_7.5HP | 227.7916 | 227.7916 | 455.5833 | 2 | 1 | 3 | E | VLS_Inline | 2 | 2 | 2 | 4 | BranchMin_2BranchMax_4 | 2.5 | 2.5 | 5 | HeaderMin_2.5HeaderMax_5 | 2.5 | INVALID
804 | 44 | 20959-4P-7.5HP VLSC | VLSC_20959_4P_7.5HP | 227.7916 | 227.7916 | 455.5833 | 2 | 1 | 3 | E | VLS_Inline | 2 | 2 | 2 | 4 | BranchMin_2BranchMax_4 | 2.5 | 2.5 | 5 | HeaderMin_2.5HeaderMax_5 | 3
804 | 44 | 20959-4P-7.5HP VLSC | VLSC_20959_4P_7.5HP | 227.7916 | 227.7916 | 455.5833 | 2 | 1 | 3 | E | VLS_Inline | 2 | 2 | 2 | 4 | BranchMin_2BranchMax_4 | 2.5 | 2.5 | 5 | HeaderMin_2.5HeaderMax_5 | 4
804 | 44 | 20959-4P-7.5HP VLSC | VLSC_20959_4P_7.5HP | 227.7916 | 227.7916 | 455.5833 | 2 | 1 | 3 | E | VLS_Inline | 2 | 2 | 2 | 4 | BranchMin_2BranchMax_4 | 2.5 | 2.5 | 5 | HeaderMin_2.5HeaderMax_5 | 5
804 | 44 | 20959-4P-7.5HP VLSC | VLSC_20959_4P_7.5HP | 227.7916 | 227.7916 | 455.5833 | 2 | 1 | 3 | E | VLS_Inline | 2 | 2 | 2 | 4 | BranchMin_2BranchMax_4 | 3 | 2.5 | 5 | HeaderMin_2.5HeaderMax_5 | 2.5 | INVALID
804 | 44 | 20959-4P-7.5HP VLSC | VLSC_20959_4P_7.5HP | 227.7916 | 227.7916 | 455.5833 | 2 | 1 | 3 | E | VLS_Inline | 2 | 2 | 2 | 4 | BranchMin_2BranchMax_4 | 3 | 2.5 | 5 | HeaderMin_2.5HeaderMax_5 | 3 | INVALID
804 | 44 | 20959-4P-7.5HP VLSC | VLSC_20959_4P_7.5HP | 227.7916 | 227.7916 | 455.5833 | 2 | 1 | 3 | E | VLS_Inline | 2 | 2 | 2 | 4 | BranchMin_2BranchMax_4 | 3 | 2.5 | 5 | HeaderMin_2.5HeaderMax_5 | 4
804 | 44 | 20959-4P-7.5HP VLSC | VLSC_20959_4P_7.5HP | 227.7916 | 227.7916 | 455.5833 | 2 | 1 | 3 | E | VLS_Inline | 2 | 2 | 2 | 4 | BranchMin_2BranchMax_4 | 3 | 2.5 | 5 | HeaderMin_2.5HeaderMax_5 | 5
804 | 44 | 20959-4P-7.5HP VLSC | VLSC_20959_4P_7.5HP | 227.7916 | 227.7916 | 455.5833 | 2 | 1 | 3 | E | VLS_Inline | 2 | 2 | 2 | 4 | BranchMin_2BranchMax_4 | 4 | 2.5 | 5 | HeaderMin_2.5HeaderMax_5 | 2.5 | INVALID
804 | 44 | 20959-4P-7.5HP VLSC | VLSC_20959_4P_7.5HP | 227.7916 | 227.7916 | 455.5833 | 2 | 1 | 3 | E | VLS_Inline | 2 | 2 | 2 | 4 | BranchMin_2BranchMax_4 | 4 | 2.5 | 5 | HeaderMin_2.5HeaderMax_5 | 3 | INVALID
804 | 44 | 20959-4P-7.5HP VLSC | VLSC_20959_4P_7.5HP | 227.7916 | 227.7916 | 455.5833 | 2 | 1 | 3 | E | VLS_Inline | 2 | 2 | 2 | 4 | BranchMin_2BranchMax_4 | 4 | 2.5 | 5 | HeaderMin_2.5HeaderMax_5 | 4 | INVALID
804 | 44 | 20959-4P-7.5HP VLSC | VLSC_20959_4P_7.5HP | 227.7916 | 227.7916 | 455.5833 | 2 | 1 | 3 | E | VLS_Inline | 2 | 2 | 2 | 4 | BranchMin_2BranchMax_4 | 4 | 2.5 | 5 | HeaderMin_2.5HeaderMax_5 | 5
805 | 45 | 25709-2P-10HP VLSC | VLSC_25709_2P_10HP | 294.5625 | 294.5625 | 589.1251 | 2 | 1 | 3 | E | VLS_Inline | 2.5 | 2.5 | 2.5 | 4 | BranchMin_2.5BranchMax_4 | 2.5 | 3 | 5 | HeaderMin_3HeaderMax_5 | 3
805 | 45 | 25709-2P-10HP VLSC | VLSC_25709_2P_10HP | 294.5625 | 294.5625 | 589.1251 | 2 | 1 | 3 | E | VLS_Inline | 2.5 | 2.5 | 2.5 | 4 | BranchMin_2.5BranchMax_4 | 2.5 | 3 | 5 | HeaderMin_3HeaderMax_5 | 4
805 | 45 | 25709-2P-10HP VLSC | VLSC_25709_2P_10HP | 294.5625 | 294.5625 | 589.1251 | 2 | 1 | 3 | E | VLS_Inline | 2.5 | 2.5 | 2.5 | 4 | BranchMin_2.5BranchMax_4 | 2.5 | 3 | 5 | HeaderMin_3HeaderMax_5 | 5
805 | 45 | 25709-2P-10HP VLSC | VLSC_25709_2P_10HP | 294.5625 | 294.5625 | 589.1251 | 2 | 1 | 3 | E | VLS_Inline | 2.5 | 2.5 | 2.5 | 4 | BranchMin_2.5BranchMax_4 | 3 | 3 | 5 | HeaderMin_3HeaderMax_5 | 3 | INVALID
805 | 45 | 25709-2P-10HP VLSC | VLSC_25709_2P_10HP | 294.5625 | 294.5625 | 589.1251 | 2 | 1 | 3 | E | VLS_Inline | 2.5 | 2.5 | 2.5 | 4 | BranchMin_2.5BranchMax_4 | 3 | 3 | 5 | HeaderMin_3HeaderMax_5 | 4
805 | 45 | 25709-2P-10HP VLSC | VLSC_25709_2P_10HP | 294.5625 | 294.5625 | 589.1251 | 2 | 1 | 3 | E | VLS_Inline | 2.5 | 2.5 | 2.5 | 4 | BranchMin_2.5BranchMax_4 | 3 | 3 | 5 | HeaderMin_3HeaderMax_5 | 5
805 | 45 | 25709-2P-10HP VLSC | VLSC_25709_2P_10HP | 294.5625 | 294.5625 | 589.1251 | 2 | 1 | 3 | E | VLS_Inline | 2.5 | 2.5 | 2.5 | 4 | BranchMin_2.5BranchMax_4 | 4 | 3 | 5 | HeaderMin_3HeaderMax_5 | 3 | INVALID
805 | 45 | 25709-2P-10HP VLSC | VLSC_25709_2P_10HP | 294.5625 | 294.5625 | 589.1251 | 2 | 1 | 3 | E | VLS_Inline | 2.5 | 2.5 | 2.5 | 4 | BranchMin_2.5BranchMax_4 | 4 | 3 | 5 | HeaderMin_3HeaderMax_5 | 4 | INVALID
805 | 45 | 25709-2P-10HP VLSC | VLSC_25709_2P_10HP | 294.5625 | 294.5625 | 589.1251 | 2 | 1 | 3 | E | VLS_Inline | 2.5 | 2.5 | 2.5 | 4 | BranchMin_2.5BranchMax_4 | 4 | 3 | 5 | HeaderMin_3HeaderMax_5 | 5
806 | 46 | 25709-2P-15HP VLSC | VLSC_25709_2P_15HP | 355.8818 | 355.8818 | 711.7636 | 2 | 1 | 3 | E | VLS_Inline | 2.5 | 2.5 | 2.5 | 4 | BranchMin_2.5BranchMax_4 | 2.5 | 3 | 6 | HeaderMin_3HeaderMax_6 | 3
806 | 46 | 25709-2P-15HP VLSC | VLSC_25709_2P_15HP | 355.8818 | 355.8818 | 711.7636 | 2 | 1 | 3 | E | VLS_Inline | 2.5 | 2.5 | 2.5 | 4 | BranchMin_2.5BranchMax_4 | 2.5 | 3 | 6 | HeaderMin_3HeaderMax_6 | 4
806 | 46 | 25709-2P-15HP VLSC | VLSC_25709_2P_15HP | 355.8818 | 355.8818 | 711.7636 | 2 | 1 | 3 | E | VLS_Inline | 2.5 | 2.5 | 2.5 | 4 | BranchMin_2.5BranchMax_4 | 2.5 | 3 | 6 | HeaderMin_3HeaderMax_6 | 5
806 | 46 | 25709-2P-15HP VLSC | VLSC_25709_2P_15HP | 355.8818 | 355.8818 | 711.7636 | 2 | 1 | 3 | E | VLS_Inline | 2.5 | 2.5 | 2.5 | 4 | BranchMin_2.5BranchMax_4 | 2.5 | 3 | 6 | HeaderMin_3HeaderMax_6 | 6
806 | 46 | 25709-2P-15HP VLSC | VLSC_25709_2P_15HP | 355.8818 | 355.8818 | 711.7636 | 2 | 1 | 3 | E | VLS_Inline | 2.5 | 2.5 | 2.5 | 4 | BranchMin_2.5BranchMax_4 | 3 | 3 | 6 | HeaderMin_3HeaderMax_6 | 3 | INVALID
806 | 46 | 25709-2P-15HP VLSC | VLSC_25709_2P_15HP | 355.8818 | 355.8818 | 711.7636 | 2 | 1 | 3 | E | VLS_Inline | 2.5 | 2.5 | 2.5 | 4 | BranchMin_2.5BranchMax_4 | 3 | 3 | 6 | HeaderMin_3HeaderMax_6 | 4
806 | 46 | 25709-2P-15HP VLSC | VLSC_25709_2P_15HP | 355.8818 | 355.8818 | 711.7636 | 2 | 1 | 3 | E | VLS_Inline | 2.5 | 2.5 | 2.5 | 4 | BranchMin_2.5BranchMax_4 | 3 | 3 | 6 | HeaderMin_3HeaderMax_6 | 5
806 | 46 | 25709-2P-15HP VLSC | VLSC_25709_2P_15HP | 355.8818 | 355.8818 | 711.7636 | 2 | 1 | 3 | E | VLS_Inline | 2.5 | 2.5 | 2.5 | 4 | BranchMin_2.5BranchMax_4 | 3 | 3 | 6 | HeaderMin_3HeaderMax_6 | 6
806 | 46 | 25709-2P-15HP VLSC | VLSC_25709_2P_15HP | 355.8818 | 355.8818 | 711.7636 | 2 | 1 | 3 | E | VLS_Inline | 2.5 | 2.5 | 2.5 | 4 | BranchMin_2.5BranchMax_4 | 4 | 3 | 6 | HeaderMin_3HeaderMax_6 | 3 | INVALID
806 | 46 | 25709-2P-15HP VLSC | VLSC_25709_2P_15HP | 355.8818 | 355.8818 | 711.7636 | 2 | 1 | 3 | E | VLS_Inline | 2.5 | 2.5 | 2.5 | 4 | BranchMin_2.5BranchMax_4 | 4 | 3 | 6 | HeaderMin_3HeaderMax_6 | 4 | INVALID
806 | 46 | 25709-2P-15HP VLSC | VLSC_25709_2P_15HP | 355.8818 | 355.8818 | 711.7636 | 2 | 1 | 3 | E | VLS_Inline | 2.5 | 2.5 | 2.5 | 4 | BranchMin_2.5BranchMax_4 | 4 | 3 | 6 | HeaderMin_3HeaderMax_6 | 5
806 | 46 | 25709-2P-15HP VLSC | VLSC_25709_2P_15HP | 355.8818 | 355.8818 | 711.7636 | 2 | 1 | 3 | E | VLS_Inline | 2.5 | 2.5 | 2.5 | 4 | BranchMin_2.5BranchMax_4 | 4 | 3 | 6 | HeaderMin_3HeaderMax_6 | 6
807 | 47 | 25709-2P-20HP VLSC | VLSC_25709_2P_20HP | 415.2757 | 415.2757 | 830.5515 | 2 | 1 | 3 | E | VLS_Inline | 2.5 | 2.5 | 2.5 | 5 | BranchMin_2.5BranchMax_5 | 2.5 | 3 | 6 | HeaderMin_3HeaderMax_6 | 3
807 | 47 | 25709-2P-20HP VLSC | VLSC_25709_2P_20HP | 415.2757 | 415.2757 | 830.5515 | 2 | 1 | 3 | E | VLS_Inline | 2.5 | 2.5 | 2.5 | 5 | BranchMin_2.5BranchMax_5 | 2.5 | 3 | 6 | HeaderMin_3HeaderMax_6 | 4
807 | 47 | 25709-2P-20HP VLSC | VLSC_25709_2P_20HP | 415.2757 | 415.2757 | 830.5515 | 2 | 1 | 3 | E | VLS_Inline | 2.5 | 2.5 | 2.5 | 5 | BranchMin_2.5BranchMax_5 | 2.5 | 3 | 6 | HeaderMin_3HeaderMax_6 | 5
807 | 47 | 25709-2P-20HP VLSC | VLSC_25709_2P_20HP | 415.2757 | 415.2757 | 830.5515 | 2 | 1 | 3 | E | VLS_Inline | 2.5 | 2.5 | 2.5 | 5 | BranchMin_2.5BranchMax_5 | 2.5 | 3 | 6 | HeaderMin_3HeaderMax_6 | 6
807 | 47 | 25709-2P-20HP VLSC | VLSC_25709_2P_20HP | 415.2757 | 415.2757 | 830.5515 | 2 | 1 | 3 | E | VLS_Inline | 2.5 | 2.5 | 2.5 | 5 | BranchMin_2.5BranchMax_5 | 3 | 3 | 6 | HeaderMin_3HeaderMax_6 | 3 | INVALID
807 | 47 | 25709-2P-20HP VLSC | VLSC_25709_2P_20HP | 415.2757 | 415.2757 | 830.5515 | 2 | 1 | 3 | E | VLS_Inline | 2.5 | 2.5 | 2.5 | 5 | BranchMin_2.5BranchMax_5 | 3 | 3 | 6 | HeaderMin_3HeaderMax_6 | 4
807 | 47 | 25709-2P-20HP VLSC | VLSC_25709_2P_20HP | 415.2757 | 415.2757 | 830.5515 | 2 | 1 | 3 | E | VLS_Inline | 2.5 | 2.5 | 2.5 | 5 | BranchMin_2.5BranchMax_5 | 3 | 3 | 6 | HeaderMin_3HeaderMax_6 | 5
807 | 47 | 25709-2P-20HP VLSC | VLSC_25709_2P_20HP | 415.2757 | 415.2757 | 830.5515 | 2 | 1 | 3 | E | VLS_Inline | 2.5 | 2.5 | 2.5 | 5 | BranchMin_2.5BranchMax_5 | 3 | 3 | 6 | HeaderMin_3HeaderMax_6 | 6
807 | 47 | 25709-2P-20HP VLSC | VLSC_25709_2P_20HP | 415.2757 | 415.2757 | 830.5515 | 2 | 1 | 3 | E | VLS_Inline | 2.5 | 2.5 | 2.5 | 5 | BranchMin_2.5BranchMax_5 | 4 | 3 | 6 | HeaderMin_3HeaderMax_6 | 3 | INVALID
807 | 47 | 25709-2P-20HP VLSC | VLSC_25709_2P_20HP | 415.2757 | 415.2757 | 830.5515 | 2 | 1 | 3 | E | VLS_Inline | 2.5 | 2.5 | 2.5 | 5 | BranchMin_2.5BranchMax_5 | 4 | 3 | 6 | HeaderMin_3HeaderMax_6 | 4 | INVALID
807 | 47 | 25709-2P-20HP VLSC | VLSC_25709_2P_20HP | 415.2757 | 415.2757 | 830.5515 | 2 | 1 | 3 | E | VLS_Inline | 2.5 | 2.5 | 2.5 | 5 | BranchMin_2.5BranchMax_5 | 4 | 3 | 6 | HeaderMin_3HeaderMax_6 | 5
807 | 47 | 25709-2P-20HP VLSC | VLSC_25709_2P_20HP | 415.2757 | 415.2757 | 830.5515 | 2 | 1 | 3 | E | VLS_Inline | 2.5 | 2.5 | 2.5 | 5 | BranchMin_2.5BranchMax_5 | 4 | 3 | 6 | HeaderMin_3HeaderMax_6 | 6
807 | 47 | 25709-2P-20HP VLSC | VLSC_25709_2P_20HP | 415.2757 | 415.2757 | 830.5515 | 2 | 1 | 3 | E | VLS_Inline | 2.5 | 2.5 | 2.5 | 5 | BranchMin_2.5BranchMax_5 | 5 | 3 | 6 | HeaderMin_3HeaderMax_6 | 3 | INVALID
807 | 47 | 25709-2P-20HP VLSC | VLSC_25709_2P_20HP | 415.2757 | 415.2757 | 830.5515 | 2 | 1 | 3 | E | VLS_Inline | 2.5 | 2.5 | 2.5 | 5 | BranchMin_2.5BranchMax_5 | 5 | 3 | 6 | HeaderMin_3HeaderMax_6 | 4 | INVALID
807 | 47 | 25709-2P-20HP VLSC | VLSC_25709_2P_20HP | 415.2757 | 415.2757 | 830.5515 | 2 | 1 | 3 | E | VLS_Inline | 2.5 | 2.5 | 2.5 | 5 | BranchMin_2.5BranchMax_5 | 5 | 3 | 6 | HeaderMin_3HeaderMax_6 | 5 | INVALID
807 | 47 | 25709-2P-20HP VLSC | VLSC_25709_2P_20HP | 415.2757 | 415.2757 | 830.5515 | 2 | 1 | 3 | E | VLS_Inline | 2.5 | 2.5 | 2.5 | 5 | BranchMin_2.5BranchMax_5 | 5 | 3 | 6 | HeaderMin_3HeaderMax_6 | 6
808 | 48 | 25709-2P-25HP VLSC | VLSC_25709_2P_25HP | 449.14 | 449.14 | 898.2801 | 2 | 1 | 3 | E | VLS_Inline | 2.5 | 2.5 | 2.5 | 5 | BranchMin_2.5BranchMax_5 | 2.5 | 3 | 6 | HeaderMin_3HeaderMax_6 | 3
808 | 48 | 25709-2P-25HP VLSC | VLSC_25709_2P_25HP | 449.14 | 449.14 | 898.2801 | 2 | 1 | 3 | E | VLS_Inline | 2.5 | 2.5 | 2.5 | 5 | BranchMin_2.5BranchMax_5 | 2.5 | 3 | 6 | HeaderMin_3HeaderMax_6 | 4
808 | 48 | 25709-2P-25HP VLSC | VLSC_25709_2P_25HP | 449.14 | 449.14 | 898.2801 | 2 | 1 | 3 | E | VLS_Inline | 2.5 | 2.5 | 2.5 | 5 | BranchMin_2.5BranchMax_5 | 2.5 | 3 | 6 | HeaderMin_3HeaderMax_6 | 5
808 | 48 | 25709-2P-25HP VLSC | VLSC_25709_2P_25HP | 449.14 | 449.14 | 898.2801 | 2 | 1 | 3 | E | VLS_Inline | 2.5 | 2.5 | 2.5 | 5 | BranchMin_2.5BranchMax_5 | 2.5 | 3 | 6 | HeaderMin_3HeaderMax_6 | 6
808 | 48 | 25709-2P-25HP VLSC | VLSC_25709_2P_25HP | 449.14 | 449.14 | 898.2801 | 2 | 1 | 3 | E | VLS_Inline | 2.5 | 2.5 | 2.5 | 5 | BranchMin_2.5BranchMax_5 | 3 | 3 | 6 | HeaderMin_3HeaderMax_6 | 3 | INVALID
808 | 48 | 25709-2P-25HP VLSC | VLSC_25709_2P_25HP | 449.14 | 449.14 | 898.2801 | 2 | 1 | 3 | E | VLS_Inline | 2.5 | 2.5 | 2.5 | 5 | BranchMin_2.5BranchMax_5 | 3 | 3 | 6 | HeaderMin_3HeaderMax_6 | 4
808 | 48 | 25709-2P-25HP VLSC | VLSC_25709_2P_25HP | 449.14 | 449.14 | 898.2801 | 2 | 1 | 3 | E | VLS_Inline | 2.5 | 2.5 | 2.5 | 5 | BranchMin_2.5BranchMax_5 | 3 | 3 | 6 | HeaderMin_3HeaderMax_6 | 5
808 | 48 | 25709-2P-25HP VLSC | VLSC_25709_2P_25HP | 449.14 | 449.14 | 898.2801 | 2 | 1 | 3 | E | VLS_Inline | 2.5 | 2.5 | 2.5 | 5 | BranchMin_2.5BranchMax_5 | 3 | 3 | 6 | HeaderMin_3HeaderMax_6 | 6
808 | 48 | 25709-2P-25HP VLSC | VLSC_25709_2P_25HP | 449.14 | 449.14 | 898.2801 | 2 | 1 | 3 | E | VLS_Inline | 2.5 | 2.5 | 2.5 | 5 | BranchMin_2.5BranchMax_5 | 4 | 3 | 6 | HeaderMin_3HeaderMax_6 | 3 | INVALID
808 | 48 | 25709-2P-25HP VLSC | VLSC_25709_2P_25HP | 449.14 | 449.14 | 898.2801 | 2 | 1 | 3 | E | VLS_Inline | 2.5 | 2.5 | 2.5 | 5 | BranchMin_2.5BranchMax_5 | 4 | 3 | 6 | HeaderMin_3HeaderMax_6 | 4 | INVALID
808 | 48 | 25709-2P-25HP VLSC | VLSC_25709_2P_25HP | 449.14 | 449.14 | 898.2801 | 2 | 1 | 3 | E | VLS_Inline | 2.5 | 2.5 | 2.5 | 5 | BranchMin_2.5BranchMax_5 | 4 | 3 | 6 | HeaderMin_3HeaderMax_6 | 5
808 | 48 | 25709-2P-25HP VLSC | VLSC_25709_2P_25HP | 449.14 | 449.14 | 898.2801 | 2 | 1 | 3 | E | VLS_Inline | 2.5 | 2.5 | 2.5 | 5 | BranchMin_2.5BranchMax_5 | 4 | 3 | 6 | HeaderMin_3HeaderMax_6 | 6
808 | 48 | 25709-2P-25HP VLSC | VLSC_25709_2P_25HP | 449.14 | 449.14 | 898.2801 | 2 | 1 | 3 | E | VLS_Inline | 2.5 | 2.5 | 2.5 | 5 | BranchMin_2.5BranchMax_5 | 5 | 3 | 6 | HeaderMin_3HeaderMax_6 | 3 | INVALID
808 | 48 | 25709-2P-25HP VLSC | VLSC_25709_2P_25HP | 449.14 | 449.14 | 898.2801 | 2 | 1 | 3 | E | VLS_Inline | 2.5 | 2.5 | 2.5 | 5 | BranchMin_2.5BranchMax_5 | 5 | 3 | 6 | HeaderMin_3HeaderMax_6 | 4 | INVALID
808 | 48 | 25709-2P-25HP VLSC | VLSC_25709_2P_25HP | 449.14 | 449.14 | 898.2801 | 2 | 1 | 3 | E | VLS_Inline | 2.5 | 2.5 | 2.5 | 5 | BranchMin_2.5BranchMax_5 | 5 | 3 | 6 | HeaderMin_3HeaderMax_6 | 5 | INVALID
808 | 48 | 25709-2P-25HP VLSC | VLSC_25709_2P_25HP | 449.14 | 449.14 | 898.2801 | 2 | 1 | 3 | E | VLS_Inline | 2.5 | 2.5 | 2.5 | 5 | BranchMin_2.5BranchMax_5 | 5 | 3 | 6 | HeaderMin_3HeaderMax_6 | 6
809 | 49 | 25709-4P-3HP VLSC | VLSC_25709_4P_3HP | 222.9265 | 222.9265 | 445.8531 | 2 | 1 | 3 | E | VLS_Inline | 2.5 | 2.5 | 2.5 | 4 | BranchMin_2.5BranchMax_4 | 2.5 | 3 | 5 | HeaderMin_3HeaderMax_5 | 3
809 | 49 | 25709-4P-3HP VLSC | VLSC_25709_4P_3HP | 222.9265 | 222.9265 | 445.8531 | 2 | 1 | 3 | E | VLS_Inline | 2.5 | 2.5 | 2.5 | 4 | BranchMin_2.5BranchMax_4 | 2.5 | 3 | 5 | HeaderMin_3HeaderMax_5 | 4
809 | 49 | 25709-4P-3HP VLSC | VLSC_25709_4P_3HP | 222.9265 | 222.9265 | 445.8531 | 2 | 1 | 3 | E | VLS_Inline | 2.5 | 2.5 | 2.5 | 4 | BranchMin_2.5BranchMax_4 | 2.5 | 3 | 5 | HeaderMin_3HeaderMax_5 | 5
809 | 49 | 25709-4P-3HP VLSC | VLSC_25709_4P_3HP | 222.9265 | 222.9265 | 445.8531 | 2 | 1 | 3 | E | VLS_Inline | 2.5 | 2.5 | 2.5 | 4 | BranchMin_2.5BranchMax_4 | 3 | 3 | 5 | HeaderMin_3HeaderMax_5 | 3 | INVALID
809 | 49 | 25709-4P-3HP VLSC | VLSC_25709_4P_3HP | 222.9265 | 222.9265 | 445.8531 | 2 | 1 | 3 | E | VLS_Inline | 2.5 | 2.5 | 2.5 | 4 | BranchMin_2.5BranchMax_4 | 3 | 3 | 5 | HeaderMin_3HeaderMax_5 | 4
809 | 49 | 25709-4P-3HP VLSC | VLSC_25709_4P_3HP | 222.9265 | 222.9265 | 445.8531 | 2 | 1 | 3 | E | VLS_Inline | 2.5 | 2.5 | 2.5 | 4 | BranchMin_2.5BranchMax_4 | 3 | 3 | 5 | HeaderMin_3HeaderMax_5 | 5
809 | 49 | 25709-4P-3HP VLSC | VLSC_25709_4P_3HP | 222.9265 | 222.9265 | 445.8531 | 2 | 1 | 3 | E | VLS_Inline | 2.5 | 2.5 | 2.5 | 4 | BranchMin_2.5BranchMax_4 | 4 | 3 | 5 | HeaderMin_3HeaderMax_5 | 3 | INVALID
809 | 49 | 25709-4P-3HP VLSC | VLSC_25709_4P_3HP | 222.9265 | 222.9265 | 445.8531 | 2 | 1 | 3 | E | VLS_Inline | 2.5 | 2.5 | 2.5 | 4 | BranchMin_2.5BranchMax_4 | 4 | 3 | 5 | HeaderMin_3HeaderMax_5 | 4 | INVALID
809 | 49 | 25709-4P-3HP VLSC | VLSC_25709_4P_3HP | 222.9265 | 222.9265 | 445.8531 | 2 | 1 | 3 | E | VLS_Inline | 2.5 | 2.5 | 2.5 | 4 | BranchMin_2.5BranchMax_4 | 4 | 3 | 5 | HeaderMin_3HeaderMax_5 | 5
810 | 50 | 25953-2P-20HP VLSC | VLSC_25953_2P_20HP | 339.6329 | 339.6329 | 679.2659 | 2 | 1 | 3 | E | VLS_Inline | 2.5 | 2.5 | 2.5 | 4 | BranchMin_2.5BranchMax_4 | 2.5 | 3 | 6 | HeaderMin_3HeaderMax_6 | 3
810 | 50 | 25953-2P-20HP VLSC | VLSC_25953_2P_20HP | 339.6329 | 339.6329 | 679.2659 | 2 | 1 | 3 | E | VLS_Inline | 2.5 | 2.5 | 2.5 | 4 | BranchMin_2.5BranchMax_4 | 2.5 | 3 | 6 | HeaderMin_3HeaderMax_6 | 4
810 | 50 | 25953-2P-20HP VLSC | VLSC_25953_2P_20HP | 339.6329 | 339.6329 | 679.2659 | 2 | 1 | 3 | E | VLS_Inline | 2.5 | 2.5 | 2.5 | 4 | BranchMin_2.5BranchMax_4 | 2.5 | 3 | 6 | HeaderMin_3HeaderMax_6 | 5
810 | 50 | 25953-2P-20HP VLSC | VLSC_25953_2P_20HP | 339.6329 | 339.6329 | 679.2659 | 2 | 1 | 3 | E | VLS_Inline | 2.5 | 2.5 | 2.5 | 4 | BranchMin_2.5BranchMax_4 | 2.5 | 3 | 6 | HeaderMin_3HeaderMax_6 | 6
810 | 50 | 25953-2P-20HP VLSC | VLSC_25953_2P_20HP | 339.6329 | 339.6329 | 679.2659 | 2 | 1 | 3 | E | VLS_Inline | 2.5 | 2.5 | 2.5 | 4 | BranchMin_2.5BranchMax_4 | 3 | 3 | 6 | HeaderMin_3HeaderMax_6 | 3 | INVALID
810 | 50 | 25953-2P-20HP VLSC | VLSC_25953_2P_20HP | 339.6329 | 339.6329 | 679.2659 | 2 | 1 | 3 | E | VLS_Inline | 2.5 | 2.5 | 2.5 | 4 | BranchMin_2.5BranchMax_4 | 3 | 3 | 6 | HeaderMin_3HeaderMax_6 | 4
810 | 50 | 25953-2P-20HP VLSC | VLSC_25953_2P_20HP | 339.6329 | 339.6329 | 679.2659 | 2 | 1 | 3 | E | VLS_Inline | 2.5 | 2.5 | 2.5 | 4 | BranchMin_2.5BranchMax_4 | 3 | 3 | 6 | HeaderMin_3HeaderMax_6 | 5
810 | 50 | 25953-2P-20HP VLSC | VLSC_25953_2P_20HP | 339.6329 | 339.6329 | 679.2659 | 2 | 1 | 3 | E | VLS_Inline | 2.5 | 2.5 | 2.5 | 4 | BranchMin_2.5BranchMax_4 | 3 | 3 | 6 | HeaderMin_3HeaderMax_6 | 6
810 | 50 | 25953-2P-20HP VLSC | VLSC_25953_2P_20HP | 339.6329 | 339.6329 | 679.2659 | 2 | 1 | 3 | E | VLS_Inline | 2.5 | 2.5 | 2.5 | 4 | BranchMin_2.5BranchMax_4 | 4 | 3 | 6 | HeaderMin_3HeaderMax_6 | 3 | INVALID
810 | 50 | 25953-2P-20HP VLSC | VLSC_25953_2P_20HP | 339.6329 | 339.6329 | 679.2659 | 2 | 1 | 3 | E | VLS_Inline | 2.5 | 2.5 | 2.5 | 4 | BranchMin_2.5BranchMax_4 | 4 | 3 | 6 | HeaderMin_3HeaderMax_6 | 4 | INVALID
810 | 50 | 25953-2P-20HP VLSC | VLSC_25953_2P_20HP | 339.6329 | 339.6329 | 679.2659 | 2 | 1 | 3 | E | VLS_Inline | 2.5 | 2.5 | 2.5 | 4 | BranchMin_2.5BranchMax_4 | 4 | 3 | 6 | HeaderMin_3HeaderMax_6 | 5
810 | 50 | 25953-2P-20HP VLSC | VLSC_25953_2P_20HP | 339.6329 | 339.6329 | 679.2659 | 2 | 1 | 3 | E | VLS_Inline | 2.5 | 2.5 | 2.5 | 4 | BranchMin_2.5BranchMax_4 | 4 | 3 | 6 | HeaderMin_3HeaderMax_6 | 6
811 | 51 | 25953-2P-25HP VLSC | VLSC_25953_2P_25HP | 384.0902 | 384.0902 | 768.1804 | 2 | 1 | 3 | E | VLS_Inline | 2.5 | 2.5 | 2.5 | 4 | BranchMin_2.5BranchMax_4 | 2.5 | 3 | 6 | HeaderMin_3HeaderMax_6 | 3
811 | 51 | 25953-2P-25HP VLSC | VLSC_25953_2P_25HP | 384.0902 | 384.0902 | 768.1804 | 2 | 1 | 3 | E | VLS_Inline | 2.5 | 2.5 | 2.5 | 4 | BranchMin_2.5BranchMax_4 | 2.5 | 3 | 6 | HeaderMin_3HeaderMax_6 | 4
811 | 51 | 25953-2P-25HP VLSC | VLSC_25953_2P_25HP | 384.0902 | 384.0902 | 768.1804 | 2 | 1 | 3 | E | VLS_Inline | 2.5 | 2.5 | 2.5 | 4 | BranchMin_2.5BranchMax_4 | 2.5 | 3 | 6 | HeaderMin_3HeaderMax_6 | 5
811 | 51 | 25953-2P-25HP VLSC | VLSC_25953_2P_25HP | 384.0902 | 384.0902 | 768.1804 | 2 | 1 | 3 | E | VLS_Inline | 2.5 | 2.5 | 2.5 | 4 | BranchMin_2.5BranchMax_4 | 2.5 | 3 | 6 | HeaderMin_3HeaderMax_6 | 6
811 | 51 | 25953-2P-25HP VLSC | VLSC_25953_2P_25HP | 384.0902 | 384.0902 | 768.1804 | 2 | 1 | 3 | E | VLS_Inline | 2.5 | 2.5 | 2.5 | 4 | BranchMin_2.5BranchMax_4 | 3 | 3 | 6 | HeaderMin_3HeaderMax_6 | 3 | INVALID
811 | 51 | 25953-2P-25HP VLSC | VLSC_25953_2P_25HP | 384.0902 | 384.0902 | 768.1804 | 2 | 1 | 3 | E | VLS_Inline | 2.5 | 2.5 | 2.5 | 4 | BranchMin_2.5BranchMax_4 | 3 | 3 | 6 | HeaderMin_3HeaderMax_6 | 4
811 | 51 | 25953-2P-25HP VLSC | VLSC_25953_2P_25HP | 384.0902 | 384.0902 | 768.1804 | 2 | 1 | 3 | E | VLS_Inline | 2.5 | 2.5 | 2.5 | 4 | BranchMin_2.5BranchMax_4 | 3 | 3 | 6 | HeaderMin_3HeaderMax_6 | 5
811 | 51 | 25953-2P-25HP VLSC | VLSC_25953_2P_25HP | 384.0902 | 384.0902 | 768.1804 | 2 | 1 | 3 | E | VLS_Inline | 2.5 | 2.5 | 2.5 | 4 | BranchMin_2.5BranchMax_4 | 3 | 3 | 6 | HeaderMin_3HeaderMax_6 | 6
811 | 51 | 25953-2P-25HP VLSC | VLSC_25953_2P_25HP | 384.0902 | 384.0902 | 768.1804 | 2 | 1 | 3 | E | VLS_Inline | 2.5 | 2.5 | 2.5 | 4 | BranchMin_2.5BranchMax_4 | 4 | 3 | 6 | HeaderMin_3HeaderMax_6 | 3 | INVALID
811 | 51 | 25953-2P-25HP VLSC | VLSC_25953_2P_25HP | 384.0902 | 384.0902 | 768.1804 | 2 | 1 | 3 | E | VLS_Inline | 2.5 | 2.5 | 2.5 | 4 | BranchMin_2.5BranchMax_4 | 4 | 3 | 6 | HeaderMin_3HeaderMax_6 | 4 | INVALID
811 | 51 | 25953-2P-25HP VLSC | VLSC_25953_2P_25HP | 384.0902 | 384.0902 | 768.1804 | 2 | 1 | 3 | E | VLS_Inline | 2.5 | 2.5 | 2.5 | 4 | BranchMin_2.5BranchMax_4 | 4 | 3 | 6 | HeaderMin_3HeaderMax_6 | 5
811 | 51 | 25953-2P-25HP VLSC | VLSC_25953_2P_25HP | 384.0902 | 384.0902 | 768.1804 | 2 | 1 | 3 | E | VLS_Inline | 2.5 | 2.5 | 2.5 | 4 | BranchMin_2.5BranchMax_4 | 4 | 3 | 6 | HeaderMin_3HeaderMax_6 | 6
812 | 52 | 25953-2P-30HP VLSC | VLSC_25953_2P_30HP | 424.5536 | 424.5536 | 849.1072 | 2 | 1 | 3 | E | VLS_Inline | 2.5 | 2.5 | 2.5 | 5 | BranchMin_2.5BranchMax_5 | 2.5 | 3 | 6 | HeaderMin_3HeaderMax_6 | 3
812 | 52 | 25953-2P-30HP VLSC | VLSC_25953_2P_30HP | 424.5536 | 424.5536 | 849.1072 | 2 | 1 | 3 | E | VLS_Inline | 2.5 | 2.5 | 2.5 | 5 | BranchMin_2.5BranchMax_5 | 2.5 | 3 | 6 | HeaderMin_3HeaderMax_6 | 4
812 | 52 | 25953-2P-30HP VLSC | VLSC_25953_2P_30HP | 424.5536 | 424.5536 | 849.1072 | 2 | 1 | 3 | E | VLS_Inline | 2.5 | 2.5 | 2.5 | 5 | BranchMin_2.5BranchMax_5 | 2.5 | 3 | 6 | HeaderMin_3HeaderMax_6 | 5
812 | 52 | 25953-2P-30HP VLSC | VLSC_25953_2P_30HP | 424.5536 | 424.5536 | 849.1072 | 2 | 1 | 3 | E | VLS_Inline | 2.5 | 2.5 | 2.5 | 5 | BranchMin_2.5BranchMax_5 | 2.5 | 3 | 6 | HeaderMin_3HeaderMax_6 | 6
812 | 52 | 25953-2P-30HP VLSC | VLSC_25953_2P_30HP | 424.5536 | 424.5536 | 849.1072 | 2 | 1 | 3 | E | VLS_Inline | 2.5 | 2.5 | 2.5 | 5 | BranchMin_2.5BranchMax_5 | 3 | 3 | 6 | HeaderMin_3HeaderMax_6 | 3 | INVALID
812 | 52 | 25953-2P-30HP VLSC | VLSC_25953_2P_30HP | 424.5536 | 424.5536 | 849.1072 | 2 | 1 | 3 | E | VLS_Inline | 2.5 | 2.5 | 2.5 | 5 | BranchMin_2.5BranchMax_5 | 3 | 3 | 6 | HeaderMin_3HeaderMax_6 | 4
812 | 52 | 25953-2P-30HP VLSC | VLSC_25953_2P_30HP | 424.5536 | 424.5536 | 849.1072 | 2 | 1 | 3 | E | VLS_Inline | 2.5 | 2.5 | 2.5 | 5 | BranchMin_2.5BranchMax_5 | 3 | 3 | 6 | HeaderMin_3HeaderMax_6 | 5
812 | 52 | 25953-2P-30HP VLSC | VLSC_25953_2P_30HP | 424.5536 | 424.5536 | 849.1072 | 2 | 1 | 3 | E | VLS_Inline | 2.5 | 2.5 | 2.5 | 5 | BranchMin_2.5BranchMax_5 | 3 | 3 | 6 | HeaderMin_3HeaderMax_6 | 6
812 | 52 | 25953-2P-30HP VLSC | VLSC_25953_2P_30HP | 424.5536 | 424.5536 | 849.1072 | 2 | 1 | 3 | E | VLS_Inline | 2.5 | 2.5 | 2.5 | 5 | BranchMin_2.5BranchMax_5 | 4 | 3 | 6 | HeaderMin_3HeaderMax_6 | 3 | INVALID
812 | 52 | 25953-2P-30HP VLSC | VLSC_25953_2P_30HP | 424.5536 | 424.5536 | 849.1072 | 2 | 1 | 3 | E | VLS_Inline | 2.5 | 2.5 | 2.5 | 5 | BranchMin_2.5BranchMax_5 | 4 | 3 | 6 | HeaderMin_3HeaderMax_6 | 4 | INVALID
812 | 52 | 25953-2P-30HP VLSC | VLSC_25953_2P_30HP | 424.5536 | 424.5536 | 849.1072 | 2 | 1 | 3 | E | VLS_Inline | 2.5 | 2.5 | 2.5 | 5 | BranchMin_2.5BranchMax_5 | 4 | 3 | 6 | HeaderMin_3HeaderMax_6 | 5
812 | 52 | 25953-2P-30HP VLSC | VLSC_25953_2P_30HP | 424.5536 | 424.5536 | 849.1072 | 2 | 1 | 3 | E | VLS_Inline | 2.5 | 2.5 | 2.5 | 5 | BranchMin_2.5BranchMax_5 | 4 | 3 | 6 | HeaderMin_3HeaderMax_6 | 6
812 | 52 | 25953-2P-30HP VLSC | VLSC_25953_2P_30HP | 424.5536 | 424.5536 | 849.1072 | 2 | 1 | 3 | E | VLS_Inline | 2.5 | 2.5 | 2.5 | 5 | BranchMin_2.5BranchMax_5 | 5 | 3 | 6 | HeaderMin_3HeaderMax_6 | 3 | INVALID
812 | 52 | 25953-2P-30HP VLSC | VLSC_25953_2P_30HP | 424.5536 | 424.5536 | 849.1072 | 2 | 1 | 3 | E | VLS_Inline | 2.5 | 2.5 | 2.5 | 5 | BranchMin_2.5BranchMax_5 | 5 | 3 | 6 | HeaderMin_3HeaderMax_6 | 4 | INVALID
812 | 52 | 25953-2P-30HP VLSC | VLSC_25953_2P_30HP | 424.5536 | 424.5536 | 849.1072 | 2 | 1 | 3 | E | VLS_Inline | 2.5 | 2.5 | 2.5 | 5 | BranchMin_2.5BranchMax_5 | 5 | 3 | 6 | HeaderMin_3HeaderMax_6 | 5 | INVALID
812 | 52 | 25953-2P-30HP VLSC | VLSC_25953_2P_30HP | 424.5536 | 424.5536 | 849.1072 | 2 | 1 | 3 | E | VLS_Inline | 2.5 | 2.5 | 2.5 | 5 | BranchMin_2.5BranchMax_5 | 5 | 3 | 6 | HeaderMin_3HeaderMax_6 | 6
813 | 53 | 25953-2P-40HP VLSC | VLSC_25953_2P_40HP | 491.3603 | 491.3603 | 982.7205 | 2 | 1 | 3 | E | VLS_Inline | 2.5 | 2.5 | 2.5 | 5 | BranchMin_2.5BranchMax_5 | 2.5 | 3 | 8 | HeaderMin_3HeaderMax_8 | 3
813 | 53 | 25953-2P-40HP VLSC | VLSC_25953_2P_40HP | 491.3603 | 491.3603 | 982.7205 | 2 | 1 | 3 | E | VLS_Inline | 2.5 | 2.5 | 2.5 | 5 | BranchMin_2.5BranchMax_5 | 2.5 | 3 | 8 | HeaderMin_3HeaderMax_8 | 4
813 | 53 | 25953-2P-40HP VLSC | VLSC_25953_2P_40HP | 491.3603 | 491.3603 | 982.7205 | 2 | 1 | 3 | E | VLS_Inline | 2.5 | 2.5 | 2.5 | 5 | BranchMin_2.5BranchMax_5 | 2.5 | 3 | 8 | HeaderMin_3HeaderMax_8 | 5
813 | 53 | 25953-2P-40HP VLSC | VLSC_25953_2P_40HP | 491.3603 | 491.3603 | 982.7205 | 2 | 1 | 3 | E | VLS_Inline | 2.5 | 2.5 | 2.5 | 5 | BranchMin_2.5BranchMax_5 | 2.5 | 3 | 8 | HeaderMin_3HeaderMax_8 | 6
813 | 53 | 25953-2P-40HP VLSC | VLSC_25953_2P_40HP | 491.3603 | 491.3603 | 982.7205 | 2 | 1 | 3 | E | VLS_Inline | 2.5 | 2.5 | 2.5 | 5 | BranchMin_2.5BranchMax_5 | 2.5 | 3 | 8 | HeaderMin_3HeaderMax_8 | 8
813 | 53 | 25953-2P-40HP VLSC | VLSC_25953_2P_40HP | 491.3603 | 491.3603 | 982.7205 | 2 | 1 | 3 | E | VLS_Inline | 2.5 | 2.5 | 2.5 | 5 | BranchMin_2.5BranchMax_5 | 3 | 3 | 8 | HeaderMin_3HeaderMax_8 | 3 | INVALID
813 | 53 | 25953-2P-40HP VLSC | VLSC_25953_2P_40HP | 491.3603 | 491.3603 | 982.7205 | 2 | 1 | 3 | E | VLS_Inline | 2.5 | 2.5 | 2.5 | 5 | BranchMin_2.5BranchMax_5 | 3 | 3 | 8 | HeaderMin_3HeaderMax_8 | 4
813 | 53 | 25953-2P-40HP VLSC | VLSC_25953_2P_40HP | 491.3603 | 491.3603 | 982.7205 | 2 | 1 | 3 | E | VLS_Inline | 2.5 | 2.5 | 2.5 | 5 | BranchMin_2.5BranchMax_5 | 3 | 3 | 8 | HeaderMin_3HeaderMax_8 | 5
813 | 53 | 25953-2P-40HP VLSC | VLSC_25953_2P_40HP | 491.3603 | 491.3603 | 982.7205 | 2 | 1 | 3 | E | VLS_Inline | 2.5 | 2.5 | 2.5 | 5 | BranchMin_2.5BranchMax_5 | 3 | 3 | 8 | HeaderMin_3HeaderMax_8 | 6
813 | 53 | 25953-2P-40HP VLSC | VLSC_25953_2P_40HP | 491.3603 | 491.3603 | 982.7205 | 2 | 1 | 3 | E | VLS_Inline | 2.5 | 2.5 | 2.5 | 5 | BranchMin_2.5BranchMax_5 | 3 | 3 | 8 | HeaderMin_3HeaderMax_8 | 8
813 | 53 | 25953-2P-40HP VLSC | VLSC_25953_2P_40HP | 491.3603 | 491.3603 | 982.7205 | 2 | 1 | 3 | E | VLS_Inline | 2.5 | 2.5 | 2.5 | 5 | BranchMin_2.5BranchMax_5 | 4 | 3 | 8 | HeaderMin_3HeaderMax_8 | 3 | INVALID
813 | 53 | 25953-2P-40HP VLSC | VLSC_25953_2P_40HP | 491.3603 | 491.3603 | 982.7205 | 2 | 1 | 3 | E | VLS_Inline | 2.5 | 2.5 | 2.5 | 5 | BranchMin_2.5BranchMax_5 | 4 | 3 | 8 | HeaderMin_3HeaderMax_8 | 4 | INVALID
813 | 53 | 25953-2P-40HP VLSC | VLSC_25953_2P_40HP | 491.3603 | 491.3603 | 982.7205 | 2 | 1 | 3 | E | VLS_Inline | 2.5 | 2.5 | 2.5 | 5 | BranchMin_2.5BranchMax_5 | 4 | 3 | 8 | HeaderMin_3HeaderMax_8 | 5
813 | 53 | 25953-2P-40HP VLSC | VLSC_25953_2P_40HP | 491.3603 | 491.3603 | 982.7205 | 2 | 1 | 3 | E | VLS_Inline | 2.5 | 2.5 | 2.5 | 5 | BranchMin_2.5BranchMax_5 | 4 | 3 | 8 | HeaderMin_3HeaderMax_8 | 6
813 | 53 | 25953-2P-40HP VLSC | VLSC_25953_2P_40HP | 491.3603 | 491.3603 | 982.7205 | 2 | 1 | 3 | E | VLS_Inline | 2.5 | 2.5 | 2.5 | 5 | BranchMin_2.5BranchMax_5 | 4 | 3 | 8 | HeaderMin_3HeaderMax_8 | 8
813 | 53 | 25953-2P-40HP VLSC | VLSC_25953_2P_40HP | 491.3603 | 491.3603 | 982.7205 | 2 | 1 | 3 | E | VLS_Inline | 2.5 | 2.5 | 2.5 | 5 | BranchMin_2.5BranchMax_5 | 5 | 3 | 8 | HeaderMin_3HeaderMax_8 | 3 | INVALID
813 | 53 | 25953-2P-40HP VLSC | VLSC_25953_2P_40HP | 491.3603 | 491.3603 | 982.7205 | 2 | 1 | 3 | E | VLS_Inline | 2.5 | 2.5 | 2.5 | 5 | BranchMin_2.5BranchMax_5 | 5 | 3 | 8 | HeaderMin_3HeaderMax_8 | 4 | INVALID
813 | 53 | 25953-2P-40HP VLSC | VLSC_25953_2P_40HP | 491.3603 | 491.3603 | 982.7205 | 2 | 1 | 3 | E | VLS_Inline | 2.5 | 2.5 | 2.5 | 5 | BranchMin_2.5BranchMax_5 | 5 | 3 | 8 | HeaderMin_3HeaderMax_8 | 5 | INVALID
813 | 53 | 25953-2P-40HP VLSC | VLSC_25953_2P_40HP | 491.3603 | 491.3603 | 982.7205 | 2 | 1 | 3 | E | VLS_Inline | 2.5 | 2.5 | 2.5 | 5 | BranchMin_2.5BranchMax_5 | 5 | 3 | 8 | HeaderMin_3HeaderMax_8 | 6
813 | 53 | 25953-2P-40HP VLSC | VLSC_25953_2P_40HP | 491.3603 | 491.3603 | 982.7205 | 2 | 1 | 3 | E | VLS_Inline | 2.5 | 2.5 | 2.5 | 5 | BranchMin_2.5BranchMax_5 | 5 | 3 | 8 | HeaderMin_3HeaderMax_8 | 8
814 | 54 | 25953-2P-50HP VLSC | VLSC_25953_2P_50HP | 551.7418 | 551.7418 | 1103.4836 | 2 | 1 | 3 | E | VLS_Inline | 2.5 | 2.5 | 2.5 | 5 | BranchMin_2.5BranchMax_5 | 2.5 | 3 | 8 | HeaderMin_3HeaderMax_8 | 3
814 | 54 | 25953-2P-50HP VLSC | VLSC_25953_2P_50HP | 551.7418 | 551.7418 | 1103.4836 | 2 | 1 | 3 | E | VLS_Inline | 2.5 | 2.5 | 2.5 | 5 | BranchMin_2.5BranchMax_5 | 2.5 | 3 | 8 | HeaderMin_3HeaderMax_8 | 4
814 | 54 | 25953-2P-50HP VLSC | VLSC_25953_2P_50HP | 551.7418 | 551.7418 | 1103.4836 | 2 | 1 | 3 | E | VLS_Inline | 2.5 | 2.5 | 2.5 | 5 | BranchMin_2.5BranchMax_5 | 2.5 | 3 | 8 | HeaderMin_3HeaderMax_8 | 5
814 | 54 | 25953-2P-50HP VLSC | VLSC_25953_2P_50HP | 551.7418 | 551.7418 | 1103.4836 | 2 | 1 | 3 | E | VLS_Inline | 2.5 | 2.5 | 2.5 | 5 | BranchMin_2.5BranchMax_5 | 2.5 | 3 | 8 | HeaderMin_3HeaderMax_8 | 6
814 | 54 | 25953-2P-50HP VLSC | VLSC_25953_2P_50HP | 551.7418 | 551.7418 | 1103.4836 | 2 | 1 | 3 | E | VLS_Inline | 2.5 | 2.5 | 2.5 | 5 | BranchMin_2.5BranchMax_5 | 2.5 | 3 | 8 | HeaderMin_3HeaderMax_8 | 8
814 | 54 | 25953-2P-50HP VLSC | VLSC_25953_2P_50HP | 551.7418 | 551.7418 | 1103.4836 | 2 | 1 | 3 | E | VLS_Inline | 2.5 | 2.5 | 2.5 | 5 | BranchMin_2.5BranchMax_5 | 3 | 3 | 8 | HeaderMin_3HeaderMax_8 | 3 | INVALID
814 | 54 | 25953-2P-50HP VLSC | VLSC_25953_2P_50HP | 551.7418 | 551.7418 | 1103.4836 | 2 | 1 | 3 | E | VLS_Inline | 2.5 | 2.5 | 2.5 | 5 | BranchMin_2.5BranchMax_5 | 3 | 3 | 8 | HeaderMin_3HeaderMax_8 | 4
814 | 54 | 25953-2P-50HP VLSC | VLSC_25953_2P_50HP | 551.7418 | 551.7418 | 1103.4836 | 2 | 1 | 3 | E | VLS_Inline | 2.5 | 2.5 | 2.5 | 5 | BranchMin_2.5BranchMax_5 | 3 | 3 | 8 | HeaderMin_3HeaderMax_8 | 5
814 | 54 | 25953-2P-50HP VLSC | VLSC_25953_2P_50HP | 551.7418 | 551.7418 | 1103.4836 | 2 | 1 | 3 | E | VLS_Inline | 2.5 | 2.5 | 2.5 | 5 | BranchMin_2.5BranchMax_5 | 3 | 3 | 8 | HeaderMin_3HeaderMax_8 | 6
814 | 54 | 25953-2P-50HP VLSC | VLSC_25953_2P_50HP | 551.7418 | 551.7418 | 1103.4836 | 2 | 1 | 3 | E | VLS_Inline | 2.5 | 2.5 | 2.5 | 5 | BranchMin_2.5BranchMax_5 | 3 | 3 | 8 | HeaderMin_3HeaderMax_8 | 8
814 | 54 | 25953-2P-50HP VLSC | VLSC_25953_2P_50HP | 551.7418 | 551.7418 | 1103.4836 | 2 | 1 | 3 | E | VLS_Inline | 2.5 | 2.5 | 2.5 | 5 | BranchMin_2.5BranchMax_5 | 4 | 3 | 8 | HeaderMin_3HeaderMax_8 | 3 | INVALID
814 | 54 | 25953-2P-50HP VLSC | VLSC_25953_2P_50HP | 551.7418 | 551.7418 | 1103.4836 | 2 | 1 | 3 | E | VLS_Inline | 2.5 | 2.5 | 2.5 | 5 | BranchMin_2.5BranchMax_5 | 4 | 3 | 8 | HeaderMin_3HeaderMax_8 | 4 | INVALID
814 | 54 | 25953-2P-50HP VLSC | VLSC_25953_2P_50HP | 551.7418 | 551.7418 | 1103.4836 | 2 | 1 | 3 | E | VLS_Inline | 2.5 | 2.5 | 2.5 | 5 | BranchMin_2.5BranchMax_5 | 4 | 3 | 8 | HeaderMin_3HeaderMax_8 | 5
814 | 54 | 25953-2P-50HP VLSC | VLSC_25953_2P_50HP | 551.7418 | 551.7418 | 1103.4836 | 2 | 1 | 3 | E | VLS_Inline | 2.5 | 2.5 | 2.5 | 5 | BranchMin_2.5BranchMax_5 | 4 | 3 | 8 | HeaderMin_3HeaderMax_8 | 6
814 | 54 | 25953-2P-50HP VLSC | VLSC_25953_2P_50HP | 551.7418 | 551.7418 | 1103.4836 | 2 | 1 | 3 | E | VLS_Inline | 2.5 | 2.5 | 2.5 | 5 | BranchMin_2.5BranchMax_5 | 4 | 3 | 8 | HeaderMin_3HeaderMax_8 | 8
814 | 54 | 25953-2P-50HP VLSC | VLSC_25953_2P_50HP | 551.7418 | 551.7418 | 1103.4836 | 2 | 1 | 3 | E | VLS_Inline | 2.5 | 2.5 | 2.5 | 5 | BranchMin_2.5BranchMax_5 | 5 | 3 | 8 | HeaderMin_3HeaderMax_8 | 3 | INVALID
814 | 54 | 25953-2P-50HP VLSC | VLSC_25953_2P_50HP | 551.7418 | 551.7418 | 1103.4836 | 2 | 1 | 3 | E | VLS_Inline | 2.5 | 2.5 | 2.5 | 5 | BranchMin_2.5BranchMax_5 | 5 | 3 | 8 | HeaderMin_3HeaderMax_8 | 4 | INVALID
814 | 54 | 25953-2P-50HP VLSC | VLSC_25953_2P_50HP | 551.7418 | 551.7418 | 1103.4836 | 2 | 1 | 3 | E | VLS_Inline | 2.5 | 2.5 | 2.5 | 5 | BranchMin_2.5BranchMax_5 | 5 | 3 | 8 | HeaderMin_3HeaderMax_8 | 5 | INVALID
814 | 54 | 25953-2P-50HP VLSC | VLSC_25953_2P_50HP | 551.7418 | 551.7418 | 1103.4836 | 2 | 1 | 3 | E | VLS_Inline | 2.5 | 2.5 | 2.5 | 5 | BranchMin_2.5BranchMax_5 | 5 | 3 | 8 | HeaderMin_3HeaderMax_8 | 6
814 | 54 | 25953-2P-50HP VLSC | VLSC_25953_2P_50HP | 551.7418 | 551.7418 | 1103.4836 | 2 | 1 | 3 | E | VLS_Inline | 2.5 | 2.5 | 2.5 | 5 | BranchMin_2.5BranchMax_5 | 5 | 3 | 8 | HeaderMin_3HeaderMax_8 | 8
815 | 55 | 25953-2P-60HP VLSC | VLSC_25953_2P_60HP | 573.0512 | 573.0512 | 1146.1024 | 2 | 1 | 3 | E | VLS_Inline | 2.5 | 2.5 | 2.5 | 5 | BranchMin_2.5BranchMax_5 | 2.5 | 3 | 8 | HeaderMin_3HeaderMax_8 | 3
815 | 55 | 25953-2P-60HP VLSC | VLSC_25953_2P_60HP | 573.0512 | 573.0512 | 1146.1024 | 2 | 1 | 3 | E | VLS_Inline | 2.5 | 2.5 | 2.5 | 5 | BranchMin_2.5BranchMax_5 | 2.5 | 3 | 8 | HeaderMin_3HeaderMax_8 | 4
815 | 55 | 25953-2P-60HP VLSC | VLSC_25953_2P_60HP | 573.0512 | 573.0512 | 1146.1024 | 2 | 1 | 3 | E | VLS_Inline | 2.5 | 2.5 | 2.5 | 5 | BranchMin_2.5BranchMax_5 | 2.5 | 3 | 8 | HeaderMin_3HeaderMax_8 | 5
815 | 55 | 25953-2P-60HP VLSC | VLSC_25953_2P_60HP | 573.0512 | 573.0512 | 1146.1024 | 2 | 1 | 3 | E | VLS_Inline | 2.5 | 2.5 | 2.5 | 5 | BranchMin_2.5BranchMax_5 | 2.5 | 3 | 8 | HeaderMin_3HeaderMax_8 | 6
815 | 55 | 25953-2P-60HP VLSC | VLSC_25953_2P_60HP | 573.0512 | 573.0512 | 1146.1024 | 2 | 1 | 3 | E | VLS_Inline | 2.5 | 2.5 | 2.5 | 5 | BranchMin_2.5BranchMax_5 | 2.5 | 3 | 8 | HeaderMin_3HeaderMax_8 | 8
815 | 55 | 25953-2P-60HP VLSC | VLSC_25953_2P_60HP | 573.0512 | 573.0512 | 1146.1024 | 2 | 1 | 3 | E | VLS_Inline | 2.5 | 2.5 | 2.5 | 5 | BranchMin_2.5BranchMax_5 | 3 | 3 | 8 | HeaderMin_3HeaderMax_8 | 3 | INVALID
815 | 55 | 25953-2P-60HP VLSC | VLSC_25953_2P_60HP | 573.0512 | 573.0512 | 1146.1024 | 2 | 1 | 3 | E | VLS_Inline | 2.5 | 2.5 | 2.5 | 5 | BranchMin_2.5BranchMax_5 | 3 | 3 | 8 | HeaderMin_3HeaderMax_8 | 4
815 | 55 | 25953-2P-60HP VLSC | VLSC_25953_2P_60HP | 573.0512 | 573.0512 | 1146.1024 | 2 | 1 | 3 | E | VLS_Inline | 2.5 | 2.5 | 2.5 | 5 | BranchMin_2.5BranchMax_5 | 3 | 3 | 8 | HeaderMin_3HeaderMax_8 | 5
815 | 55 | 25953-2P-60HP VLSC | VLSC_25953_2P_60HP | 573.0512 | 573.0512 | 1146.1024 | 2 | 1 | 3 | E | VLS_Inline | 2.5 | 2.5 | 2.5 | 5 | BranchMin_2.5BranchMax_5 | 3 | 3 | 8 | HeaderMin_3HeaderMax_8 | 6
815 | 55 | 25953-2P-60HP VLSC | VLSC_25953_2P_60HP | 573.0512 | 573.0512 | 1146.1024 | 2 | 1 | 3 | E | VLS_Inline | 2.5 | 2.5 | 2.5 | 5 | BranchMin_2.5BranchMax_5 | 3 | 3 | 8 | HeaderMin_3HeaderMax_8 | 8
815 | 55 | 25953-2P-60HP VLSC | VLSC_25953_2P_60HP | 573.0512 | 573.0512 | 1146.1024 | 2 | 1 | 3 | E | VLS_Inline | 2.5 | 2.5 | 2.5 | 5 | BranchMin_2.5BranchMax_5 | 4 | 3 | 8 | HeaderMin_3HeaderMax_8 | 3 | INVALID
815 | 55 | 25953-2P-60HP VLSC | VLSC_25953_2P_60HP | 573.0512 | 573.0512 | 1146.1024 | 2 | 1 | 3 | E | VLS_Inline | 2.5 | 2.5 | 2.5 | 5 | BranchMin_2.5BranchMax_5 | 4 | 3 | 8 | HeaderMin_3HeaderMax_8 | 4 | INVALID
815 | 55 | 25953-2P-60HP VLSC | VLSC_25953_2P_60HP | 573.0512 | 573.0512 | 1146.1024 | 2 | 1 | 3 | E | VLS_Inline | 2.5 | 2.5 | 2.5 | 5 | BranchMin_2.5BranchMax_5 | 4 | 3 | 8 | HeaderMin_3HeaderMax_8 | 5
815 | 55 | 25953-2P-60HP VLSC | VLSC_25953_2P_60HP | 573.0512 | 573.0512 | 1146.1024 | 2 | 1 | 3 | E | VLS_Inline | 2.5 | 2.5 | 2.5 | 5 | BranchMin_2.5BranchMax_5 | 4 | 3 | 8 | HeaderMin_3HeaderMax_8 | 6
815 | 55 | 25953-2P-60HP VLSC | VLSC_25953_2P_60HP | 573.0512 | 573.0512 | 1146.1024 | 2 | 1 | 3 | E | VLS_Inline | 2.5 | 2.5 | 2.5 | 5 | BranchMin_2.5BranchMax_5 | 4 | 3 | 8 | HeaderMin_3HeaderMax_8 | 8
815 | 55 | 25953-2P-60HP VLSC | VLSC_25953_2P_60HP | 573.0512 | 573.0512 | 1146.1024 | 2 | 1 | 3 | E | VLS_Inline | 2.5 | 2.5 | 2.5 | 5 | BranchMin_2.5BranchMax_5 | 5 | 3 | 8 | HeaderMin_3HeaderMax_8 | 3 | INVALID
815 | 55 | 25953-2P-60HP VLSC | VLSC_25953_2P_60HP | 573.0512 | 573.0512 | 1146.1024 | 2 | 1 | 3 | E | VLS_Inline | 2.5 | 2.5 | 2.5 | 5 | BranchMin_2.5BranchMax_5 | 5 | 3 | 8 | HeaderMin_3HeaderMax_8 | 4 | INVALID
815 | 55 | 25953-2P-60HP VLSC | VLSC_25953_2P_60HP | 573.0512 | 573.0512 | 1146.1024 | 2 | 1 | 3 | E | VLS_Inline | 2.5 | 2.5 | 2.5 | 5 | BranchMin_2.5BranchMax_5 | 5 | 3 | 8 | HeaderMin_3HeaderMax_8 | 5 | INVALID
815 | 55 | 25953-2P-60HP VLSC | VLSC_25953_2P_60HP | 573.0512 | 573.0512 | 1146.1024 | 2 | 1 | 3 | E | VLS_Inline | 2.5 | 2.5 | 2.5 | 5 | BranchMin_2.5BranchMax_5 | 5 | 3 | 8 | HeaderMin_3HeaderMax_8 | 6
815 | 55 | 25953-2P-60HP VLSC | VLSC_25953_2P_60HP | 573.0512 | 573.0512 | 1146.1024 | 2 | 1 | 3 | E | VLS_Inline | 2.5 | 2.5 | 2.5 | 5 | BranchMin_2.5BranchMax_5 | 5 | 3 | 8 | HeaderMin_3HeaderMax_8 | 8
816 | 56 | 25953-4P-3HP VLSC | VLSC_25953_4P_3HP | 179.981 | 179.981 | 359.9621 | 2 | 1 | 3 | E | VLS_Inline | 2.5 | 2.5 | 2.5 | 3 | BranchMin_2.5BranchMax_3 | 2.5 | 3 | 4 | HeaderMin_3HeaderMax_4 | 3
816 | 56 | 25953-4P-3HP VLSC | VLSC_25953_4P_3HP | 179.981 | 179.981 | 359.9621 | 2 | 1 | 3 | E | VLS_Inline | 2.5 | 2.5 | 2.5 | 3 | BranchMin_2.5BranchMax_3 | 2.5 | 3 | 4 | HeaderMin_3HeaderMax_4 | 4
816 | 56 | 25953-4P-3HP VLSC | VLSC_25953_4P_3HP | 179.981 | 179.981 | 359.9621 | 2 | 1 | 3 | E | VLS_Inline | 2.5 | 2.5 | 2.5 | 3 | BranchMin_2.5BranchMax_3 | 3 | 3 | 4 | HeaderMin_3HeaderMax_4 | 3 | INVALID
816 | 56 | 25953-4P-3HP VLSC | VLSC_25953_4P_3HP | 179.981 | 179.981 | 359.9621 | 2 | 1 | 3 | E | VLS_Inline | 2.5 | 2.5 | 2.5 | 3 | BranchMin_2.5BranchMax_3 | 3 | 3 | 4 | HeaderMin_3HeaderMax_4 | 4
817 | 57 | 25953-4P-5HP VLSC | VLSC_25953_4P_5HP | 237.9031 | 237.9031 | 475.8063 | 2 | 1 | 3 | E | VLS_Inline | 2.5 | 2.5 | 2.5 | 4 | BranchMin_2.5BranchMax_4 | 2.5 | 3 | 5 | HeaderMin_3HeaderMax_5 | 3
817 | 57 | 25953-4P-5HP VLSC | VLSC_25953_4P_5HP | 237.9031 | 237.9031 | 475.8063 | 2 | 1 | 3 | E | VLS_Inline | 2.5 | 2.5 | 2.5 | 4 | BranchMin_2.5BranchMax_4 | 2.5 | 3 | 5 | HeaderMin_3HeaderMax_5 | 4
817 | 57 | 25953-4P-5HP VLSC | VLSC_25953_4P_5HP | 237.9031 | 237.9031 | 475.8063 | 2 | 1 | 3 | E | VLS_Inline | 2.5 | 2.5 | 2.5 | 4 | BranchMin_2.5BranchMax_4 | 2.5 | 3 | 5 | HeaderMin_3HeaderMax_5 | 5
817 | 57 | 25953-4P-5HP VLSC | VLSC_25953_4P_5HP | 237.9031 | 237.9031 | 475.8063 | 2 | 1 | 3 | E | VLS_Inline | 2.5 | 2.5 | 2.5 | 4 | BranchMin_2.5BranchMax_4 | 3 | 3 | 5 | HeaderMin_3HeaderMax_5 | 3 | INVALID
817 | 57 | 25953-4P-5HP VLSC | VLSC_25953_4P_5HP | 237.9031 | 237.9031 | 475.8063 | 2 | 1 | 3 | E | VLS_Inline | 2.5 | 2.5 | 2.5 | 4 | BranchMin_2.5BranchMax_4 | 3 | 3 | 5 | HeaderMin_3HeaderMax_5 | 4
817 | 57 | 25953-4P-5HP VLSC | VLSC_25953_4P_5HP | 237.9031 | 237.9031 | 475.8063 | 2 | 1 | 3 | E | VLS_Inline | 2.5 | 2.5 | 2.5 | 4 | BranchMin_2.5BranchMax_4 | 3 | 3 | 5 | HeaderMin_3HeaderMax_5 | 5
817 | 57 | 25953-4P-5HP VLSC | VLSC_25953_4P_5HP | 237.9031 | 237.9031 | 475.8063 | 2 | 1 | 3 | E | VLS_Inline | 2.5 | 2.5 | 2.5 | 4 | BranchMin_2.5BranchMax_4 | 4 | 3 | 5 | HeaderMin_3HeaderMax_5 | 3 | INVALID
817 | 57 | 25953-4P-5HP VLSC | VLSC_25953_4P_5HP | 237.9031 | 237.9031 | 475.8063 | 2 | 1 | 3 | E | VLS_Inline | 2.5 | 2.5 | 2.5 | 4 | BranchMin_2.5BranchMax_4 | 4 | 3 | 5 | HeaderMin_3HeaderMax_5 | 4 | INVALID
817 | 57 | 25953-4P-5HP VLSC | VLSC_25953_4P_5HP | 237.9031 | 237.9031 | 475.8063 | 2 | 1 | 3 | E | VLS_Inline | 2.5 | 2.5 | 2.5 | 4 | BranchMin_2.5BranchMax_4 | 4 | 3 | 5 | HeaderMin_3HeaderMax_5 | 5
818 | 58 | 25953-4P-7.5HP VLSC | VLSC_25953_4P_7.5HP | 284.3868 | 284.3868 | 568.7735 | 2 | 1 | 3 | E | VLS_Inline | 2.5 | 2.5 | 2.5 | 4 | BranchMin_2.5BranchMax_4 | 2.5 | 3 | 5 | HeaderMin_3HeaderMax_5 | 3
818 | 58 | 25953-4P-7.5HP VLSC | VLSC_25953_4P_7.5HP | 284.3868 | 284.3868 | 568.7735 | 2 | 1 | 3 | E | VLS_Inline | 2.5 | 2.5 | 2.5 | 4 | BranchMin_2.5BranchMax_4 | 2.5 | 3 | 5 | HeaderMin_3HeaderMax_5 | 4
818 | 58 | 25953-4P-7.5HP VLSC | VLSC_25953_4P_7.5HP | 284.3868 | 284.3868 | 568.7735 | 2 | 1 | 3 | E | VLS_Inline | 2.5 | 2.5 | 2.5 | 4 | BranchMin_2.5BranchMax_4 | 2.5 | 3 | 5 | HeaderMin_3HeaderMax_5 | 5
818 | 58 | 25953-4P-7.5HP VLSC | VLSC_25953_4P_7.5HP | 284.3868 | 284.3868 | 568.7735 | 2 | 1 | 3 | E | VLS_Inline | 2.5 | 2.5 | 2.5 | 4 | BranchMin_2.5BranchMax_4 | 3 | 3 | 5 | HeaderMin_3HeaderMax_5 | 3 | INVALID
818 | 58 | 25953-4P-7.5HP VLSC | VLSC_25953_4P_7.5HP | 284.3868 | 284.3868 | 568.7735 | 2 | 1 | 3 | E | VLS_Inline | 2.5 | 2.5 | 2.5 | 4 | BranchMin_2.5BranchMax_4 | 3 | 3 | 5 | HeaderMin_3HeaderMax_5 | 4
818 | 58 | 25953-4P-7.5HP VLSC | VLSC_25953_4P_7.5HP | 284.3868 | 284.3868 | 568.7735 | 2 | 1 | 3 | E | VLS_Inline | 2.5 | 2.5 | 2.5 | 4 | BranchMin_2.5BranchMax_4 | 3 | 3 | 5 | HeaderMin_3HeaderMax_5 | 5
818 | 58 | 25953-4P-7.5HP VLSC | VLSC_25953_4P_7.5HP | 284.3868 | 284.3868 | 568.7735 | 2 | 1 | 3 | E | VLS_Inline | 2.5 | 2.5 | 2.5 | 4 | BranchMin_2.5BranchMax_4 | 4 | 3 | 5 | HeaderMin_3HeaderMax_5 | 3 | INVALID
818 | 58 | 25953-4P-7.5HP VLSC | VLSC_25953_4P_7.5HP | 284.3868 | 284.3868 | 568.7735 | 2 | 1 | 3 | E | VLS_Inline | 2.5 | 2.5 | 2.5 | 4 | BranchMin_2.5BranchMax_4 | 4 | 3 | 5 | HeaderMin_3HeaderMax_5 | 4 | INVALID
818 | 58 | 25953-4P-7.5HP VLSC | VLSC_25953_4P_7.5HP | 284.3868 | 284.3868 | 568.7735 | 2 | 1 | 3 | E | VLS_Inline | 2.5 | 2.5 | 2.5 | 4 | BranchMin_2.5BranchMax_4 | 4 | 3 | 5 | HeaderMin_3HeaderMax_5 | 5
819 | 59 | 25121-4P-7.5HP VLSC | VLSC_25121_4P_7.5HP | 260.585 | 260.585 | 521.17 | 2 | 1 | 3 | E | VLS_Inline | 2.5 | 2.5 | 2.5 | 4 | BranchMin_2.5BranchMax_4 | 2.5 | 3 | 5 | HeaderMin_3HeaderMax_5 | 3
819 | 59 | 25121-4P-7.5HP VLSC | VLSC_25121_4P_7.5HP | 260.585 | 260.585 | 521.17 | 2 | 1 | 3 | E | VLS_Inline | 2.5 | 2.5 | 2.5 | 4 | BranchMin_2.5BranchMax_4 | 2.5 | 3 | 5 | HeaderMin_3HeaderMax_5 | 4
819 | 59 | 25121-4P-7.5HP VLSC | VLSC_25121_4P_7.5HP | 260.585 | 260.585 | 521.17 | 2 | 1 | 3 | E | VLS_Inline | 2.5 | 2.5 | 2.5 | 4 | BranchMin_2.5BranchMax_4 | 2.5 | 3 | 5 | HeaderMin_3HeaderMax_5 | 5
819 | 59 | 25121-4P-7.5HP VLSC | VLSC_25121_4P_7.5HP | 260.585 | 260.585 | 521.17 | 2 | 1 | 3 | E | VLS_Inline | 2.5 | 2.5 | 2.5 | 4 | BranchMin_2.5BranchMax_4 | 3 | 3 | 5 | HeaderMin_3HeaderMax_5 | 3 | INVALID
819 | 59 | 25121-4P-7.5HP VLSC | VLSC_25121_4P_7.5HP | 260.585 | 260.585 | 521.17 | 2 | 1 | 3 | E | VLS_Inline | 2.5 | 2.5 | 2.5 | 4 | BranchMin_2.5BranchMax_4 | 3 | 3 | 5 | HeaderMin_3HeaderMax_5 | 4
819 | 59 | 25121-4P-7.5HP VLSC | VLSC_25121_4P_7.5HP | 260.585 | 260.585 | 521.17 | 2 | 1 | 3 | E | VLS_Inline | 2.5 | 2.5 | 2.5 | 4 | BranchMin_2.5BranchMax_4 | 3 | 3 | 5 | HeaderMin_3HeaderMax_5 | 5
819 | 59 | 25121-4P-7.5HP VLSC | VLSC_25121_4P_7.5HP | 260.585 | 260.585 | 521.17 | 2 | 1 | 3 | E | VLS_Inline | 2.5 | 2.5 | 2.5 | 4 | BranchMin_2.5BranchMax_4 | 4 | 3 | 5 | HeaderMin_3HeaderMax_5 | 3 | INVALID
819 | 59 | 25121-4P-7.5HP VLSC | VLSC_25121_4P_7.5HP | 260.585 | 260.585 | 521.17 | 2 | 1 | 3 | E | VLS_Inline | 2.5 | 2.5 | 2.5 | 4 | BranchMin_2.5BranchMax_4 | 4 | 3 | 5 | HeaderMin_3HeaderMax_5 | 4 | INVALID
819 | 59 | 25121-4P-7.5HP VLSC | VLSC_25121_4P_7.5HP | 260.585 | 260.585 | 521.17 | 2 | 1 | 3 | E | VLS_Inline | 2.5 | 2.5 | 2.5 | 4 | BranchMin_2.5BranchMax_4 | 4 | 3 | 5 | HeaderMin_3HeaderMax_5 | 5
820 | 60 | 25121-4P-10HP VLSC | VLSC_25121_4P_10HP | 273.2839 | 273.2839 | 546.5679 | 2 | 1 | 3 | E | VLS_Inline | 2.5 | 2.5 | 2.5 | 4 | BranchMin_2.5BranchMax_4 | 2.5 | 3 | 5 | HeaderMin_3HeaderMax_5 | 3
820 | 60 | 25121-4P-10HP VLSC | VLSC_25121_4P_10HP | 273.2839 | 273.2839 | 546.5679 | 2 | 1 | 3 | E | VLS_Inline | 2.5 | 2.5 | 2.5 | 4 | BranchMin_2.5BranchMax_4 | 2.5 | 3 | 5 | HeaderMin_3HeaderMax_5 | 4
820 | 60 | 25121-4P-10HP VLSC | VLSC_25121_4P_10HP | 273.2839 | 273.2839 | 546.5679 | 2 | 1 | 3 | E | VLS_Inline | 2.5 | 2.5 | 2.5 | 4 | BranchMin_2.5BranchMax_4 | 2.5 | 3 | 5 | HeaderMin_3HeaderMax_5 | 5
820 | 60 | 25121-4P-10HP VLSC | VLSC_25121_4P_10HP | 273.2839 | 273.2839 | 546.5679 | 2 | 1 | 3 | E | VLS_Inline | 2.5 | 2.5 | 2.5 | 4 | BranchMin_2.5BranchMax_4 | 3 | 3 | 5 | HeaderMin_3HeaderMax_5 | 3 | INVALID
820 | 60 | 25121-4P-10HP VLSC | VLSC_25121_4P_10HP | 273.2839 | 273.2839 | 546.5679 | 2 | 1 | 3 | E | VLS_Inline | 2.5 | 2.5 | 2.5 | 4 | BranchMin_2.5BranchMax_4 | 3 | 3 | 5 | HeaderMin_3HeaderMax_5 | 4
820 | 60 | 25121-4P-10HP VLSC | VLSC_25121_4P_10HP | 273.2839 | 273.2839 | 546.5679 | 2 | 1 | 3 | E | VLS_Inline | 2.5 | 2.5 | 2.5 | 4 | BranchMin_2.5BranchMax_4 | 3 | 3 | 5 | HeaderMin_3HeaderMax_5 | 5
820 | 60 | 25121-4P-10HP VLSC | VLSC_25121_4P_10HP | 273.2839 | 273.2839 | 546.5679 | 2 | 1 | 3 | E | VLS_Inline | 2.5 | 2.5 | 2.5 | 4 | BranchMin_2.5BranchMax_4 | 4 | 3 | 5 | HeaderMin_3HeaderMax_5 | 3 | INVALID
820 | 60 | 25121-4P-10HP VLSC | VLSC_25121_4P_10HP | 273.2839 | 273.2839 | 546.5679 | 2 | 1 | 3 | E | VLS_Inline | 2.5 | 2.5 | 2.5 | 4 | BranchMin_2.5BranchMax_4 | 4 | 3 | 5 | HeaderMin_3HeaderMax_5 | 4 | INVALID
820 | 60 | 25121-4P-10HP VLSC | VLSC_25121_4P_10HP | 273.2839 | 273.2839 | 546.5679 | 2 | 1 | 3 | E | VLS_Inline | 2.5 | 2.5 | 2.5 | 4 | BranchMin_2.5BranchMax_4 | 4 | 3 | 5 | HeaderMin_3HeaderMax_5 | 5
821 | 61 | 25121-4P-15HP VLSC | VLSC_25121_4P_15HP | 330.9972 | 330.9972 | 661.9944 | 2 | 1 | 3 | E | VLS_Inline | 2.5 | 2.5 | 2.5 | 4 | BranchMin_2.5BranchMax_4 | 2.5 | 3 | 6 | HeaderMin_3HeaderMax_6 | 3
821 | 61 | 25121-4P-15HP VLSC | VLSC_25121_4P_15HP | 330.9972 | 330.9972 | 661.9944 | 2 | 1 | 3 | E | VLS_Inline | 2.5 | 2.5 | 2.5 | 4 | BranchMin_2.5BranchMax_4 | 2.5 | 3 | 6 | HeaderMin_3HeaderMax_6 | 4
821 | 61 | 25121-4P-15HP VLSC | VLSC_25121_4P_15HP | 330.9972 | 330.9972 | 661.9944 | 2 | 1 | 3 | E | VLS_Inline | 2.5 | 2.5 | 2.5 | 4 | BranchMin_2.5BranchMax_4 | 2.5 | 3 | 6 | HeaderMin_3HeaderMax_6 | 5
821 | 61 | 25121-4P-15HP VLSC | VLSC_25121_4P_15HP | 330.9972 | 330.9972 | 661.9944 | 2 | 1 | 3 | E | VLS_Inline | 2.5 | 2.5 | 2.5 | 4 | BranchMin_2.5BranchMax_4 | 2.5 | 3 | 6 | HeaderMin_3HeaderMax_6 | 6
821 | 61 | 25121-4P-15HP VLSC | VLSC_25121_4P_15HP | 330.9972 | 330.9972 | 661.9944 | 2 | 1 | 3 | E | VLS_Inline | 2.5 | 2.5 | 2.5 | 4 | BranchMin_2.5BranchMax_4 | 3 | 3 | 6 | HeaderMin_3HeaderMax_6 | 3 | INVALID
821 | 61 | 25121-4P-15HP VLSC | VLSC_25121_4P_15HP | 330.9972 | 330.9972 | 661.9944 | 2 | 1 | 3 | E | VLS_Inline | 2.5 | 2.5 | 2.5 | 4 | BranchMin_2.5BranchMax_4 | 3 | 3 | 6 | HeaderMin_3HeaderMax_6 | 4
821 | 61 | 25121-4P-15HP VLSC | VLSC_25121_4P_15HP | 330.9972 | 330.9972 | 661.9944 | 2 | 1 | 3 | E | VLS_Inline | 2.5 | 2.5 | 2.5 | 4 | BranchMin_2.5BranchMax_4 | 3 | 3 | 6 | HeaderMin_3HeaderMax_6 | 5
821 | 61 | 25121-4P-15HP VLSC | VLSC_25121_4P_15HP | 330.9972 | 330.9972 | 661.9944 | 2 | 1 | 3 | E | VLS_Inline | 2.5 | 2.5 | 2.5 | 4 | BranchMin_2.5BranchMax_4 | 3 | 3 | 6 | HeaderMin_3HeaderMax_6 | 6
821 | 61 | 25121-4P-15HP VLSC | VLSC_25121_4P_15HP | 330.9972 | 330.9972 | 661.9944 | 2 | 1 | 3 | E | VLS_Inline | 2.5 | 2.5 | 2.5 | 4 | BranchMin_2.5BranchMax_4 | 4 | 3 | 6 | HeaderMin_3HeaderMax_6 | 3 | INVALID
821 | 61 | 25121-4P-15HP VLSC | VLSC_25121_4P_15HP | 330.9972 | 330.9972 | 661.9944 | 2 | 1 | 3 | E | VLS_Inline | 2.5 | 2.5 | 2.5 | 4 | BranchMin_2.5BranchMax_4 | 4 | 3 | 6 | HeaderMin_3HeaderMax_6 | 4 | INVALID
821 | 61 | 25121-4P-15HP VLSC | VLSC_25121_4P_15HP | 330.9972 | 330.9972 | 661.9944 | 2 | 1 | 3 | E | VLS_Inline | 2.5 | 2.5 | 2.5 | 4 | BranchMin_2.5BranchMax_4 | 4 | 3 | 6 | HeaderMin_3HeaderMax_6 | 5
821 | 61 | 25121-4P-15HP VLSC | VLSC_25121_4P_15HP | 330.9972 | 330.9972 | 661.9944 | 2 | 1 | 3 | E | VLS_Inline | 2.5 | 2.5 | 2.5 | 4 | BranchMin_2.5BranchMax_4 | 4 | 3 | 6 | HeaderMin_3HeaderMax_6 | 6
822 | 62 | 30707-2P-15HP VLSC | VLSC_30707_2P_15HP | 524.7552 | 524.7552 | 1049.5105 | 2 | 1 | 3 | E | VLS_Inline | 3 | 3 | 3 | 5 | BranchMin_3BranchMax_5 | 3 | 4 | 8 | HeaderMin_4HeaderMax_8 | 4
822 | 62 | 30707-2P-15HP VLSC | VLSC_30707_2P_15HP | 524.7552 | 524.7552 | 1049.5105 | 2 | 1 | 3 | E | VLS_Inline | 3 | 3 | 3 | 5 | BranchMin_3BranchMax_5 | 3 | 4 | 8 | HeaderMin_4HeaderMax_8 | 5
822 | 62 | 30707-2P-15HP VLSC | VLSC_30707_2P_15HP | 524.7552 | 524.7552 | 1049.5105 | 2 | 1 | 3 | E | VLS_Inline | 3 | 3 | 3 | 5 | BranchMin_3BranchMax_5 | 3 | 4 | 8 | HeaderMin_4HeaderMax_8 | 6
822 | 62 | 30707-2P-15HP VLSC | VLSC_30707_2P_15HP | 524.7552 | 524.7552 | 1049.5105 | 2 | 1 | 3 | E | VLS_Inline | 3 | 3 | 3 | 5 | BranchMin_3BranchMax_5 | 3 | 4 | 8 | HeaderMin_4HeaderMax_8 | 8
822 | 62 | 30707-2P-15HP VLSC | VLSC_30707_2P_15HP | 524.7552 | 524.7552 | 1049.5105 | 2 | 1 | 3 | E | VLS_Inline | 3 | 3 | 3 | 5 | BranchMin_3BranchMax_5 | 4 | 4 | 8 | HeaderMin_4HeaderMax_8 | 4 | INVALID
822 | 62 | 30707-2P-15HP VLSC | VLSC_30707_2P_15HP | 524.7552 | 524.7552 | 1049.5105 | 2 | 1 | 3 | E | VLS_Inline | 3 | 3 | 3 | 5 | BranchMin_3BranchMax_5 | 4 | 4 | 8 | HeaderMin_4HeaderMax_8 | 5
822 | 62 | 30707-2P-15HP VLSC | VLSC_30707_2P_15HP | 524.7552 | 524.7552 | 1049.5105 | 2 | 1 | 3 | E | VLS_Inline | 3 | 3 | 3 | 5 | BranchMin_3BranchMax_5 | 4 | 4 | 8 | HeaderMin_4HeaderMax_8 | 6
822 | 62 | 30707-2P-15HP VLSC | VLSC_30707_2P_15HP | 524.7552 | 524.7552 | 1049.5105 | 2 | 1 | 3 | E | VLS_Inline | 3 | 3 | 3 | 5 | BranchMin_3BranchMax_5 | 4 | 4 | 8 | HeaderMin_4HeaderMax_8 | 8
822 | 62 | 30707-2P-15HP VLSC | VLSC_30707_2P_15HP | 524.7552 | 524.7552 | 1049.5105 | 2 | 1 | 3 | E | VLS_Inline | 3 | 3 | 3 | 5 | BranchMin_3BranchMax_5 | 5 | 4 | 8 | HeaderMin_4HeaderMax_8 | 4 | INVALID
822 | 62 | 30707-2P-15HP VLSC | VLSC_30707_2P_15HP | 524.7552 | 524.7552 | 1049.5105 | 2 | 1 | 3 | E | VLS_Inline | 3 | 3 | 3 | 5 | BranchMin_3BranchMax_5 | 5 | 4 | 8 | HeaderMin_4HeaderMax_8 | 5 | INVALID
822 | 62 | 30707-2P-15HP VLSC | VLSC_30707_2P_15HP | 524.7552 | 524.7552 | 1049.5105 | 2 | 1 | 3 | E | VLS_Inline | 3 | 3 | 3 | 5 | BranchMin_3BranchMax_5 | 5 | 4 | 8 | HeaderMin_4HeaderMax_8 | 6
822 | 62 | 30707-2P-15HP VLSC | VLSC_30707_2P_15HP | 524.7552 | 524.7552 | 1049.5105 | 2 | 1 | 3 | E | VLS_Inline | 3 | 3 | 3 | 5 | BranchMin_3BranchMax_5 | 5 | 4 | 8 | HeaderMin_4HeaderMax_8 | 8
823 | 63 | 30707-2P-20HP VLSC | VLSC_30707_2P_20HP | 534.9404 | 534.9404 | 1069.8809 | 2 | 1 | 3 | E | VLS_Inline | 3 | 3 | 3 | 5 | BranchMin_3BranchMax_5 | 3 | 4 | 8 | HeaderMin_4HeaderMax_8 | 4
823 | 63 | 30707-2P-20HP VLSC | VLSC_30707_2P_20HP | 534.9404 | 534.9404 | 1069.8809 | 2 | 1 | 3 | E | VLS_Inline | 3 | 3 | 3 | 5 | BranchMin_3BranchMax_5 | 3 | 4 | 8 | HeaderMin_4HeaderMax_8 | 5
823 | 63 | 30707-2P-20HP VLSC | VLSC_30707_2P_20HP | 534.9404 | 534.9404 | 1069.8809 | 2 | 1 | 3 | E | VLS_Inline | 3 | 3 | 3 | 5 | BranchMin_3BranchMax_5 | 3 | 4 | 8 | HeaderMin_4HeaderMax_8 | 6
823 | 63 | 30707-2P-20HP VLSC | VLSC_30707_2P_20HP | 534.9404 | 534.9404 | 1069.8809 | 2 | 1 | 3 | E | VLS_Inline | 3 | 3 | 3 | 5 | BranchMin_3BranchMax_5 | 3 | 4 | 8 | HeaderMin_4HeaderMax_8 | 8
823 | 63 | 30707-2P-20HP VLSC | VLSC_30707_2P_20HP | 534.9404 | 534.9404 | 1069.8809 | 2 | 1 | 3 | E | VLS_Inline | 3 | 3 | 3 | 5 | BranchMin_3BranchMax_5 | 4 | 4 | 8 | HeaderMin_4HeaderMax_8 | 4 | INVALID
823 | 63 | 30707-2P-20HP VLSC | VLSC_30707_2P_20HP | 534.9404 | 534.9404 | 1069.8809 | 2 | 1 | 3 | E | VLS_Inline | 3 | 3 | 3 | 5 | BranchMin_3BranchMax_5 | 4 | 4 | 8 | HeaderMin_4HeaderMax_8 | 5
823 | 63 | 30707-2P-20HP VLSC | VLSC_30707_2P_20HP | 534.9404 | 534.9404 | 1069.8809 | 2 | 1 | 3 | E | VLS_Inline | 3 | 3 | 3 | 5 | BranchMin_3BranchMax_5 | 4 | 4 | 8 | HeaderMin_4HeaderMax_8 | 6
823 | 63 | 30707-2P-20HP VLSC | VLSC_30707_2P_20HP | 534.9404 | 534.9404 | 1069.8809 | 2 | 1 | 3 | E | VLS_Inline | 3 | 3 | 3 | 5 | BranchMin_3BranchMax_5 | 4 | 4 | 8 | HeaderMin_4HeaderMax_8 | 8
823 | 63 | 30707-2P-20HP VLSC | VLSC_30707_2P_20HP | 534.9404 | 534.9404 | 1069.8809 | 2 | 1 | 3 | E | VLS_Inline | 3 | 3 | 3 | 5 | BranchMin_3BranchMax_5 | 5 | 4 | 8 | HeaderMin_4HeaderMax_8 | 4 | INVALID
823 | 63 | 30707-2P-20HP VLSC | VLSC_30707_2P_20HP | 534.9404 | 534.9404 | 1069.8809 | 2 | 1 | 3 | E | VLS_Inline | 3 | 3 | 3 | 5 | BranchMin_3BranchMax_5 | 5 | 4 | 8 | HeaderMin_4HeaderMax_8 | 5 | INVALID
823 | 63 | 30707-2P-20HP VLSC | VLSC_30707_2P_20HP | 534.9404 | 534.9404 | 1069.8809 | 2 | 1 | 3 | E | VLS_Inline | 3 | 3 | 3 | 5 | BranchMin_3BranchMax_5 | 5 | 4 | 8 | HeaderMin_4HeaderMax_8 | 6
823 | 63 | 30707-2P-20HP VLSC | VLSC_30707_2P_20HP | 534.9404 | 534.9404 | 1069.8809 | 2 | 1 | 3 | E | VLS_Inline | 3 | 3 | 3 | 5 | BranchMin_3BranchMax_5 | 5 | 4 | 8 | HeaderMin_4HeaderMax_8 | 8
824 | 64 | 30707-2P-25HP VLSC | VLSC_30707_2P_25HP | 573.9449 | 573.9449 | 1147.8898 | 2 | 1 | 3 | E | VLS_Inline | 3 | 3 | 3 | 5 | BranchMin_3BranchMax_5 | 3 | 4 | 8 | HeaderMin_4HeaderMax_8 | 4
824 | 64 | 30707-2P-25HP VLSC | VLSC_30707_2P_25HP | 573.9449 | 573.9449 | 1147.8898 | 2 | 1 | 3 | E | VLS_Inline | 3 | 3 | 3 | 5 | BranchMin_3BranchMax_5 | 3 | 4 | 8 | HeaderMin_4HeaderMax_8 | 5
824 | 64 | 30707-2P-25HP VLSC | VLSC_30707_2P_25HP | 573.9449 | 573.9449 | 1147.8898 | 2 | 1 | 3 | E | VLS_Inline | 3 | 3 | 3 | 5 | BranchMin_3BranchMax_5 | 3 | 4 | 8 | HeaderMin_4HeaderMax_8 | 6
824 | 64 | 30707-2P-25HP VLSC | VLSC_30707_2P_25HP | 573.9449 | 573.9449 | 1147.8898 | 2 | 1 | 3 | E | VLS_Inline | 3 | 3 | 3 | 5 | BranchMin_3BranchMax_5 | 3 | 4 | 8 | HeaderMin_4HeaderMax_8 | 8
824 | 64 | 30707-2P-25HP VLSC | VLSC_30707_2P_25HP | 573.9449 | 573.9449 | 1147.8898 | 2 | 1 | 3 | E | VLS_Inline | 3 | 3 | 3 | 5 | BranchMin_3BranchMax_5 | 4 | 4 | 8 | HeaderMin_4HeaderMax_8 | 4 | INVALID
824 | 64 | 30707-2P-25HP VLSC | VLSC_30707_2P_25HP | 573.9449 | 573.9449 | 1147.8898 | 2 | 1 | 3 | E | VLS_Inline | 3 | 3 | 3 | 5 | BranchMin_3BranchMax_5 | 4 | 4 | 8 | HeaderMin_4HeaderMax_8 | 5
824 | 64 | 30707-2P-25HP VLSC | VLSC_30707_2P_25HP | 573.9449 | 573.9449 | 1147.8898 | 2 | 1 | 3 | E | VLS_Inline | 3 | 3 | 3 | 5 | BranchMin_3BranchMax_5 | 4 | 4 | 8 | HeaderMin_4HeaderMax_8 | 6
824 | 64 | 30707-2P-25HP VLSC | VLSC_30707_2P_25HP | 573.9449 | 573.9449 | 1147.8898 | 2 | 1 | 3 | E | VLS_Inline | 3 | 3 | 3 | 5 | BranchMin_3BranchMax_5 | 4 | 4 | 8 | HeaderMin_4HeaderMax_8 | 8
824 | 64 | 30707-2P-25HP VLSC | VLSC_30707_2P_25HP | 573.9449 | 573.9449 | 1147.8898 | 2 | 1 | 3 | E | VLS_Inline | 3 | 3 | 3 | 5 | BranchMin_3BranchMax_5 | 5 | 4 | 8 | HeaderMin_4HeaderMax_8 | 4 | INVALID
824 | 64 | 30707-2P-25HP VLSC | VLSC_30707_2P_25HP | 573.9449 | 573.9449 | 1147.8898 | 2 | 1 | 3 | E | VLS_Inline | 3 | 3 | 3 | 5 | BranchMin_3BranchMax_5 | 5 | 4 | 8 | HeaderMin_4HeaderMax_8 | 5 | INVALID
824 | 64 | 30707-2P-25HP VLSC | VLSC_30707_2P_25HP | 573.9449 | 573.9449 | 1147.8898 | 2 | 1 | 3 | E | VLS_Inline | 3 | 3 | 3 | 5 | BranchMin_3BranchMax_5 | 5 | 4 | 8 | HeaderMin_4HeaderMax_8 | 6
824 | 64 | 30707-2P-25HP VLSC | VLSC_30707_2P_25HP | 573.9449 | 573.9449 | 1147.8898 | 2 | 1 | 3 | E | VLS_Inline | 3 | 3 | 3 | 5 | BranchMin_3BranchMax_5 | 5 | 4 | 8 | HeaderMin_4HeaderMax_8 | 8
825 | 65 | 30707-2P-30HP VLSC | VLSC_30707_2P_30HP | 599.7227 | 599.7227 | 1199.4453 | 2 | 1 | 3 | E | VLS_Inline | 3 | 3 | 3 | 5 | BranchMin_3BranchMax_5 | 3 | 4 | 8 | HeaderMin_4HeaderMax_8 | 4
825 | 65 | 30707-2P-30HP VLSC | VLSC_30707_2P_30HP | 599.7227 | 599.7227 | 1199.4453 | 2 | 1 | 3 | E | VLS_Inline | 3 | 3 | 3 | 5 | BranchMin_3BranchMax_5 | 3 | 4 | 8 | HeaderMin_4HeaderMax_8 | 5
825 | 65 | 30707-2P-30HP VLSC | VLSC_30707_2P_30HP | 599.7227 | 599.7227 | 1199.4453 | 2 | 1 | 3 | E | VLS_Inline | 3 | 3 | 3 | 5 | BranchMin_3BranchMax_5 | 3 | 4 | 8 | HeaderMin_4HeaderMax_8 | 6
825 | 65 | 30707-2P-30HP VLSC | VLSC_30707_2P_30HP | 599.7227 | 599.7227 | 1199.4453 | 2 | 1 | 3 | E | VLS_Inline | 3 | 3 | 3 | 5 | BranchMin_3BranchMax_5 | 3 | 4 | 8 | HeaderMin_4HeaderMax_8 | 8
825 | 65 | 30707-2P-30HP VLSC | VLSC_30707_2P_30HP | 599.7227 | 599.7227 | 1199.4453 | 2 | 1 | 3 | E | VLS_Inline | 3 | 3 | 3 | 5 | BranchMin_3BranchMax_5 | 4 | 4 | 8 | HeaderMin_4HeaderMax_8 | 4 | INVALID
825 | 65 | 30707-2P-30HP VLSC | VLSC_30707_2P_30HP | 599.7227 | 599.7227 | 1199.4453 | 2 | 1 | 3 | E | VLS_Inline | 3 | 3 | 3 | 5 | BranchMin_3BranchMax_5 | 4 | 4 | 8 | HeaderMin_4HeaderMax_8 | 5
825 | 65 | 30707-2P-30HP VLSC | VLSC_30707_2P_30HP | 599.7227 | 599.7227 | 1199.4453 | 2 | 1 | 3 | E | VLS_Inline | 3 | 3 | 3 | 5 | BranchMin_3BranchMax_5 | 4 | 4 | 8 | HeaderMin_4HeaderMax_8 | 6
825 | 65 | 30707-2P-30HP VLSC | VLSC_30707_2P_30HP | 599.7227 | 599.7227 | 1199.4453 | 2 | 1 | 3 | E | VLS_Inline | 3 | 3 | 3 | 5 | BranchMin_3BranchMax_5 | 4 | 4 | 8 | HeaderMin_4HeaderMax_8 | 8
825 | 65 | 30707-2P-30HP VLSC | VLSC_30707_2P_30HP | 599.7227 | 599.7227 | 1199.4453 | 2 | 1 | 3 | E | VLS_Inline | 3 | 3 | 3 | 5 | BranchMin_3BranchMax_5 | 5 | 4 | 8 | HeaderMin_4HeaderMax_8 | 4 | INVALID
825 | 65 | 30707-2P-30HP VLSC | VLSC_30707_2P_30HP | 599.7227 | 599.7227 | 1199.4453 | 2 | 1 | 3 | E | VLS_Inline | 3 | 3 | 3 | 5 | BranchMin_3BranchMax_5 | 5 | 4 | 8 | HeaderMin_4HeaderMax_8 | 5 | INVALID
825 | 65 | 30707-2P-30HP VLSC | VLSC_30707_2P_30HP | 599.7227 | 599.7227 | 1199.4453 | 2 | 1 | 3 | E | VLS_Inline | 3 | 3 | 3 | 5 | BranchMin_3BranchMax_5 | 5 | 4 | 8 | HeaderMin_4HeaderMax_8 | 6
825 | 65 | 30707-2P-30HP VLSC | VLSC_30707_2P_30HP | 599.7227 | 599.7227 | 1199.4453 | 2 | 1 | 3 | E | VLS_Inline | 3 | 3 | 3 | 5 | BranchMin_3BranchMax_5 | 5 | 4 | 8 | HeaderMin_4HeaderMax_8 | 8
826 | 66 | 30957-2P-30HP VLSC | VLSC_30957_2P_30HP | 512.3923 | 512.3923 | 1024.7846 | 2 | 1 | 3 | E | VLS_Inline | 3 | 3 | 3 | 5 | BranchMin_3BranchMax_5 | 3 | 4 | 8 | HeaderMin_4HeaderMax_8 | 4
826 | 66 | 30957-2P-30HP VLSC | VLSC_30957_2P_30HP | 512.3923 | 512.3923 | 1024.7846 | 2 | 1 | 3 | E | VLS_Inline | 3 | 3 | 3 | 5 | BranchMin_3BranchMax_5 | 3 | 4 | 8 | HeaderMin_4HeaderMax_8 | 5
826 | 66 | 30957-2P-30HP VLSC | VLSC_30957_2P_30HP | 512.3923 | 512.3923 | 1024.7846 | 2 | 1 | 3 | E | VLS_Inline | 3 | 3 | 3 | 5 | BranchMin_3BranchMax_5 | 3 | 4 | 8 | HeaderMin_4HeaderMax_8 | 6
826 | 66 | 30957-2P-30HP VLSC | VLSC_30957_2P_30HP | 512.3923 | 512.3923 | 1024.7846 | 2 | 1 | 3 | E | VLS_Inline | 3 | 3 | 3 | 5 | BranchMin_3BranchMax_5 | 3 | 4 | 8 | HeaderMin_4HeaderMax_8 | 8
826 | 66 | 30957-2P-30HP VLSC | VLSC_30957_2P_30HP | 512.3923 | 512.3923 | 1024.7846 | 2 | 1 | 3 | E | VLS_Inline | 3 | 3 | 3 | 5 | BranchMin_3BranchMax_5 | 4 | 4 | 8 | HeaderMin_4HeaderMax_8 | 4 | INVALID
826 | 66 | 30957-2P-30HP VLSC | VLSC_30957_2P_30HP | 512.3923 | 512.3923 | 1024.7846 | 2 | 1 | 3 | E | VLS_Inline | 3 | 3 | 3 | 5 | BranchMin_3BranchMax_5 | 4 | 4 | 8 | HeaderMin_4HeaderMax_8 | 5
826 | 66 | 30957-2P-30HP VLSC | VLSC_30957_2P_30HP | 512.3923 | 512.3923 | 1024.7846 | 2 | 1 | 3 | E | VLS_Inline | 3 | 3 | 3 | 5 | BranchMin_3BranchMax_5 | 4 | 4 | 8 | HeaderMin_4HeaderMax_8 | 6
826 | 66 | 30957-2P-30HP VLSC | VLSC_30957_2P_30HP | 512.3923 | 512.3923 | 1024.7846 | 2 | 1 | 3 | E | VLS_Inline | 3 | 3 | 3 | 5 | BranchMin_3BranchMax_5 | 4 | 4 | 8 | HeaderMin_4HeaderMax_8 | 8
826 | 66 | 30957-2P-30HP VLSC | VLSC_30957_2P_30HP | 512.3923 | 512.3923 | 1024.7846 | 2 | 1 | 3 | E | VLS_Inline | 3 | 3 | 3 | 5 | BranchMin_3BranchMax_5 | 5 | 4 | 8 | HeaderMin_4HeaderMax_8 | 4 | INVALID
826 | 66 | 30957-2P-30HP VLSC | VLSC_30957_2P_30HP | 512.3923 | 512.3923 | 1024.7846 | 2 | 1 | 3 | E | VLS_Inline | 3 | 3 | 3 | 5 | BranchMin_3BranchMax_5 | 5 | 4 | 8 | HeaderMin_4HeaderMax_8 | 5 | INVALID
826 | 66 | 30957-2P-30HP VLSC | VLSC_30957_2P_30HP | 512.3923 | 512.3923 | 1024.7846 | 2 | 1 | 3 | E | VLS_Inline | 3 | 3 | 3 | 5 | BranchMin_3BranchMax_5 | 5 | 4 | 8 | HeaderMin_4HeaderMax_8 | 6
826 | 66 | 30957-2P-30HP VLSC | VLSC_30957_2P_30HP | 512.3923 | 512.3923 | 1024.7846 | 2 | 1 | 3 | E | VLS_Inline | 3 | 3 | 3 | 5 | BranchMin_3BranchMax_5 | 5 | 4 | 8 | HeaderMin_4HeaderMax_8 | 8
827 | 67 | 30957-2P-40HP VLSC | VLSC_30957_2P_40HP | 573.8168 | 573.8168 | 1147.6336 | 2 | 1 | 3 | E | VLS_Inline | 3 | 3 | 3 | 5 | BranchMin_3BranchMax_5 | 3 | 4 | 8 | HeaderMin_4HeaderMax_8 | 4
827 | 67 | 30957-2P-40HP VLSC | VLSC_30957_2P_40HP | 573.8168 | 573.8168 | 1147.6336 | 2 | 1 | 3 | E | VLS_Inline | 3 | 3 | 3 | 5 | BranchMin_3BranchMax_5 | 3 | 4 | 8 | HeaderMin_4HeaderMax_8 | 5
827 | 67 | 30957-2P-40HP VLSC | VLSC_30957_2P_40HP | 573.8168 | 573.8168 | 1147.6336 | 2 | 1 | 3 | E | VLS_Inline | 3 | 3 | 3 | 5 | BranchMin_3BranchMax_5 | 3 | 4 | 8 | HeaderMin_4HeaderMax_8 | 6
827 | 67 | 30957-2P-40HP VLSC | VLSC_30957_2P_40HP | 573.8168 | 573.8168 | 1147.6336 | 2 | 1 | 3 | E | VLS_Inline | 3 | 3 | 3 | 5 | BranchMin_3BranchMax_5 | 3 | 4 | 8 | HeaderMin_4HeaderMax_8 | 8
827 | 67 | 30957-2P-40HP VLSC | VLSC_30957_2P_40HP | 573.8168 | 573.8168 | 1147.6336 | 2 | 1 | 3 | E | VLS_Inline | 3 | 3 | 3 | 5 | BranchMin_3BranchMax_5 | 4 | 4 | 8 | HeaderMin_4HeaderMax_8 | 4 | INVALID
827 | 67 | 30957-2P-40HP VLSC | VLSC_30957_2P_40HP | 573.8168 | 573.8168 | 1147.6336 | 2 | 1 | 3 | E | VLS_Inline | 3 | 3 | 3 | 5 | BranchMin_3BranchMax_5 | 4 | 4 | 8 | HeaderMin_4HeaderMax_8 | 5
827 | 67 | 30957-2P-40HP VLSC | VLSC_30957_2P_40HP | 573.8168 | 573.8168 | 1147.6336 | 2 | 1 | 3 | E | VLS_Inline | 3 | 3 | 3 | 5 | BranchMin_3BranchMax_5 | 4 | 4 | 8 | HeaderMin_4HeaderMax_8 | 6
827 | 67 | 30957-2P-40HP VLSC | VLSC_30957_2P_40HP | 573.8168 | 573.8168 | 1147.6336 | 2 | 1 | 3 | E | VLS_Inline | 3 | 3 | 3 | 5 | BranchMin_3BranchMax_5 | 4 | 4 | 8 | HeaderMin_4HeaderMax_8 | 8
827 | 67 | 30957-2P-40HP VLSC | VLSC_30957_2P_40HP | 573.8168 | 573.8168 | 1147.6336 | 2 | 1 | 3 | E | VLS_Inline | 3 | 3 | 3 | 5 | BranchMin_3BranchMax_5 | 5 | 4 | 8 | HeaderMin_4HeaderMax_8 | 4 | INVALID
827 | 67 | 30957-2P-40HP VLSC | VLSC_30957_2P_40HP | 573.8168 | 573.8168 | 1147.6336 | 2 | 1 | 3 | E | VLS_Inline | 3 | 3 | 3 | 5 | BranchMin_3BranchMax_5 | 5 | 4 | 8 | HeaderMin_4HeaderMax_8 | 5 | INVALID
827 | 67 | 30957-2P-40HP VLSC | VLSC_30957_2P_40HP | 573.8168 | 573.8168 | 1147.6336 | 2 | 1 | 3 | E | VLS_Inline | 3 | 3 | 3 | 5 | BranchMin_3BranchMax_5 | 5 | 4 | 8 | HeaderMin_4HeaderMax_8 | 6
827 | 67 | 30957-2P-40HP VLSC | VLSC_30957_2P_40HP | 573.8168 | 573.8168 | 1147.6336 | 2 | 1 | 3 | E | VLS_Inline | 3 | 3 | 3 | 5 | BranchMin_3BranchMax_5 | 5 | 4 | 8 | HeaderMin_4HeaderMax_8 | 8
828 | 68 | 30957-2P-50HP VLSC | VLSC_30957_2P_50HP | 630.1667 | 630.1667 | 1260.3334 | 2 | 1 | 3 | E | VLS_Inline | 3 | 3 | 3 | 5 | BranchMin_3BranchMax_5 | 3 | 4 | 8 | HeaderMin_4HeaderMax_8 | 4
828 | 68 | 30957-2P-50HP VLSC | VLSC_30957_2P_50HP | 630.1667 | 630.1667 | 1260.3334 | 2 | 1 | 3 | E | VLS_Inline | 3 | 3 | 3 | 5 | BranchMin_3BranchMax_5 | 3 | 4 | 8 | HeaderMin_4HeaderMax_8 | 5
828 | 68 | 30957-2P-50HP VLSC | VLSC_30957_2P_50HP | 630.1667 | 630.1667 | 1260.3334 | 2 | 1 | 3 | E | VLS_Inline | 3 | 3 | 3 | 5 | BranchMin_3BranchMax_5 | 3 | 4 | 8 | HeaderMin_4HeaderMax_8 | 6
828 | 68 | 30957-2P-50HP VLSC | VLSC_30957_2P_50HP | 630.1667 | 630.1667 | 1260.3334 | 2 | 1 | 3 | E | VLS_Inline | 3 | 3 | 3 | 5 | BranchMin_3BranchMax_5 | 3 | 4 | 8 | HeaderMin_4HeaderMax_8 | 8
828 | 68 | 30957-2P-50HP VLSC | VLSC_30957_2P_50HP | 630.1667 | 630.1667 | 1260.3334 | 2 | 1 | 3 | E | VLS_Inline | 3 | 3 | 3 | 5 | BranchMin_3BranchMax_5 | 4 | 4 | 8 | HeaderMin_4HeaderMax_8 | 4 | INVALID
828 | 68 | 30957-2P-50HP VLSC | VLSC_30957_2P_50HP | 630.1667 | 630.1667 | 1260.3334 | 2 | 1 | 3 | E | VLS_Inline | 3 | 3 | 3 | 5 | BranchMin_3BranchMax_5 | 4 | 4 | 8 | HeaderMin_4HeaderMax_8 | 5
828 | 68 | 30957-2P-50HP VLSC | VLSC_30957_2P_50HP | 630.1667 | 630.1667 | 1260.3334 | 2 | 1 | 3 | E | VLS_Inline | 3 | 3 | 3 | 5 | BranchMin_3BranchMax_5 | 4 | 4 | 8 | HeaderMin_4HeaderMax_8 | 6
828 | 68 | 30957-2P-50HP VLSC | VLSC_30957_2P_50HP | 630.1667 | 630.1667 | 1260.3334 | 2 | 1 | 3 | E | VLS_Inline | 3 | 3 | 3 | 5 | BranchMin_3BranchMax_5 | 4 | 4 | 8 | HeaderMin_4HeaderMax_8 | 8
828 | 68 | 30957-2P-50HP VLSC | VLSC_30957_2P_50HP | 630.1667 | 630.1667 | 1260.3334 | 2 | 1 | 3 | E | VLS_Inline | 3 | 3 | 3 | 5 | BranchMin_3BranchMax_5 | 5 | 4 | 8 | HeaderMin_4HeaderMax_8 | 4 | INVALID
828 | 68 | 30957-2P-50HP VLSC | VLSC_30957_2P_50HP | 630.1667 | 630.1667 | 1260.3334 | 2 | 1 | 3 | E | VLS_Inline | 3 | 3 | 3 | 5 | BranchMin_3BranchMax_5 | 5 | 4 | 8 | HeaderMin_4HeaderMax_8 | 5 | INVALID
828 | 68 | 30957-2P-50HP VLSC | VLSC_30957_2P_50HP | 630.1667 | 630.1667 | 1260.3334 | 2 | 1 | 3 | E | VLS_Inline | 3 | 3 | 3 | 5 | BranchMin_3BranchMax_5 | 5 | 4 | 8 | HeaderMin_4HeaderMax_8 | 6
828 | 68 | 30957-2P-50HP VLSC | VLSC_30957_2P_50HP | 630.1667 | 630.1667 | 1260.3334 | 2 | 1 | 3 | E | VLS_Inline | 3 | 3 | 3 | 5 | BranchMin_3BranchMax_5 | 5 | 4 | 8 | HeaderMin_4HeaderMax_8 | 8
829 | 69 | 30957-2P-60HP VLSC | VLSC_30957_2P_60HP | 681.695 | 681.695 | 1363.39 | 2 | 1 | 3 | E | VLS_Inline | 3 | 3 | 3 | 6 | BranchMin_3BranchMax_6 | 3 | 4 | 8 | HeaderMin_4HeaderMax_8 | 4
829 | 69 | 30957-2P-60HP VLSC | VLSC_30957_2P_60HP | 681.695 | 681.695 | 1363.39 | 2 | 1 | 3 | E | VLS_Inline | 3 | 3 | 3 | 6 | BranchMin_3BranchMax_6 | 3 | 4 | 8 | HeaderMin_4HeaderMax_8 | 5
829 | 69 | 30957-2P-60HP VLSC | VLSC_30957_2P_60HP | 681.695 | 681.695 | 1363.39 | 2 | 1 | 3 | E | VLS_Inline | 3 | 3 | 3 | 6 | BranchMin_3BranchMax_6 | 3 | 4 | 8 | HeaderMin_4HeaderMax_8 | 6
829 | 69 | 30957-2P-60HP VLSC | VLSC_30957_2P_60HP | 681.695 | 681.695 | 1363.39 | 2 | 1 | 3 | E | VLS_Inline | 3 | 3 | 3 | 6 | BranchMin_3BranchMax_6 | 3 | 4 | 8 | HeaderMin_4HeaderMax_8 | 8
829 | 69 | 30957-2P-60HP VLSC | VLSC_30957_2P_60HP | 681.695 | 681.695 | 1363.39 | 2 | 1 | 3 | E | VLS_Inline | 3 | 3 | 3 | 6 | BranchMin_3BranchMax_6 | 4 | 4 | 8 | HeaderMin_4HeaderMax_8 | 4 | INVALID
829 | 69 | 30957-2P-60HP VLSC | VLSC_30957_2P_60HP | 681.695 | 681.695 | 1363.39 | 2 | 1 | 3 | E | VLS_Inline | 3 | 3 | 3 | 6 | BranchMin_3BranchMax_6 | 4 | 4 | 8 | HeaderMin_4HeaderMax_8 | 5
829 | 69 | 30957-2P-60HP VLSC | VLSC_30957_2P_60HP | 681.695 | 681.695 | 1363.39 | 2 | 1 | 3 | E | VLS_Inline | 3 | 3 | 3 | 6 | BranchMin_3BranchMax_6 | 4 | 4 | 8 | HeaderMin_4HeaderMax_8 | 6
829 | 69 | 30957-2P-60HP VLSC | VLSC_30957_2P_60HP | 681.695 | 681.695 | 1363.39 | 2 | 1 | 3 | E | VLS_Inline | 3 | 3 | 3 | 6 | BranchMin_3BranchMax_6 | 4 | 4 | 8 | HeaderMin_4HeaderMax_8 | 8
829 | 69 | 30957-2P-60HP VLSC | VLSC_30957_2P_60HP | 681.695 | 681.695 | 1363.39 | 2 | 1 | 3 | E | VLS_Inline | 3 | 3 | 3 | 6 | BranchMin_3BranchMax_6 | 5 | 4 | 8 | HeaderMin_4HeaderMax_8 | 4 | INVALID
829 | 69 | 30957-2P-60HP VLSC | VLSC_30957_2P_60HP | 681.695 | 681.695 | 1363.39 | 2 | 1 | 3 | E | VLS_Inline | 3 | 3 | 3 | 6 | BranchMin_3BranchMax_6 | 5 | 4 | 8 | HeaderMin_4HeaderMax_8 | 5 | INVALID
829 | 69 | 30957-2P-60HP VLSC | VLSC_30957_2P_60HP | 681.695 | 681.695 | 1363.39 | 2 | 1 | 3 | E | VLS_Inline | 3 | 3 | 3 | 6 | BranchMin_3BranchMax_6 | 5 | 4 | 8 | HeaderMin_4HeaderMax_8 | 6
829 | 69 | 30957-2P-60HP VLSC | VLSC_30957_2P_60HP | 681.695 | 681.695 | 1363.39 | 2 | 1 | 3 | E | VLS_Inline | 3 | 3 | 3 | 6 | BranchMin_3BranchMax_6 | 5 | 4 | 8 | HeaderMin_4HeaderMax_8 | 8
829 | 69 | 30957-2P-60HP VLSC | VLSC_30957_2P_60HP | 681.695 | 681.695 | 1363.39 | 2 | 1 | 3 | E | VLS_Inline | 3 | 3 | 3 | 6 | BranchMin_3BranchMax_6 | 6 | 4 | 8 | HeaderMin_4HeaderMax_8 | 4 | INVALID
829 | 69 | 30957-2P-60HP VLSC | VLSC_30957_2P_60HP | 681.695 | 681.695 | 1363.39 | 2 | 1 | 3 | E | VLS_Inline | 3 | 3 | 3 | 6 | BranchMin_3BranchMax_6 | 6 | 4 | 8 | HeaderMin_4HeaderMax_8 | 5 | INVALID
829 | 69 | 30957-2P-60HP VLSC | VLSC_30957_2P_60HP | 681.695 | 681.695 | 1363.39 | 2 | 1 | 3 | E | VLS_Inline | 3 | 3 | 3 | 6 | BranchMin_3BranchMax_6 | 6 | 4 | 8 | HeaderMin_4HeaderMax_8 | 6 | INVALID
829 | 69 | 30957-2P-60HP VLSC | VLSC_30957_2P_60HP | 681.695 | 681.695 | 1363.39 | 2 | 1 | 3 | E | VLS_Inline | 3 | 3 | 3 | 6 | BranchMin_3BranchMax_6 | 6 | 4 | 8 | HeaderMin_4HeaderMax_8 | 8
830 | 70 | 30707-4P-3HP VLSC | VLSC_30707_4P_3HP | 242.0702 | 242.0702 | 484.1403 | 2 | 1 | 3 | E | VLS_Inline | 3 | 3 | 3 | 4 | BranchMin_3BranchMax_4 | 3 | 4 | 5 | HeaderMin_4HeaderMax_5 | 4
830 | 70 | 30707-4P-3HP VLSC | VLSC_30707_4P_3HP | 242.0702 | 242.0702 | 484.1403 | 2 | 1 | 3 | E | VLS_Inline | 3 | 3 | 3 | 4 | BranchMin_3BranchMax_4 | 3 | 4 | 5 | HeaderMin_4HeaderMax_5 | 5
830 | 70 | 30707-4P-3HP VLSC | VLSC_30707_4P_3HP | 242.0702 | 242.0702 | 484.1403 | 2 | 1 | 3 | E | VLS_Inline | 3 | 3 | 3 | 4 | BranchMin_3BranchMax_4 | 4 | 4 | 5 | HeaderMin_4HeaderMax_5 | 4 | INVALID
830 | 70 | 30707-4P-3HP VLSC | VLSC_30707_4P_3HP | 242.0702 | 242.0702 | 484.1403 | 2 | 1 | 3 | E | VLS_Inline | 3 | 3 | 3 | 4 | BranchMin_3BranchMax_4 | 4 | 4 | 5 | HeaderMin_4HeaderMax_5 | 5
831 | 71 | 30707-4P-5HP VLSC | VLSC_30707_4P_5HP | 291.6367 | 291.6367 | 583.2733 | 2 | 1 | 3 | E | VLS_Inline | 3 | 3 | 3 | 4 | BranchMin_3BranchMax_4 | 3 | 4 | 5 | HeaderMin_4HeaderMax_5 | 4
831 | 71 | 30707-4P-5HP VLSC | VLSC_30707_4P_5HP | 291.6367 | 291.6367 | 583.2733 | 2 | 1 | 3 | E | VLS_Inline | 3 | 3 | 3 | 4 | BranchMin_3BranchMax_4 | 3 | 4 | 5 | HeaderMin_4HeaderMax_5 | 5
831 | 71 | 30707-4P-5HP VLSC | VLSC_30707_4P_5HP | 291.6367 | 291.6367 | 583.2733 | 2 | 1 | 3 | E | VLS_Inline | 3 | 3 | 3 | 4 | BranchMin_3BranchMax_4 | 4 | 4 | 5 | HeaderMin_4HeaderMax_5 | 4 | INVALID
831 | 71 | 30707-4P-5HP VLSC | VLSC_30707_4P_5HP | 291.6367 | 291.6367 | 583.2733 | 2 | 1 | 3 | E | VLS_Inline | 3 | 3 | 3 | 4 | BranchMin_3BranchMax_4 | 4 | 4 | 5 | HeaderMin_4HeaderMax_5 | 5
832 | 72 | 30957-4P-5HP VLSC | VLSC_30957_4P_5HP | 290.4936 | 290.4936 | 580.9873 | 2 | 1 | 3 | E | VLS_Inline | 3 | 3 | 3 | 4 | BranchMin_3BranchMax_4 | 3 | 4 | 5 | HeaderMin_4HeaderMax_5 | 4
832 | 72 | 30957-4P-5HP VLSC | VLSC_30957_4P_5HP | 290.4936 | 290.4936 | 580.9873 | 2 | 1 | 3 | E | VLS_Inline | 3 | 3 | 3 | 4 | BranchMin_3BranchMax_4 | 3 | 4 | 5 | HeaderMin_4HeaderMax_5 | 5
832 | 72 | 30957-4P-5HP VLSC | VLSC_30957_4P_5HP | 290.4936 | 290.4936 | 580.9873 | 2 | 1 | 3 | E | VLS_Inline | 3 | 3 | 3 | 4 | BranchMin_3BranchMax_4 | 4 | 4 | 5 | HeaderMin_4HeaderMax_5 | 4 | INVALID
832 | 72 | 30957-4P-5HP VLSC | VLSC_30957_4P_5HP | 290.4936 | 290.4936 | 580.9873 | 2 | 1 | 3 | E | VLS_Inline | 3 | 3 | 3 | 4 | BranchMin_3BranchMax_4 | 4 | 4 | 5 | HeaderMin_4HeaderMax_5 | 5
833 | 73 | 30957-4P-7.5HP VLSC | VLSC_30957_4P_7.5HP | 350.6693 | 350.6693 | 701.3387 | 2 | 1 | 3 | E | VLS_Inline | 3 | 3 | 3 | 4 | BranchMin_3BranchMax_4 | 3 | 4 | 6 | HeaderMin_4HeaderMax_6 | 4
833 | 73 | 30957-4P-7.5HP VLSC | VLSC_30957_4P_7.5HP | 350.6693 | 350.6693 | 701.3387 | 2 | 1 | 3 | E | VLS_Inline | 3 | 3 | 3 | 4 | BranchMin_3BranchMax_4 | 3 | 4 | 6 | HeaderMin_4HeaderMax_6 | 5
833 | 73 | 30957-4P-7.5HP VLSC | VLSC_30957_4P_7.5HP | 350.6693 | 350.6693 | 701.3387 | 2 | 1 | 3 | E | VLS_Inline | 3 | 3 | 3 | 4 | BranchMin_3BranchMax_4 | 3 | 4 | 6 | HeaderMin_4HeaderMax_6 | 6
833 | 73 | 30957-4P-7.5HP VLSC | VLSC_30957_4P_7.5HP | 350.6693 | 350.6693 | 701.3387 | 2 | 1 | 3 | E | VLS_Inline | 3 | 3 | 3 | 4 | BranchMin_3BranchMax_4 | 4 | 4 | 6 | HeaderMin_4HeaderMax_6 | 4 | INVALID
833 | 73 | 30957-4P-7.5HP VLSC | VLSC_30957_4P_7.5HP | 350.6693 | 350.6693 | 701.3387 | 2 | 1 | 3 | E | VLS_Inline | 3 | 3 | 3 | 4 | BranchMin_3BranchMax_4 | 4 | 4 | 6 | HeaderMin_4HeaderMax_6 | 5
833 | 73 | 30957-4P-7.5HP VLSC | VLSC_30957_4P_7.5HP | 350.6693 | 350.6693 | 701.3387 | 2 | 1 | 3 | E | VLS_Inline | 3 | 3 | 3 | 4 | BranchMin_3BranchMax_4 | 4 | 4 | 6 | HeaderMin_4HeaderMax_6 | 6
834 | 74 | 30957-4P-10HP VLSC | VLSC_30957_4P_10HP | 375.4803 | 375.4803 | 750.9605 | 2 | 1 | 3 | E | VLS_Inline | 3 | 3 | 3 | 4 | BranchMin_3BranchMax_4 | 3 | 4 | 6 | HeaderMin_4HeaderMax_6 | 4
834 | 74 | 30957-4P-10HP VLSC | VLSC_30957_4P_10HP | 375.4803 | 375.4803 | 750.9605 | 2 | 1 | 3 | E | VLS_Inline | 3 | 3 | 3 | 4 | BranchMin_3BranchMax_4 | 3 | 4 | 6 | HeaderMin_4HeaderMax_6 | 5
834 | 74 | 30957-4P-10HP VLSC | VLSC_30957_4P_10HP | 375.4803 | 375.4803 | 750.9605 | 2 | 1 | 3 | E | VLS_Inline | 3 | 3 | 3 | 4 | BranchMin_3BranchMax_4 | 3 | 4 | 6 | HeaderMin_4HeaderMax_6 | 6
834 | 74 | 30957-4P-10HP VLSC | VLSC_30957_4P_10HP | 375.4803 | 375.4803 | 750.9605 | 2 | 1 | 3 | E | VLS_Inline | 3 | 3 | 3 | 4 | BranchMin_3BranchMax_4 | 4 | 4 | 6 | HeaderMin_4HeaderMax_6 | 4 | INVALID
834 | 74 | 30957-4P-10HP VLSC | VLSC_30957_4P_10HP | 375.4803 | 375.4803 | 750.9605 | 2 | 1 | 3 | E | VLS_Inline | 3 | 3 | 3 | 4 | BranchMin_3BranchMax_4 | 4 | 4 | 6 | HeaderMin_4HeaderMax_6 | 5
834 | 74 | 30957-4P-10HP VLSC | VLSC_30957_4P_10HP | 375.4803 | 375.4803 | 750.9605 | 2 | 1 | 3 | E | VLS_Inline | 3 | 3 | 3 | 4 | BranchMin_3BranchMax_4 | 4 | 4 | 6 | HeaderMin_4HeaderMax_6 | 6
835 | 75 | 30123-4P-7.5HP VLSC | RC2539-9.07 | 402.5638 | 402.5638 | 805.1276 | 2 | 1 | 3 | E | VLS_Inline | 3 | 3 | 3 | 5 | BranchMin_3BranchMax_5 | 3 | 4 | 6 | HeaderMin_4HeaderMax_6 | 4
835 | 75 | 30123-4P-7.5HP VLSC | RC2539-9.07 | 402.5638 | 402.5638 | 805.1276 | 2 | 1 | 3 | E | VLS_Inline | 3 | 3 | 3 | 5 | BranchMin_3BranchMax_5 | 3 | 4 | 6 | HeaderMin_4HeaderMax_6 | 5
835 | 75 | 30123-4P-7.5HP VLSC | RC2539-9.07 | 402.5638 | 402.5638 | 805.1276 | 2 | 1 | 3 | E | VLS_Inline | 3 | 3 | 3 | 5 | BranchMin_3BranchMax_5 | 3 | 4 | 6 | HeaderMin_4HeaderMax_6 | 6
835 | 75 | 30123-4P-7.5HP VLSC | RC2539-9.07 | 402.5638 | 402.5638 | 805.1276 | 2 | 1 | 3 | E | VLS_Inline | 3 | 3 | 3 | 5 | BranchMin_3BranchMax_5 | 4 | 4 | 6 | HeaderMin_4HeaderMax_6 | 4 | INVALID
835 | 75 | 30123-4P-7.5HP VLSC | RC2539-9.07 | 402.5638 | 402.5638 | 805.1276 | 2 | 1 | 3 | E | VLS_Inline | 3 | 3 | 3 | 5 | BranchMin_3BranchMax_5 | 4 | 4 | 6 | HeaderMin_4HeaderMax_6 | 5
835 | 75 | 30123-4P-7.5HP VLSC | RC2539-9.07 | 402.5638 | 402.5638 | 805.1276 | 2 | 1 | 3 | E | VLS_Inline | 3 | 3 | 3 | 5 | BranchMin_3BranchMax_5 | 4 | 4 | 6 | HeaderMin_4HeaderMax_6 | 6
835 | 75 | 30123-4P-7.5HP VLSC | RC2539-9.07 | 402.5638 | 402.5638 | 805.1276 | 2 | 1 | 3 | E | VLS_Inline | 3 | 3 | 3 | 5 | BranchMin_3BranchMax_5 | 5 | 4 | 6 | HeaderMin_4HeaderMax_6 | 4 | INVALID
835 | 75 | 30123-4P-7.5HP VLSC | RC2539-9.07 | 402.5638 | 402.5638 | 805.1276 | 2 | 1 | 3 | E | VLS_Inline | 3 | 3 | 3 | 5 | BranchMin_3BranchMax_5 | 5 | 4 | 6 | HeaderMin_4HeaderMax_6 | 5 | INVALID
835 | 75 | 30123-4P-7.5HP VLSC | RC2539-9.07 | 402.5638 | 402.5638 | 805.1276 | 2 | 1 | 3 | E | VLS_Inline | 3 | 3 | 3 | 5 | BranchMin_3BranchMax_5 | 5 | 4 | 6 | HeaderMin_4HeaderMax_6 | 6
836 | 76 | 30123-4P-10HP VLSC | RC2539-9.91 | 427.3855 | 427.3855 | 854.771 | 2 | 1 | 3 | E | VLS_Inline | 3 | 3 | 3 | 5 | BranchMin_3BranchMax_5 | 3 | 4 | 6 | HeaderMin_4HeaderMax_6 | 4
836 | 76 | 30123-4P-10HP VLSC | RC2539-9.91 | 427.3855 | 427.3855 | 854.771 | 2 | 1 | 3 | E | VLS_Inline | 3 | 3 | 3 | 5 | BranchMin_3BranchMax_5 | 3 | 4 | 6 | HeaderMin_4HeaderMax_6 | 5
836 | 76 | 30123-4P-10HP VLSC | RC2539-9.91 | 427.3855 | 427.3855 | 854.771 | 2 | 1 | 3 | E | VLS_Inline | 3 | 3 | 3 | 5 | BranchMin_3BranchMax_5 | 3 | 4 | 6 | HeaderMin_4HeaderMax_6 | 6
836 | 76 | 30123-4P-10HP VLSC | RC2539-9.91 | 427.3855 | 427.3855 | 854.771 | 2 | 1 | 3 | E | VLS_Inline | 3 | 3 | 3 | 5 | BranchMin_3BranchMax_5 | 4 | 4 | 6 | HeaderMin_4HeaderMax_6 | 4 | INVALID
836 | 76 | 30123-4P-10HP VLSC | RC2539-9.91 | 427.3855 | 427.3855 | 854.771 | 2 | 1 | 3 | E | VLS_Inline | 3 | 3 | 3 | 5 | BranchMin_3BranchMax_5 | 4 | 4 | 6 | HeaderMin_4HeaderMax_6 | 5
836 | 76 | 30123-4P-10HP VLSC | RC2539-9.91 | 427.3855 | 427.3855 | 854.771 | 2 | 1 | 3 | E | VLS_Inline | 3 | 3 | 3 | 5 | BranchMin_3BranchMax_5 | 4 | 4 | 6 | HeaderMin_4HeaderMax_6 | 6
836 | 76 | 30123-4P-10HP VLSC | RC2539-9.91 | 427.3855 | 427.3855 | 854.771 | 2 | 1 | 3 | E | VLS_Inline | 3 | 3 | 3 | 5 | BranchMin_3BranchMax_5 | 5 | 4 | 6 | HeaderMin_4HeaderMax_6 | 4 | INVALID
836 | 76 | 30123-4P-10HP VLSC | RC2539-9.91 | 427.3855 | 427.3855 | 854.771 | 2 | 1 | 3 | E | VLS_Inline | 3 | 3 | 3 | 5 | BranchMin_3BranchMax_5 | 5 | 4 | 6 | HeaderMin_4HeaderMax_6 | 5 | INVALID
836 | 76 | 30123-4P-10HP VLSC | RC2539-9.91 | 427.3855 | 427.3855 | 854.771 | 2 | 1 | 3 | E | VLS_Inline | 3 | 3 | 3 | 5 | BranchMin_3BranchMax_5 | 5 | 4 | 6 | HeaderMin_4HeaderMax_6 | 6
837 | 77 | 30123-4P-15HP VLSC | RC2539-11.12 | 430.0891 | 430.0891 | 860.1783 | 2 | 1 | 3 | E | VLS_Inline | 3 | 3 | 3 | 5 | BranchMin_3BranchMax_5 | 3 | 4 | 6 | HeaderMin_4HeaderMax_6 | 4
837 | 77 | 30123-4P-15HP VLSC | RC2539-11.12 | 430.0891 | 430.0891 | 860.1783 | 2 | 1 | 3 | E | VLS_Inline | 3 | 3 | 3 | 5 | BranchMin_3BranchMax_5 | 3 | 4 | 6 | HeaderMin_4HeaderMax_6 | 5
837 | 77 | 30123-4P-15HP VLSC | RC2539-11.12 | 430.0891 | 430.0891 | 860.1783 | 2 | 1 | 3 | E | VLS_Inline | 3 | 3 | 3 | 5 | BranchMin_3BranchMax_5 | 3 | 4 | 6 | HeaderMin_4HeaderMax_6 | 6
837 | 77 | 30123-4P-15HP VLSC | RC2539-11.12 | 430.0891 | 430.0891 | 860.1783 | 2 | 1 | 3 | E | VLS_Inline | 3 | 3 | 3 | 5 | BranchMin_3BranchMax_5 | 4 | 4 | 6 | HeaderMin_4HeaderMax_6 | 4 | INVALID
837 | 77 | 30123-4P-15HP VLSC | RC2539-11.12 | 430.0891 | 430.0891 | 860.1783 | 2 | 1 | 3 | E | VLS_Inline | 3 | 3 | 3 | 5 | BranchMin_3BranchMax_5 | 4 | 4 | 6 | HeaderMin_4HeaderMax_6 | 5
837 | 77 | 30123-4P-15HP VLSC | RC2539-11.12 | 430.0891 | 430.0891 | 860.1783 | 2 | 1 | 3 | E | VLS_Inline | 3 | 3 | 3 | 5 | BranchMin_3BranchMax_5 | 4 | 4 | 6 | HeaderMin_4HeaderMax_6 | 6
837 | 77 | 30123-4P-15HP VLSC | RC2539-11.12 | 430.0891 | 430.0891 | 860.1783 | 2 | 1 | 3 | E | VLS_Inline | 3 | 3 | 3 | 5 | BranchMin_3BranchMax_5 | 5 | 4 | 6 | HeaderMin_4HeaderMax_6 | 4 | INVALID
837 | 77 | 30123-4P-15HP VLSC | RC2539-11.12 | 430.0891 | 430.0891 | 860.1783 | 2 | 1 | 3 | E | VLS_Inline | 3 | 3 | 3 | 5 | BranchMin_3BranchMax_5 | 5 | 4 | 6 | HeaderMin_4HeaderMax_6 | 5 | INVALID
837 | 77 | 30123-4P-15HP VLSC | RC2539-11.12 | 430.0891 | 430.0891 | 860.1783 | 2 | 1 | 3 | E | VLS_Inline | 3 | 3 | 3 | 5 | BranchMin_3BranchMax_5 | 5 | 4 | 6 | HeaderMin_4HeaderMax_6 | 6
838 | 78 | 30123-4P-20HP VLSC | RC2539-12.1 | 453.84 | 453.84 | 907.68 | 2 | 1 | 3 | E | VLS_Inline | 3 | 3 | 3 | 5 | BranchMin_3BranchMax_5 | 3 | 4 | 6 | HeaderMin_4HeaderMax_6 | 4
838 | 78 | 30123-4P-20HP VLSC | RC2539-12.1 | 453.84 | 453.84 | 907.68 | 2 | 1 | 3 | E | VLS_Inline | 3 | 3 | 3 | 5 | BranchMin_3BranchMax_5 | 3 | 4 | 6 | HeaderMin_4HeaderMax_6 | 5
838 | 78 | 30123-4P-20HP VLSC | RC2539-12.1 | 453.84 | 453.84 | 907.68 | 2 | 1 | 3 | E | VLS_Inline | 3 | 3 | 3 | 5 | BranchMin_3BranchMax_5 | 3 | 4 | 6 | HeaderMin_4HeaderMax_6 | 6
838 | 78 | 30123-4P-20HP VLSC | RC2539-12.1 | 453.84 | 453.84 | 907.68 | 2 | 1 | 3 | E | VLS_Inline | 3 | 3 | 3 | 5 | BranchMin_3BranchMax_5 | 4 | 4 | 6 | HeaderMin_4HeaderMax_6 | 4 | INVALID
838 | 78 | 30123-4P-20HP VLSC | RC2539-12.1 | 453.84 | 453.84 | 907.68 | 2 | 1 | 3 | E | VLS_Inline | 3 | 3 | 3 | 5 | BranchMin_3BranchMax_5 | 4 | 4 | 6 | HeaderMin_4HeaderMax_6 | 5
838 | 78 | 30123-4P-20HP VLSC | RC2539-12.1 | 453.84 | 453.84 | 907.68 | 2 | 1 | 3 | E | VLS_Inline | 3 | 3 | 3 | 5 | BranchMin_3BranchMax_5 | 4 | 4 | 6 | HeaderMin_4HeaderMax_6 | 6
838 | 78 | 30123-4P-20HP VLSC | RC2539-12.1 | 453.84 | 453.84 | 907.68 | 2 | 1 | 3 | E | VLS_Inline | 3 | 3 | 3 | 5 | BranchMin_3BranchMax_5 | 5 | 4 | 6 | HeaderMin_4HeaderMax_6 | 4 | INVALID
838 | 78 | 30123-4P-20HP VLSC | RC2539-12.1 | 453.84 | 453.84 | 907.68 | 2 | 1 | 3 | E | VLS_Inline | 3 | 3 | 3 | 5 | BranchMin_3BranchMax_5 | 5 | 4 | 6 | HeaderMin_4HeaderMax_6 | 5 | INVALID
838 | 78 | 30123-4P-20HP VLSC | RC2539-12.1 | 453.84 | 453.84 | 907.68 | 2 | 1 | 3 | E | VLS_Inline | 3 | 3 | 3 | 5 | BranchMin_3BranchMax_5 | 5 | 4 | 6 | HeaderMin_4HeaderMax_6 | 6
839 | 79 | 30125-4P-7.5HP VLSC | VLSC_30125_4P_7.5HP | 360.7205 | 360.7205 | 721.4409 | 2 | 1 | 3 | E | VLS_Inline | 3 | 3 | 3 | 4 | BranchMin_3BranchMax_4 | 3 | 4 | 6 | HeaderMin_4HeaderMax_6 | 4
839 | 79 | 30125-4P-7.5HP VLSC | VLSC_30125_4P_7.5HP | 360.7205 | 360.7205 | 721.4409 | 2 | 1 | 3 | E | VLS_Inline | 3 | 3 | 3 | 4 | BranchMin_3BranchMax_4 | 3 | 4 | 6 | HeaderMin_4HeaderMax_6 | 5
839 | 79 | 30125-4P-7.5HP VLSC | VLSC_30125_4P_7.5HP | 360.7205 | 360.7205 | 721.4409 | 2 | 1 | 3 | E | VLS_Inline | 3 | 3 | 3 | 4 | BranchMin_3BranchMax_4 | 3 | 4 | 6 | HeaderMin_4HeaderMax_6 | 6
839 | 79 | 30125-4P-7.5HP VLSC | VLSC_30125_4P_7.5HP | 360.7205 | 360.7205 | 721.4409 | 2 | 1 | 3 | E | VLS_Inline | 3 | 3 | 3 | 4 | BranchMin_3BranchMax_4 | 4 | 4 | 6 | HeaderMin_4HeaderMax_6 | 4 | INVALID
839 | 79 | 30125-4P-7.5HP VLSC | VLSC_30125_4P_7.5HP | 360.7205 | 360.7205 | 721.4409 | 2 | 1 | 3 | E | VLS_Inline | 3 | 3 | 3 | 4 | BranchMin_3BranchMax_4 | 4 | 4 | 6 | HeaderMin_4HeaderMax_6 | 5
839 | 79 | 30125-4P-7.5HP VLSC | VLSC_30125_4P_7.5HP | 360.7205 | 360.7205 | 721.4409 | 2 | 1 | 3 | E | VLS_Inline | 3 | 3 | 3 | 4 | BranchMin_3BranchMax_4 | 4 | 4 | 6 | HeaderMin_4HeaderMax_6 | 6
840 | 80 | 30125-4P-10HP VLSC | VLSC_30125_4P_10HP | 391.3696 | 391.3696 | 782.7393 | 2 | 1 | 3 | E | VLS_Inline | 3 | 3 | 3 | 4 | BranchMin_3BranchMax_4 | 3 | 4 | 6 | HeaderMin_4HeaderMax_6 | 4
840 | 80 | 30125-4P-10HP VLSC | VLSC_30125_4P_10HP | 391.3696 | 391.3696 | 782.7393 | 2 | 1 | 3 | E | VLS_Inline | 3 | 3 | 3 | 4 | BranchMin_3BranchMax_4 | 3 | 4 | 6 | HeaderMin_4HeaderMax_6 | 5
840 | 80 | 30125-4P-10HP VLSC | VLSC_30125_4P_10HP | 391.3696 | 391.3696 | 782.7393 | 2 | 1 | 3 | E | VLS_Inline | 3 | 3 | 3 | 4 | BranchMin_3BranchMax_4 | 3 | 4 | 6 | HeaderMin_4HeaderMax_6 | 6
840 | 80 | 30125-4P-10HP VLSC | VLSC_30125_4P_10HP | 391.3696 | 391.3696 | 782.7393 | 2 | 1 | 3 | E | VLS_Inline | 3 | 3 | 3 | 4 | BranchMin_3BranchMax_4 | 4 | 4 | 6 | HeaderMin_4HeaderMax_6 | 4 | INVALID
840 | 80 | 30125-4P-10HP VLSC | VLSC_30125_4P_10HP | 391.3696 | 391.3696 | 782.7393 | 2 | 1 | 3 | E | VLS_Inline | 3 | 3 | 3 | 4 | BranchMin_3BranchMax_4 | 4 | 4 | 6 | HeaderMin_4HeaderMax_6 | 5
840 | 80 | 30125-4P-10HP VLSC | VLSC_30125_4P_10HP | 391.3696 | 391.3696 | 782.7393 | 2 | 1 | 3 | E | VLS_Inline | 3 | 3 | 3 | 4 | BranchMin_3BranchMax_4 | 4 | 4 | 6 | HeaderMin_4HeaderMax_6 | 6
841 | 81 | 30125-4P-15HP VLSC | VLSC_30125_4P_15HP | 444.5377 | 444.5377 | 889.0754 | 2 | 1 | 3 | E | VLS_Inline | 3 | 3 | 3 | 5 | BranchMin_3BranchMax_5 | 3 | 4 | 6 | HeaderMin_4HeaderMax_6 | 4
841 | 81 | 30125-4P-15HP VLSC | VLSC_30125_4P_15HP | 444.5377 | 444.5377 | 889.0754 | 2 | 1 | 3 | E | VLS_Inline | 3 | 3 | 3 | 5 | BranchMin_3BranchMax_5 | 3 | 4 | 6 | HeaderMin_4HeaderMax_6 | 5
841 | 81 | 30125-4P-15HP VLSC | VLSC_30125_4P_15HP | 444.5377 | 444.5377 | 889.0754 | 2 | 1 | 3 | E | VLS_Inline | 3 | 3 | 3 | 5 | BranchMin_3BranchMax_5 | 3 | 4 | 6 | HeaderMin_4HeaderMax_6 | 6
841 | 81 | 30125-4P-15HP VLSC | VLSC_30125_4P_15HP | 444.5377 | 444.5377 | 889.0754 | 2 | 1 | 3 | E | VLS_Inline | 3 | 3 | 3 | 5 | BranchMin_3BranchMax_5 | 4 | 4 | 6 | HeaderMin_4HeaderMax_6 | 4 | INVALID
841 | 81 | 30125-4P-15HP VLSC | VLSC_30125_4P_15HP | 444.5377 | 444.5377 | 889.0754 | 2 | 1 | 3 | E | VLS_Inline | 3 | 3 | 3 | 5 | BranchMin_3BranchMax_5 | 4 | 4 | 6 | HeaderMin_4HeaderMax_6 | 5
841 | 81 | 30125-4P-15HP VLSC | VLSC_30125_4P_15HP | 444.5377 | 444.5377 | 889.0754 | 2 | 1 | 3 | E | VLS_Inline | 3 | 3 | 3 | 5 | BranchMin_3BranchMax_5 | 4 | 4 | 6 | HeaderMin_4HeaderMax_6 | 6
841 | 81 | 30125-4P-15HP VLSC | VLSC_30125_4P_15HP | 444.5377 | 444.5377 | 889.0754 | 2 | 1 | 3 | E | VLS_Inline | 3 | 3 | 3 | 5 | BranchMin_3BranchMax_5 | 5 | 4 | 6 | HeaderMin_4HeaderMax_6 | 4 | INVALID
841 | 81 | 30125-4P-15HP VLSC | VLSC_30125_4P_15HP | 444.5377 | 444.5377 | 889.0754 | 2 | 1 | 3 | E | VLS_Inline | 3 | 3 | 3 | 5 | BranchMin_3BranchMax_5 | 5 | 4 | 6 | HeaderMin_4HeaderMax_6 | 5 | INVALID
841 | 81 | 30125-4P-15HP VLSC | VLSC_30125_4P_15HP | 444.5377 | 444.5377 | 889.0754 | 2 | 1 | 3 | E | VLS_Inline | 3 | 3 | 3 | 5 | BranchMin_3BranchMax_5 | 5 | 4 | 6 | HeaderMin_4HeaderMax_6 | 6
842 | 82 | 30125-4P-20HP VLSC | VLSC_30125_4P_20HP | 455.5928 | 455.5928 | 911.1855 | 2 | 1 | 3 | E | VLS_Inline | 3 | 3 | 3 | 5 | BranchMin_3BranchMax_5 | 3 | 4 | 6 | HeaderMin_4HeaderMax_6 | 4
842 | 82 | 30125-4P-20HP VLSC | VLSC_30125_4P_20HP | 455.5928 | 455.5928 | 911.1855 | 2 | 1 | 3 | E | VLS_Inline | 3 | 3 | 3 | 5 | BranchMin_3BranchMax_5 | 3 | 4 | 6 | HeaderMin_4HeaderMax_6 | 5
842 | 82 | 30125-4P-20HP VLSC | VLSC_30125_4P_20HP | 455.5928 | 455.5928 | 911.1855 | 2 | 1 | 3 | E | VLS_Inline | 3 | 3 | 3 | 5 | BranchMin_3BranchMax_5 | 3 | 4 | 6 | HeaderMin_4HeaderMax_6 | 6
842 | 82 | 30125-4P-20HP VLSC | VLSC_30125_4P_20HP | 455.5928 | 455.5928 | 911.1855 | 2 | 1 | 3 | E | VLS_Inline | 3 | 3 | 3 | 5 | BranchMin_3BranchMax_5 | 4 | 4 | 6 | HeaderMin_4HeaderMax_6 | 4 | INVALID
842 | 82 | 30125-4P-20HP VLSC | VLSC_30125_4P_20HP | 455.5928 | 455.5928 | 911.1855 | 2 | 1 | 3 | E | VLS_Inline | 3 | 3 | 3 | 5 | BranchMin_3BranchMax_5 | 4 | 4 | 6 | HeaderMin_4HeaderMax_6 | 5
842 | 82 | 30125-4P-20HP VLSC | VLSC_30125_4P_20HP | 455.5928 | 455.5928 | 911.1855 | 2 | 1 | 3 | E | VLS_Inline | 3 | 3 | 3 | 5 | BranchMin_3BranchMax_5 | 4 | 4 | 6 | HeaderMin_4HeaderMax_6 | 6
842 | 82 | 30125-4P-20HP VLSC | VLSC_30125_4P_20HP | 455.5928 | 455.5928 | 911.1855 | 2 | 1 | 3 | E | VLS_Inline | 3 | 3 | 3 | 5 | BranchMin_3BranchMax_5 | 5 | 4 | 6 | HeaderMin_4HeaderMax_6 | 4 | INVALID
842 | 82 | 30125-4P-20HP VLSC | VLSC_30125_4P_20HP | 455.5928 | 455.5928 | 911.1855 | 2 | 1 | 3 | E | VLS_Inline | 3 | 3 | 3 | 5 | BranchMin_3BranchMax_5 | 5 | 4 | 6 | HeaderMin_4HeaderMax_6 | 5 | INVALID
842 | 82 | 30125-4P-20HP VLSC | VLSC_30125_4P_20HP | 455.5928 | 455.5928 | 911.1855 | 2 | 1 | 3 | E | VLS_Inline | 3 | 3 | 3 | 5 | BranchMin_3BranchMax_5 | 5 | 4 | 6 | HeaderMin_4HeaderMax_6 | 6
843 | 83 | 40707-2P-15HP VLSC | VLSC_40707_2P_15HP | 548.8465 | 548.8465 | 1097.6931 | 2 | 1 | 3 | E | VLS_Inline | 4 | 4 | 4 | 5 | BranchMin_4BranchMax_5 | 4 | 5 | 8 | HeaderMin_5HeaderMax_8 | 5
843 | 83 | 40707-2P-15HP VLSC | VLSC_40707_2P_15HP | 548.8465 | 548.8465 | 1097.6931 | 2 | 1 | 3 | E | VLS_Inline | 4 | 4 | 4 | 5 | BranchMin_4BranchMax_5 | 4 | 5 | 8 | HeaderMin_5HeaderMax_8 | 6
843 | 83 | 40707-2P-15HP VLSC | VLSC_40707_2P_15HP | 548.8465 | 548.8465 | 1097.6931 | 2 | 1 | 3 | E | VLS_Inline | 4 | 4 | 4 | 5 | BranchMin_4BranchMax_5 | 4 | 5 | 8 | HeaderMin_5HeaderMax_8 | 8
843 | 83 | 40707-2P-15HP VLSC | VLSC_40707_2P_15HP | 548.8465 | 548.8465 | 1097.6931 | 2 | 1 | 3 | E | VLS_Inline | 4 | 4 | 4 | 5 | BranchMin_4BranchMax_5 | 5 | 5 | 8 | HeaderMin_5HeaderMax_8 | 5 | INVALID
843 | 83 | 40707-2P-15HP VLSC | VLSC_40707_2P_15HP | 548.8465 | 548.8465 | 1097.6931 | 2 | 1 | 3 | E | VLS_Inline | 4 | 4 | 4 | 5 | BranchMin_4BranchMax_5 | 5 | 5 | 8 | HeaderMin_5HeaderMax_8 | 6
843 | 83 | 40707-2P-15HP VLSC | VLSC_40707_2P_15HP | 548.8465 | 548.8465 | 1097.6931 | 2 | 1 | 3 | E | VLS_Inline | 4 | 4 | 4 | 5 | BranchMin_4BranchMax_5 | 5 | 5 | 8 | HeaderMin_5HeaderMax_8 | 8
844 | 84 | 40707-2P-20HP VLSC | VLSC_40707_2P_20HP | 628.8755 | 628.8755 | 1257.751 | 2 | 1 | 3 | E | VLS_Inline | 4 | 4 | 4 | 5 | BranchMin_4BranchMax_5 | 4 | 5 | 8 | HeaderMin_5HeaderMax_8 | 5
844 | 84 | 40707-2P-20HP VLSC | VLSC_40707_2P_20HP | 628.8755 | 628.8755 | 1257.751 | 2 | 1 | 3 | E | VLS_Inline | 4 | 4 | 4 | 5 | BranchMin_4BranchMax_5 | 4 | 5 | 8 | HeaderMin_5HeaderMax_8 | 6
844 | 84 | 40707-2P-20HP VLSC | VLSC_40707_2P_20HP | 628.8755 | 628.8755 | 1257.751 | 2 | 1 | 3 | E | VLS_Inline | 4 | 4 | 4 | 5 | BranchMin_4BranchMax_5 | 4 | 5 | 8 | HeaderMin_5HeaderMax_8 | 8
844 | 84 | 40707-2P-20HP VLSC | VLSC_40707_2P_20HP | 628.8755 | 628.8755 | 1257.751 | 2 | 1 | 3 | E | VLS_Inline | 4 | 4 | 4 | 5 | BranchMin_4BranchMax_5 | 5 | 5 | 8 | HeaderMin_5HeaderMax_8 | 5 | INVALID
844 | 84 | 40707-2P-20HP VLSC | VLSC_40707_2P_20HP | 628.8755 | 628.8755 | 1257.751 | 2 | 1 | 3 | E | VLS_Inline | 4 | 4 | 4 | 5 | BranchMin_4BranchMax_5 | 5 | 5 | 8 | HeaderMin_5HeaderMax_8 | 6
844 | 84 | 40707-2P-20HP VLSC | VLSC_40707_2P_20HP | 628.8755 | 628.8755 | 1257.751 | 2 | 1 | 3 | E | VLS_Inline | 4 | 4 | 4 | 5 | BranchMin_4BranchMax_5 | 5 | 5 | 8 | HeaderMin_5HeaderMax_8 | 8
845 | 85 | 40707-2P-25HP VLSC | VLSC_40707_2P_25HP | 683.4996 | 683.4996 | 1366.9992 | 2 | 1 | 3 | E | VLS_Inline | 4 | 4 | 4 | 6 | BranchMin_4BranchMax_6 | 4 | 5 | 8 | HeaderMin_5HeaderMax_8 | 5
845 | 85 | 40707-2P-25HP VLSC | VLSC_40707_2P_25HP | 683.4996 | 683.4996 | 1366.9992 | 2 | 1 | 3 | E | VLS_Inline | 4 | 4 | 4 | 6 | BranchMin_4BranchMax_6 | 4 | 5 | 8 | HeaderMin_5HeaderMax_8 | 6
845 | 85 | 40707-2P-25HP VLSC | VLSC_40707_2P_25HP | 683.4996 | 683.4996 | 1366.9992 | 2 | 1 | 3 | E | VLS_Inline | 4 | 4 | 4 | 6 | BranchMin_4BranchMax_6 | 4 | 5 | 8 | HeaderMin_5HeaderMax_8 | 8
845 | 85 | 40707-2P-25HP VLSC | VLSC_40707_2P_25HP | 683.4996 | 683.4996 | 1366.9992 | 2 | 1 | 3 | E | VLS_Inline | 4 | 4 | 4 | 6 | BranchMin_4BranchMax_6 | 5 | 5 | 8 | HeaderMin_5HeaderMax_8 | 5 | INVALID
845 | 85 | 40707-2P-25HP VLSC | VLSC_40707_2P_25HP | 683.4996 | 683.4996 | 1366.9992 | 2 | 1 | 3 | E | VLS_Inline | 4 | 4 | 4 | 6 | BranchMin_4BranchMax_6 | 5 | 5 | 8 | HeaderMin_5HeaderMax_8 | 6
845 | 85 | 40707-2P-25HP VLSC | VLSC_40707_2P_25HP | 683.4996 | 683.4996 | 1366.9992 | 2 | 1 | 3 | E | VLS_Inline | 4 | 4 | 4 | 6 | BranchMin_4BranchMax_6 | 5 | 5 | 8 | HeaderMin_5HeaderMax_8 | 8
845 | 85 | 40707-2P-25HP VLSC | VLSC_40707_2P_25HP | 683.4996 | 683.4996 | 1366.9992 | 2 | 1 | 3 | E | VLS_Inline | 4 | 4 | 4 | 6 | BranchMin_4BranchMax_6 | 6 | 5 | 8 | HeaderMin_5HeaderMax_8 | 5 | INVALID
845 | 85 | 40707-2P-25HP VLSC | VLSC_40707_2P_25HP | 683.4996 | 683.4996 | 1366.9992 | 2 | 1 | 3 | E | VLS_Inline | 4 | 4 | 4 | 6 | BranchMin_4BranchMax_6 | 6 | 5 | 8 | HeaderMin_5HeaderMax_8 | 6 | INVALID
845 | 85 | 40707-2P-25HP VLSC | VLSC_40707_2P_25HP | 683.4996 | 683.4996 | 1366.9992 | 2 | 1 | 3 | E | VLS_Inline | 4 | 4 | 4 | 6 | BranchMin_4BranchMax_6 | 6 | 5 | 8 | HeaderMin_5HeaderMax_8 | 8
846 | 86 | 40707-2P-30HP VLSC | VLSC_40707_2P_30HP | 734.2064 | 734.2064 | 1468.4128 | 2 | 1 | 3 | E | VLS_Inline | 4 | 4 | 4 | 6 | BranchMin_4BranchMax_6 | 4 | 5 | 8 | HeaderMin_5HeaderMax_8 | 5
846 | 86 | 40707-2P-30HP VLSC | VLSC_40707_2P_30HP | 734.2064 | 734.2064 | 1468.4128 | 2 | 1 | 3 | E | VLS_Inline | 4 | 4 | 4 | 6 | BranchMin_4BranchMax_6 | 4 | 5 | 8 | HeaderMin_5HeaderMax_8 | 6
846 | 86 | 40707-2P-30HP VLSC | VLSC_40707_2P_30HP | 734.2064 | 734.2064 | 1468.4128 | 2 | 1 | 3 | E | VLS_Inline | 4 | 4 | 4 | 6 | BranchMin_4BranchMax_6 | 4 | 5 | 8 | HeaderMin_5HeaderMax_8 | 8
846 | 86 | 40707-2P-30HP VLSC | VLSC_40707_2P_30HP | 734.2064 | 734.2064 | 1468.4128 | 2 | 1 | 3 | E | VLS_Inline | 4 | 4 | 4 | 6 | BranchMin_4BranchMax_6 | 5 | 5 | 8 | HeaderMin_5HeaderMax_8 | 5 | INVALID
846 | 86 | 40707-2P-30HP VLSC | VLSC_40707_2P_30HP | 734.2064 | 734.2064 | 1468.4128 | 2 | 1 | 3 | E | VLS_Inline | 4 | 4 | 4 | 6 | BranchMin_4BranchMax_6 | 5 | 5 | 8 | HeaderMin_5HeaderMax_8 | 6
846 | 86 | 40707-2P-30HP VLSC | VLSC_40707_2P_30HP | 734.2064 | 734.2064 | 1468.4128 | 2 | 1 | 3 | E | VLS_Inline | 4 | 4 | 4 | 6 | BranchMin_4BranchMax_6 | 5 | 5 | 8 | HeaderMin_5HeaderMax_8 | 8
846 | 86 | 40707-2P-30HP VLSC | VLSC_40707_2P_30HP | 734.2064 | 734.2064 | 1468.4128 | 2 | 1 | 3 | E | VLS_Inline | 4 | 4 | 4 | 6 | BranchMin_4BranchMax_6 | 6 | 5 | 8 | HeaderMin_5HeaderMax_8 | 5 | INVALID
846 | 86 | 40707-2P-30HP VLSC | VLSC_40707_2P_30HP | 734.2064 | 734.2064 | 1468.4128 | 2 | 1 | 3 | E | VLS_Inline | 4 | 4 | 4 | 6 | BranchMin_4BranchMax_6 | 6 | 5 | 8 | HeaderMin_5HeaderMax_8 | 6 | INVALID
846 | 86 | 40707-2P-30HP VLSC | VLSC_40707_2P_30HP | 734.2064 | 734.2064 | 1468.4128 | 2 | 1 | 3 | E | VLS_Inline | 4 | 4 | 4 | 6 | BranchMin_4BranchMax_6 | 6 | 5 | 8 | HeaderMin_5HeaderMax_8 | 8
847 | 87 | 40707-2P-40HP VLSC | VLSC_40707_2P_40HP | 789.7994 | 789.7994 | 1579.5988 | 2 | 1 | 3 | E | VLS_Inline | 4 | 4 | 4 | 6 | BranchMin_4BranchMax_6 | 4 | 5 | 8 | HeaderMin_5HeaderMax_8 | 5
847 | 87 | 40707-2P-40HP VLSC | VLSC_40707_2P_40HP | 789.7994 | 789.7994 | 1579.5988 | 2 | 1 | 3 | E | VLS_Inline | 4 | 4 | 4 | 6 | BranchMin_4BranchMax_6 | 4 | 5 | 8 | HeaderMin_5HeaderMax_8 | 6
847 | 87 | 40707-2P-40HP VLSC | VLSC_40707_2P_40HP | 789.7994 | 789.7994 | 1579.5988 | 2 | 1 | 3 | E | VLS_Inline | 4 | 4 | 4 | 6 | BranchMin_4BranchMax_6 | 4 | 5 | 8 | HeaderMin_5HeaderMax_8 | 8
847 | 87 | 40707-2P-40HP VLSC | VLSC_40707_2P_40HP | 789.7994 | 789.7994 | 1579.5988 | 2 | 1 | 3 | E | VLS_Inline | 4 | 4 | 4 | 6 | BranchMin_4BranchMax_6 | 5 | 5 | 8 | HeaderMin_5HeaderMax_8 | 5 | INVALID
847 | 87 | 40707-2P-40HP VLSC | VLSC_40707_2P_40HP | 789.7994 | 789.7994 | 1579.5988 | 2 | 1 | 3 | E | VLS_Inline | 4 | 4 | 4 | 6 | BranchMin_4BranchMax_6 | 5 | 5 | 8 | HeaderMin_5HeaderMax_8 | 6
847 | 87 | 40707-2P-40HP VLSC | VLSC_40707_2P_40HP | 789.7994 | 789.7994 | 1579.5988 | 2 | 1 | 3 | E | VLS_Inline | 4 | 4 | 4 | 6 | BranchMin_4BranchMax_6 | 5 | 5 | 8 | HeaderMin_5HeaderMax_8 | 8
847 | 87 | 40707-2P-40HP VLSC | VLSC_40707_2P_40HP | 789.7994 | 789.7994 | 1579.5988 | 2 | 1 | 3 | E | VLS_Inline | 4 | 4 | 4 | 6 | BranchMin_4BranchMax_6 | 6 | 5 | 8 | HeaderMin_5HeaderMax_8 | 5 | INVALID
847 | 87 | 40707-2P-40HP VLSC | VLSC_40707_2P_40HP | 789.7994 | 789.7994 | 1579.5988 | 2 | 1 | 3 | E | VLS_Inline | 4 | 4 | 4 | 6 | BranchMin_4BranchMax_6 | 6 | 5 | 8 | HeaderMin_5HeaderMax_8 | 6 | INVALID
847 | 87 | 40707-2P-40HP VLSC | VLSC_40707_2P_40HP | 789.7994 | 789.7994 | 1579.5988 | 2 | 1 | 3 | E | VLS_Inline | 4 | 4 | 4 | 6 | BranchMin_4BranchMax_6 | 6 | 5 | 8 | HeaderMin_5HeaderMax_8 | 8
848 | 88 | 40707-4P-3HP VLSC | VLSC_40707_4P_3HP | 360.84 | 360.84 | 721.68 | 2 | 1 | 3 | E | VLS_Inline | 4 | 4 | 4 | 4 | BranchMin_4BranchMax_4 | 4 | 5 | 6 | HeaderMin_5HeaderMax_6 | 5
848 | 88 | 40707-4P-3HP VLSC | VLSC_40707_4P_3HP | 360.84 | 360.84 | 721.68 | 2 | 1 | 3 | E | VLS_Inline | 4 | 4 | 4 | 4 | BranchMin_4BranchMax_4 | 4 | 5 | 6 | HeaderMin_5HeaderMax_6 | 6
849 | 89 | 40707-4P-5HP VLSC | VLSC_40707_4P_5HP | 427.4383 | 427.4383 | 854.8766 | 2 | 1 | 3 | E | VLS_Inline | 4 | 4 | 4 | 5 | BranchMin_4BranchMax_5 | 4 | 5 | 6 | HeaderMin_5HeaderMax_6 | 5
849 | 89 | 40707-4P-5HP VLSC | VLSC_40707_4P_5HP | 427.4383 | 427.4383 | 854.8766 | 2 | 1 | 3 | E | VLS_Inline | 4 | 4 | 4 | 5 | BranchMin_4BranchMax_5 | 4 | 5 | 6 | HeaderMin_5HeaderMax_6 | 6
849 | 89 | 40707-4P-5HP VLSC | VLSC_40707_4P_5HP | 427.4383 | 427.4383 | 854.8766 | 2 | 1 | 3 | E | VLS_Inline | 4 | 4 | 4 | 5 | BranchMin_4BranchMax_5 | 5 | 5 | 6 | HeaderMin_5HeaderMax_6 | 5 | INVALID
849 | 89 | 40707-4P-5HP VLSC | VLSC_40707_4P_5HP | 427.4383 | 427.4383 | 854.8766 | 2 | 1 | 3 | E | VLS_Inline | 4 | 4 | 4 | 5 | BranchMin_4BranchMax_5 | 5 | 5 | 6 | HeaderMin_5HeaderMax_6 | 6
850 | 90 | 40957-2P-40HP VLSC | RC9914-1-6.92-2P | 913.8143 | 913.8143 | 1827.6287 | 2 | 1 | 3 | E | VLS_Inline | 4 | 4 | 4 | 6 | BranchMin_4BranchMax_6 | 4 | 5 | 10 | HeaderMin_5HeaderMax_10 | 5
850 | 90 | 40957-2P-40HP VLSC | RC9914-1-6.92-2P | 913.8143 | 913.8143 | 1827.6287 | 2 | 1 | 3 | E | VLS_Inline | 4 | 4 | 4 | 6 | BranchMin_4BranchMax_6 | 4 | 5 | 10 | HeaderMin_5HeaderMax_10 | 6
850 | 90 | 40957-2P-40HP VLSC | RC9914-1-6.92-2P | 913.8143 | 913.8143 | 1827.6287 | 2 | 1 | 3 | E | VLS_Inline | 4 | 4 | 4 | 6 | BranchMin_4BranchMax_6 | 4 | 5 | 10 | HeaderMin_5HeaderMax_10 | 8
850 | 90 | 40957-2P-40HP VLSC | RC9914-1-6.92-2P | 913.8143 | 913.8143 | 1827.6287 | 2 | 1 | 3 | E | VLS_Inline | 4 | 4 | 4 | 6 | BranchMin_4BranchMax_6 | 4 | 5 | 10 | HeaderMin_5HeaderMax_10 | 10
850 | 90 | 40957-2P-40HP VLSC | RC9914-1-6.92-2P | 913.8143 | 913.8143 | 1827.6287 | 2 | 1 | 3 | E | VLS_Inline | 4 | 4 | 4 | 6 | BranchMin_4BranchMax_6 | 5 | 5 | 10 | HeaderMin_5HeaderMax_10 | 5 | INVALID
850 | 90 | 40957-2P-40HP VLSC | RC9914-1-6.92-2P | 913.8143 | 913.8143 | 1827.6287 | 2 | 1 | 3 | E | VLS_Inline | 4 | 4 | 4 | 6 | BranchMin_4BranchMax_6 | 5 | 5 | 10 | HeaderMin_5HeaderMax_10 | 6
850 | 90 | 40957-2P-40HP VLSC | RC9914-1-6.92-2P | 913.8143 | 913.8143 | 1827.6287 | 2 | 1 | 3 | E | VLS_Inline | 4 | 4 | 4 | 6 | BranchMin_4BranchMax_6 | 5 | 5 | 10 | HeaderMin_5HeaderMax_10 | 8
850 | 90 | 40957-2P-40HP VLSC | RC9914-1-6.92-2P | 913.8143 | 913.8143 | 1827.6287 | 2 | 1 | 3 | E | VLS_Inline | 4 | 4 | 4 | 6 | BranchMin_4BranchMax_6 | 5 | 5 | 10 | HeaderMin_5HeaderMax_10 | 10
850 | 90 | 40957-2P-40HP VLSC | RC9914-1-6.92-2P | 913.8143 | 913.8143 | 1827.6287 | 2 | 1 | 3 | E | VLS_Inline | 4 | 4 | 4 | 6 | BranchMin_4BranchMax_6 | 6 | 5 | 10 | HeaderMin_5HeaderMax_10 | 5 | INVALID
850 | 90 | 40957-2P-40HP VLSC | RC9914-1-6.92-2P | 913.8143 | 913.8143 | 1827.6287 | 2 | 1 | 3 | E | VLS_Inline | 4 | 4 | 4 | 6 | BranchMin_4BranchMax_6 | 6 | 5 | 10 | HeaderMin_5HeaderMax_10 | 6 | INVALID
850 | 90 | 40957-2P-40HP VLSC | RC9914-1-6.92-2P | 913.8143 | 913.8143 | 1827.6287 | 2 | 1 | 3 | E | VLS_Inline | 4 | 4 | 4 | 6 | BranchMin_4BranchMax_6 | 6 | 5 | 10 | HeaderMin_5HeaderMax_10 | 8
850 | 90 | 40957-2P-40HP VLSC | RC9914-1-6.92-2P | 913.8143 | 913.8143 | 1827.6287 | 2 | 1 | 3 | E | VLS_Inline | 4 | 4 | 4 | 6 | BranchMin_4BranchMax_6 | 6 | 5 | 10 | HeaderMin_5HeaderMax_10 | 10
851 | 91 | 40957-2P-50HP VLSC | RC9914-1-7.60-2P | 969.4037 | 969.4037 | 1938.8074 | 2 | 1 | 3 | E | VLS_Inline | 4 | 4 | 4 | 8 | BranchMin_4BranchMax_8 | 4 | 5 | 10 | HeaderMin_5HeaderMax_10 | 5
851 | 91 | 40957-2P-50HP VLSC | RC9914-1-7.60-2P | 969.4037 | 969.4037 | 1938.8074 | 2 | 1 | 3 | E | VLS_Inline | 4 | 4 | 4 | 8 | BranchMin_4BranchMax_8 | 4 | 5 | 10 | HeaderMin_5HeaderMax_10 | 6
851 | 91 | 40957-2P-50HP VLSC | RC9914-1-7.60-2P | 969.4037 | 969.4037 | 1938.8074 | 2 | 1 | 3 | E | VLS_Inline | 4 | 4 | 4 | 8 | BranchMin_4BranchMax_8 | 4 | 5 | 10 | HeaderMin_5HeaderMax_10 | 8
851 | 91 | 40957-2P-50HP VLSC | RC9914-1-7.60-2P | 969.4037 | 969.4037 | 1938.8074 | 2 | 1 | 3 | E | VLS_Inline | 4 | 4 | 4 | 8 | BranchMin_4BranchMax_8 | 4 | 5 | 10 | HeaderMin_5HeaderMax_10 | 10
851 | 91 | 40957-2P-50HP VLSC | RC9914-1-7.60-2P | 969.4037 | 969.4037 | 1938.8074 | 2 | 1 | 3 | E | VLS_Inline | 4 | 4 | 4 | 8 | BranchMin_4BranchMax_8 | 5 | 5 | 10 | HeaderMin_5HeaderMax_10 | 5 | INVALID
851 | 91 | 40957-2P-50HP VLSC | RC9914-1-7.60-2P | 969.4037 | 969.4037 | 1938.8074 | 2 | 1 | 3 | E | VLS_Inline | 4 | 4 | 4 | 8 | BranchMin_4BranchMax_8 | 5 | 5 | 10 | HeaderMin_5HeaderMax_10 | 6
851 | 91 | 40957-2P-50HP VLSC | RC9914-1-7.60-2P | 969.4037 | 969.4037 | 1938.8074 | 2 | 1 | 3 | E | VLS_Inline | 4 | 4 | 4 | 8 | BranchMin_4BranchMax_8 | 5 | 5 | 10 | HeaderMin_5HeaderMax_10 | 8
851 | 91 | 40957-2P-50HP VLSC | RC9914-1-7.60-2P | 969.4037 | 969.4037 | 1938.8074 | 2 | 1 | 3 | E | VLS_Inline | 4 | 4 | 4 | 8 | BranchMin_4BranchMax_8 | 5 | 5 | 10 | HeaderMin_5HeaderMax_10 | 10
851 | 91 | 40957-2P-50HP VLSC | RC9914-1-7.60-2P | 969.4037 | 969.4037 | 1938.8074 | 2 | 1 | 3 | E | VLS_Inline | 4 | 4 | 4 | 8 | BranchMin_4BranchMax_8 | 6 | 5 | 10 | HeaderMin_5HeaderMax_10 | 5 | INVALID
851 | 91 | 40957-2P-50HP VLSC | RC9914-1-7.60-2P | 969.4037 | 969.4037 | 1938.8074 | 2 | 1 | 3 | E | VLS_Inline | 4 | 4 | 4 | 8 | BranchMin_4BranchMax_8 | 6 | 5 | 10 | HeaderMin_5HeaderMax_10 | 6 | INVALID
851 | 91 | 40957-2P-50HP VLSC | RC9914-1-7.60-2P | 969.4037 | 969.4037 | 1938.8074 | 2 | 1 | 3 | E | VLS_Inline | 4 | 4 | 4 | 8 | BranchMin_4BranchMax_8 | 6 | 5 | 10 | HeaderMin_5HeaderMax_10 | 8
851 | 91 | 40957-2P-50HP VLSC | RC9914-1-7.60-2P | 969.4037 | 969.4037 | 1938.8074 | 2 | 1 | 3 | E | VLS_Inline | 4 | 4 | 4 | 8 | BranchMin_4BranchMax_8 | 6 | 5 | 10 | HeaderMin_5HeaderMax_10 | 10
851 | 91 | 40957-2P-50HP VLSC | RC9914-1-7.60-2P | 969.4037 | 969.4037 | 1938.8074 | 2 | 1 | 3 | E | VLS_Inline | 4 | 4 | 4 | 8 | BranchMin_4BranchMax_8 | 8 | 5 | 10 | HeaderMin_5HeaderMax_10 | 5 | INVALID
851 | 91 | 40957-2P-50HP VLSC | RC9914-1-7.60-2P | 969.4037 | 969.4037 | 1938.8074 | 2 | 1 | 3 | E | VLS_Inline | 4 | 4 | 4 | 8 | BranchMin_4BranchMax_8 | 8 | 5 | 10 | HeaderMin_5HeaderMax_10 | 6 | INVALID
851 | 91 | 40957-2P-50HP VLSC | RC9914-1-7.60-2P | 969.4037 | 969.4037 | 1938.8074 | 2 | 1 | 3 | E | VLS_Inline | 4 | 4 | 4 | 8 | BranchMin_4BranchMax_8 | 8 | 5 | 10 | HeaderMin_5HeaderMax_10 | 8 | INVALID
851 | 91 | 40957-2P-50HP VLSC | RC9914-1-7.60-2P | 969.4037 | 969.4037 | 1938.8074 | 2 | 1 | 3 | E | VLS_Inline | 4 | 4 | 4 | 8 | BranchMin_4BranchMax_8 | 8 | 5 | 10 | HeaderMin_5HeaderMax_10 | 10
852 | 92 | 40957-2P-60HP VLSC | RC9914-1-8.04-2P | 1015.343 | 1015.343 | 2030.6859 | 2 | 1 | 3 | E | VLS_Inline | 4 | 4 | 4 | 8 | BranchMin_4BranchMax_8 | 4 | 5 | 10 | HeaderMin_5HeaderMax_10 | 5
852 | 92 | 40957-2P-60HP VLSC | RC9914-1-8.04-2P | 1015.343 | 1015.343 | 2030.6859 | 2 | 1 | 3 | E | VLS_Inline | 4 | 4 | 4 | 8 | BranchMin_4BranchMax_8 | 4 | 5 | 10 | HeaderMin_5HeaderMax_10 | 6
852 | 92 | 40957-2P-60HP VLSC | RC9914-1-8.04-2P | 1015.343 | 1015.343 | 2030.6859 | 2 | 1 | 3 | E | VLS_Inline | 4 | 4 | 4 | 8 | BranchMin_4BranchMax_8 | 4 | 5 | 10 | HeaderMin_5HeaderMax_10 | 8
852 | 92 | 40957-2P-60HP VLSC | RC9914-1-8.04-2P | 1015.343 | 1015.343 | 2030.6859 | 2 | 1 | 3 | E | VLS_Inline | 4 | 4 | 4 | 8 | BranchMin_4BranchMax_8 | 4 | 5 | 10 | HeaderMin_5HeaderMax_10 | 10
852 | 92 | 40957-2P-60HP VLSC | RC9914-1-8.04-2P | 1015.343 | 1015.343 | 2030.6859 | 2 | 1 | 3 | E | VLS_Inline | 4 | 4 | 4 | 8 | BranchMin_4BranchMax_8 | 5 | 5 | 10 | HeaderMin_5HeaderMax_10 | 5 | INVALID
852 | 92 | 40957-2P-60HP VLSC | RC9914-1-8.04-2P | 1015.343 | 1015.343 | 2030.6859 | 2 | 1 | 3 | E | VLS_Inline | 4 | 4 | 4 | 8 | BranchMin_4BranchMax_8 | 5 | 5 | 10 | HeaderMin_5HeaderMax_10 | 6
852 | 92 | 40957-2P-60HP VLSC | RC9914-1-8.04-2P | 1015.343 | 1015.343 | 2030.6859 | 2 | 1 | 3 | E | VLS_Inline | 4 | 4 | 4 | 8 | BranchMin_4BranchMax_8 | 5 | 5 | 10 | HeaderMin_5HeaderMax_10 | 8
852 | 92 | 40957-2P-60HP VLSC | RC9914-1-8.04-2P | 1015.343 | 1015.343 | 2030.6859 | 2 | 1 | 3 | E | VLS_Inline | 4 | 4 | 4 | 8 | BranchMin_4BranchMax_8 | 5 | 5 | 10 | HeaderMin_5HeaderMax_10 | 10
852 | 92 | 40957-2P-60HP VLSC | RC9914-1-8.04-2P | 1015.343 | 1015.343 | 2030.6859 | 2 | 1 | 3 | E | VLS_Inline | 4 | 4 | 4 | 8 | BranchMin_4BranchMax_8 | 6 | 5 | 10 | HeaderMin_5HeaderMax_10 | 5 | INVALID
852 | 92 | 40957-2P-60HP VLSC | RC9914-1-8.04-2P | 1015.343 | 1015.343 | 2030.6859 | 2 | 1 | 3 | E | VLS_Inline | 4 | 4 | 4 | 8 | BranchMin_4BranchMax_8 | 6 | 5 | 10 | HeaderMin_5HeaderMax_10 | 6 | INVALID
852 | 92 | 40957-2P-60HP VLSC | RC9914-1-8.04-2P | 1015.343 | 1015.343 | 2030.6859 | 2 | 1 | 3 | E | VLS_Inline | 4 | 4 | 4 | 8 | BranchMin_4BranchMax_8 | 6 | 5 | 10 | HeaderMin_5HeaderMax_10 | 8
852 | 92 | 40957-2P-60HP VLSC | RC9914-1-8.04-2P | 1015.343 | 1015.343 | 2030.6859 | 2 | 1 | 3 | E | VLS_Inline | 4 | 4 | 4 | 8 | BranchMin_4BranchMax_8 | 6 | 5 | 10 | HeaderMin_5HeaderMax_10 | 10
852 | 92 | 40957-2P-60HP VLSC | RC9914-1-8.04-2P | 1015.343 | 1015.343 | 2030.6859 | 2 | 1 | 3 | E | VLS_Inline | 4 | 4 | 4 | 8 | BranchMin_4BranchMax_8 | 8 | 5 | 10 | HeaderMin_5HeaderMax_10 | 5 | INVALID
852 | 92 | 40957-2P-60HP VLSC | RC9914-1-8.04-2P | 1015.343 | 1015.343 | 2030.6859 | 2 | 1 | 3 | E | VLS_Inline | 4 | 4 | 4 | 8 | BranchMin_4BranchMax_8 | 8 | 5 | 10 | HeaderMin_5HeaderMax_10 | 6 | INVALID
852 | 92 | 40957-2P-60HP VLSC | RC9914-1-8.04-2P | 1015.343 | 1015.343 | 2030.6859 | 2 | 1 | 3 | E | VLS_Inline | 4 | 4 | 4 | 8 | BranchMin_4BranchMax_8 | 8 | 5 | 10 | HeaderMin_5HeaderMax_10 | 8 | INVALID
852 | 92 | 40957-2P-60HP VLSC | RC9914-1-8.04-2P | 1015.343 | 1015.343 | 2030.6859 | 2 | 1 | 3 | E | VLS_Inline | 4 | 4 | 4 | 8 | BranchMin_4BranchMax_8 | 8 | 5 | 10 | HeaderMin_5HeaderMax_10 | 10
853 | 93 | 40957-2P-75HP VLSC | RC9914-1-8.58-2P | 1051.8577 | 1051.8577 | 2103.7154 | 2 | 1 | 3 | E | VLS_Inline | 4 | 4 | 4 | 8 | BranchMin_4BranchMax_8 | 4 | 5 | 10 | HeaderMin_5HeaderMax_10 | 5
853 | 93 | 40957-2P-75HP VLSC | RC9914-1-8.58-2P | 1051.8577 | 1051.8577 | 2103.7154 | 2 | 1 | 3 | E | VLS_Inline | 4 | 4 | 4 | 8 | BranchMin_4BranchMax_8 | 4 | 5 | 10 | HeaderMin_5HeaderMax_10 | 6
853 | 93 | 40957-2P-75HP VLSC | RC9914-1-8.58-2P | 1051.8577 | 1051.8577 | 2103.7154 | 2 | 1 | 3 | E | VLS_Inline | 4 | 4 | 4 | 8 | BranchMin_4BranchMax_8 | 4 | 5 | 10 | HeaderMin_5HeaderMax_10 | 8
853 | 93 | 40957-2P-75HP VLSC | RC9914-1-8.58-2P | 1051.8577 | 1051.8577 | 2103.7154 | 2 | 1 | 3 | E | VLS_Inline | 4 | 4 | 4 | 8 | BranchMin_4BranchMax_8 | 4 | 5 | 10 | HeaderMin_5HeaderMax_10 | 10
853 | 93 | 40957-2P-75HP VLSC | RC9914-1-8.58-2P | 1051.8577 | 1051.8577 | 2103.7154 | 2 | 1 | 3 | E | VLS_Inline | 4 | 4 | 4 | 8 | BranchMin_4BranchMax_8 | 5 | 5 | 10 | HeaderMin_5HeaderMax_10 | 5 | INVALID
853 | 93 | 40957-2P-75HP VLSC | RC9914-1-8.58-2P | 1051.8577 | 1051.8577 | 2103.7154 | 2 | 1 | 3 | E | VLS_Inline | 4 | 4 | 4 | 8 | BranchMin_4BranchMax_8 | 5 | 5 | 10 | HeaderMin_5HeaderMax_10 | 6
853 | 93 | 40957-2P-75HP VLSC | RC9914-1-8.58-2P | 1051.8577 | 1051.8577 | 2103.7154 | 2 | 1 | 3 | E | VLS_Inline | 4 | 4 | 4 | 8 | BranchMin_4BranchMax_8 | 5 | 5 | 10 | HeaderMin_5HeaderMax_10 | 8
853 | 93 | 40957-2P-75HP VLSC | RC9914-1-8.58-2P | 1051.8577 | 1051.8577 | 2103.7154 | 2 | 1 | 3 | E | VLS_Inline | 4 | 4 | 4 | 8 | BranchMin_4BranchMax_8 | 5 | 5 | 10 | HeaderMin_5HeaderMax_10 | 10
853 | 93 | 40957-2P-75HP VLSC | RC9914-1-8.58-2P | 1051.8577 | 1051.8577 | 2103.7154 | 2 | 1 | 3 | E | VLS_Inline | 4 | 4 | 4 | 8 | BranchMin_4BranchMax_8 | 6 | 5 | 10 | HeaderMin_5HeaderMax_10 | 5 | INVALID
853 | 93 | 40957-2P-75HP VLSC | RC9914-1-8.58-2P | 1051.8577 | 1051.8577 | 2103.7154 | 2 | 1 | 3 | E | VLS_Inline | 4 | 4 | 4 | 8 | BranchMin_4BranchMax_8 | 6 | 5 | 10 | HeaderMin_5HeaderMax_10 | 6 | INVALID
853 | 93 | 40957-2P-75HP VLSC | RC9914-1-8.58-2P | 1051.8577 | 1051.8577 | 2103.7154 | 2 | 1 | 3 | E | VLS_Inline | 4 | 4 | 4 | 8 | BranchMin_4BranchMax_8 | 6 | 5 | 10 | HeaderMin_5HeaderMax_10 | 8
853 | 93 | 40957-2P-75HP VLSC | RC9914-1-8.58-2P | 1051.8577 | 1051.8577 | 2103.7154 | 2 | 1 | 3 | E | VLS_Inline | 4 | 4 | 4 | 8 | BranchMin_4BranchMax_8 | 6 | 5 | 10 | HeaderMin_5HeaderMax_10 | 10
853 | 93 | 40957-2P-75HP VLSC | RC9914-1-8.58-2P | 1051.8577 | 1051.8577 | 2103.7154 | 2 | 1 | 3 | E | VLS_Inline | 4 | 4 | 4 | 8 | BranchMin_4BranchMax_8 | 8 | 5 | 10 | HeaderMin_5HeaderMax_10 | 5 | INVALID
853 | 93 | 40957-2P-75HP VLSC | RC9914-1-8.58-2P | 1051.8577 | 1051.8577 | 2103.7154 | 2 | 1 | 3 | E | VLS_Inline | 4 | 4 | 4 | 8 | BranchMin_4BranchMax_8 | 8 | 5 | 10 | HeaderMin_5HeaderMax_10 | 6 | INVALID
853 | 93 | 40957-2P-75HP VLSC | RC9914-1-8.58-2P | 1051.8577 | 1051.8577 | 2103.7154 | 2 | 1 | 3 | E | VLS_Inline | 4 | 4 | 4 | 8 | BranchMin_4BranchMax_8 | 8 | 5 | 10 | HeaderMin_5HeaderMax_10 | 8 | INVALID
853 | 93 | 40957-2P-75HP VLSC | RC9914-1-8.58-2P | 1051.8577 | 1051.8577 | 2103.7154 | 2 | 1 | 3 | E | VLS_Inline | 4 | 4 | 4 | 8 | BranchMin_4BranchMax_8 | 8 | 5 | 10 | HeaderMin_5HeaderMax_10 | 10
854 | 94 | 40957-2P-100HP VLSC | RC9914-1-9.43-2P | 1127.0937 | 1127.0937 | 2254.1875 | 2 | 1 | 3 | E | VLS_Inline | 4 | 4 | 4 | 8 | BranchMin_4BranchMax_8 | 4 | 5 | 10 | HeaderMin_5HeaderMax_10 | 5
854 | 94 | 40957-2P-100HP VLSC | RC9914-1-9.43-2P | 1127.0937 | 1127.0937 | 2254.1875 | 2 | 1 | 3 | E | VLS_Inline | 4 | 4 | 4 | 8 | BranchMin_4BranchMax_8 | 4 | 5 | 10 | HeaderMin_5HeaderMax_10 | 6
854 | 94 | 40957-2P-100HP VLSC | RC9914-1-9.43-2P | 1127.0937 | 1127.0937 | 2254.1875 | 2 | 1 | 3 | E | VLS_Inline | 4 | 4 | 4 | 8 | BranchMin_4BranchMax_8 | 4 | 5 | 10 | HeaderMin_5HeaderMax_10 | 8
854 | 94 | 40957-2P-100HP VLSC | RC9914-1-9.43-2P | 1127.0937 | 1127.0937 | 2254.1875 | 2 | 1 | 3 | E | VLS_Inline | 4 | 4 | 4 | 8 | BranchMin_4BranchMax_8 | 4 | 5 | 10 | HeaderMin_5HeaderMax_10 | 10
854 | 94 | 40957-2P-100HP VLSC | RC9914-1-9.43-2P | 1127.0937 | 1127.0937 | 2254.1875 | 2 | 1 | 3 | E | VLS_Inline | 4 | 4 | 4 | 8 | BranchMin_4BranchMax_8 | 5 | 5 | 10 | HeaderMin_5HeaderMax_10 | 5 | INVALID
854 | 94 | 40957-2P-100HP VLSC | RC9914-1-9.43-2P | 1127.0937 | 1127.0937 | 2254.1875 | 2 | 1 | 3 | E | VLS_Inline | 4 | 4 | 4 | 8 | BranchMin_4BranchMax_8 | 5 | 5 | 10 | HeaderMin_5HeaderMax_10 | 6
854 | 94 | 40957-2P-100HP VLSC | RC9914-1-9.43-2P | 1127.0937 | 1127.0937 | 2254.1875 | 2 | 1 | 3 | E | VLS_Inline | 4 | 4 | 4 | 8 | BranchMin_4BranchMax_8 | 5 | 5 | 10 | HeaderMin_5HeaderMax_10 | 8
854 | 94 | 40957-2P-100HP VLSC | RC9914-1-9.43-2P | 1127.0937 | 1127.0937 | 2254.1875 | 2 | 1 | 3 | E | VLS_Inline | 4 | 4 | 4 | 8 | BranchMin_4BranchMax_8 | 5 | 5 | 10 | HeaderMin_5HeaderMax_10 | 10
854 | 94 | 40957-2P-100HP VLSC | RC9914-1-9.43-2P | 1127.0937 | 1127.0937 | 2254.1875 | 2 | 1 | 3 | E | VLS_Inline | 4 | 4 | 4 | 8 | BranchMin_4BranchMax_8 | 6 | 5 | 10 | HeaderMin_5HeaderMax_10 | 5 | INVALID
854 | 94 | 40957-2P-100HP VLSC | RC9914-1-9.43-2P | 1127.0937 | 1127.0937 | 2254.1875 | 2 | 1 | 3 | E | VLS_Inline | 4 | 4 | 4 | 8 | BranchMin_4BranchMax_8 | 6 | 5 | 10 | HeaderMin_5HeaderMax_10 | 6 | INVALID
854 | 94 | 40957-2P-100HP VLSC | RC9914-1-9.43-2P | 1127.0937 | 1127.0937 | 2254.1875 | 2 | 1 | 3 | E | VLS_Inline | 4 | 4 | 4 | 8 | BranchMin_4BranchMax_8 | 6 | 5 | 10 | HeaderMin_5HeaderMax_10 | 8
854 | 94 | 40957-2P-100HP VLSC | RC9914-1-9.43-2P | 1127.0937 | 1127.0937 | 2254.1875 | 2 | 1 | 3 | E | VLS_Inline | 4 | 4 | 4 | 8 | BranchMin_4BranchMax_8 | 6 | 5 | 10 | HeaderMin_5HeaderMax_10 | 10
854 | 94 | 40957-2P-100HP VLSC | RC9914-1-9.43-2P | 1127.0937 | 1127.0937 | 2254.1875 | 2 | 1 | 3 | E | VLS_Inline | 4 | 4 | 4 | 8 | BranchMin_4BranchMax_8 | 8 | 5 | 10 | HeaderMin_5HeaderMax_10 | 5 | INVALID
854 | 94 | 40957-2P-100HP VLSC | RC9914-1-9.43-2P | 1127.0937 | 1127.0937 | 2254.1875 | 2 | 1 | 3 | E | VLS_Inline | 4 | 4 | 4 | 8 | BranchMin_4BranchMax_8 | 8 | 5 | 10 | HeaderMin_5HeaderMax_10 | 6 | INVALID
854 | 94 | 40957-2P-100HP VLSC | RC9914-1-9.43-2P | 1127.0937 | 1127.0937 | 2254.1875 | 2 | 1 | 3 | E | VLS_Inline | 4 | 4 | 4 | 8 | BranchMin_4BranchMax_8 | 8 | 5 | 10 | HeaderMin_5HeaderMax_10 | 8 | INVALID
854 | 94 | 40957-2P-100HP VLSC | RC9914-1-9.43-2P | 1127.0937 | 1127.0937 | 2254.1875 | 2 | 1 | 3 | E | VLS_Inline | 4 | 4 | 4 | 8 | BranchMin_4BranchMax_8 | 8 | 5 | 10 | HeaderMin_5HeaderMax_10 | 10
855 | 95 | 40957-4P-5HP VLSC | RC9914-1-6.91 | 456.5775 | 456.5775 | 913.1549 | 2 | 1 | 3 | E | VLS_Inline | 4 | 4 | 4 | 5 | BranchMin_4BranchMax_5 | 4 | 5 | 6 | HeaderMin_5HeaderMax_6 | 5
855 | 95 | 40957-4P-5HP VLSC | RC9914-1-6.91 | 456.5775 | 456.5775 | 913.1549 | 2 | 1 | 3 | E | VLS_Inline | 4 | 4 | 4 | 5 | BranchMin_4BranchMax_5 | 4 | 5 | 6 | HeaderMin_5HeaderMax_6 | 6
855 | 95 | 40957-4P-5HP VLSC | RC9914-1-6.91 | 456.5775 | 456.5775 | 913.1549 | 2 | 1 | 3 | E | VLS_Inline | 4 | 4 | 4 | 5 | BranchMin_4BranchMax_5 | 5 | 5 | 6 | HeaderMin_5HeaderMax_6 | 5 | INVALID
855 | 95 | 40957-4P-5HP VLSC | RC9914-1-6.91 | 456.5775 | 456.5775 | 913.1549 | 2 | 1 | 3 | E | VLS_Inline | 4 | 4 | 4 | 5 | BranchMin_4BranchMax_5 | 5 | 5 | 6 | HeaderMin_5HeaderMax_6 | 6
856 | 96 | 40957-4P-7.5HP VLSC | RC9914-1-8.04 | 508.0798 | 508.0798 | 1016.1596 | 2 | 1 | 3 | E | VLS_Inline | 4 | 4 | 4 | 5 | BranchMin_4BranchMax_5 | 4 | 5 | 8 | HeaderMin_5HeaderMax_8 | 5
856 | 96 | 40957-4P-7.5HP VLSC | RC9914-1-8.04 | 508.0798 | 508.0798 | 1016.1596 | 2 | 1 | 3 | E | VLS_Inline | 4 | 4 | 4 | 5 | BranchMin_4BranchMax_5 | 4 | 5 | 8 | HeaderMin_5HeaderMax_8 | 6
856 | 96 | 40957-4P-7.5HP VLSC | RC9914-1-8.04 | 508.0798 | 508.0798 | 1016.1596 | 2 | 1 | 3 | E | VLS_Inline | 4 | 4 | 4 | 5 | BranchMin_4BranchMax_5 | 4 | 5 | 8 | HeaderMin_5HeaderMax_8 | 8
856 | 96 | 40957-4P-7.5HP VLSC | RC9914-1-8.04 | 508.0798 | 508.0798 | 1016.1596 | 2 | 1 | 3 | E | VLS_Inline | 4 | 4 | 4 | 5 | BranchMin_4BranchMax_5 | 5 | 5 | 8 | HeaderMin_5HeaderMax_8 | 5 | INVALID
856 | 96 | 40957-4P-7.5HP VLSC | RC9914-1-8.04 | 508.0798 | 508.0798 | 1016.1596 | 2 | 1 | 3 | E | VLS_Inline | 4 | 4 | 4 | 5 | BranchMin_4BranchMax_5 | 5 | 5 | 8 | HeaderMin_5HeaderMax_8 | 6
856 | 96 | 40957-4P-7.5HP VLSC | RC9914-1-8.04 | 508.0798 | 508.0798 | 1016.1596 | 2 | 1 | 3 | E | VLS_Inline | 4 | 4 | 4 | 5 | BranchMin_4BranchMax_5 | 5 | 5 | 8 | HeaderMin_5HeaderMax_8 | 8
857 | 97 | 40957-4P-10HP VLSC | RC9914-1-8.77 | 534.9443 | 534.9443 | 1069.8887 | 2 | 1 | 3 | E | VLS_Inline | 4 | 4 | 4 | 5 | BranchMin_4BranchMax_5 | 4 | 5 | 8 | HeaderMin_5HeaderMax_8 | 5
857 | 97 | 40957-4P-10HP VLSC | RC9914-1-8.77 | 534.9443 | 534.9443 | 1069.8887 | 2 | 1 | 3 | E | VLS_Inline | 4 | 4 | 4 | 5 | BranchMin_4BranchMax_5 | 4 | 5 | 8 | HeaderMin_5HeaderMax_8 | 6
857 | 97 | 40957-4P-10HP VLSC | RC9914-1-8.77 | 534.9443 | 534.9443 | 1069.8887 | 2 | 1 | 3 | E | VLS_Inline | 4 | 4 | 4 | 5 | BranchMin_4BranchMax_5 | 4 | 5 | 8 | HeaderMin_5HeaderMax_8 | 8
857 | 97 | 40957-4P-10HP VLSC | RC9914-1-8.77 | 534.9443 | 534.9443 | 1069.8887 | 2 | 1 | 3 | E | VLS_Inline | 4 | 4 | 4 | 5 | BranchMin_4BranchMax_5 | 5 | 5 | 8 | HeaderMin_5HeaderMax_8 | 5 | INVALID
857 | 97 | 40957-4P-10HP VLSC | RC9914-1-8.77 | 534.9443 | 534.9443 | 1069.8887 | 2 | 1 | 3 | E | VLS_Inline | 4 | 4 | 4 | 5 | BranchMin_4BranchMax_5 | 5 | 5 | 8 | HeaderMin_5HeaderMax_8 | 6
857 | 97 | 40957-4P-10HP VLSC | RC9914-1-8.77 | 534.9443 | 534.9443 | 1069.8887 | 2 | 1 | 3 | E | VLS_Inline | 4 | 4 | 4 | 5 | BranchMin_4BranchMax_5 | 5 | 5 | 8 | HeaderMin_5HeaderMax_8 | 8
858 | 98 | 40957-4P-15HP VLSC | RC9914-1-9.6 | 568.82 | 568.82 | 1137.64 | 2 | 1 | 3 | E | VLS_Inline | 4 | 4 | 4 | 5 | BranchMin_4BranchMax_5 | 4 | 5 | 8 | HeaderMin_5HeaderMax_8 | 5
858 | 98 | 40957-4P-15HP VLSC | RC9914-1-9.6 | 568.82 | 568.82 | 1137.64 | 2 | 1 | 3 | E | VLS_Inline | 4 | 4 | 4 | 5 | BranchMin_4BranchMax_5 | 4 | 5 | 8 | HeaderMin_5HeaderMax_8 | 6
858 | 98 | 40957-4P-15HP VLSC | RC9914-1-9.6 | 568.82 | 568.82 | 1137.64 | 2 | 1 | 3 | E | VLS_Inline | 4 | 4 | 4 | 5 | BranchMin_4BranchMax_5 | 4 | 5 | 8 | HeaderMin_5HeaderMax_8 | 8
858 | 98 | 40957-4P-15HP VLSC | RC9914-1-9.6 | 568.82 | 568.82 | 1137.64 | 2 | 1 | 3 | E | VLS_Inline | 4 | 4 | 4 | 5 | BranchMin_4BranchMax_5 | 5 | 5 | 8 | HeaderMin_5HeaderMax_8 | 5 | INVALID
858 | 98 | 40957-4P-15HP VLSC | RC9914-1-9.6 | 568.82 | 568.82 | 1137.64 | 2 | 1 | 3 | E | VLS_Inline | 4 | 4 | 4 | 5 | BranchMin_4BranchMax_5 | 5 | 5 | 8 | HeaderMin_5HeaderMax_8 | 6
858 | 98 | 40957-4P-15HP VLSC | RC9914-1-9.6 | 568.82 | 568.82 | 1137.64 | 2 | 1 | 3 | E | VLS_Inline | 4 | 4 | 4 | 5 | BranchMin_4BranchMax_5 | 5 | 5 | 8 | HeaderMin_5HeaderMax_8 | 8
859 | 99 | 40959-2P-40HP VLSC | VLSC_40959_2P_40HP | 885.0742 | 885.0742 | 1770.1484 | 2 | 1 | 3 | E | VLS_Inline | 4 | 4 | 4 | 6 | BranchMin_4BranchMax_6 | 4 | 5 | 10 | HeaderMin_5HeaderMax_10 | 5
859 | 99 | 40959-2P-40HP VLSC | VLSC_40959_2P_40HP | 885.0742 | 885.0742 | 1770.1484 | 2 | 1 | 3 | E | VLS_Inline | 4 | 4 | 4 | 6 | BranchMin_4BranchMax_6 | 4 | 5 | 10 | HeaderMin_5HeaderMax_10 | 6
859 | 99 | 40959-2P-40HP VLSC | VLSC_40959_2P_40HP | 885.0742 | 885.0742 | 1770.1484 | 2 | 1 | 3 | E | VLS_Inline | 4 | 4 | 4 | 6 | BranchMin_4BranchMax_6 | 4 | 5 | 10 | HeaderMin_5HeaderMax_10 | 8
859 | 99 | 40959-2P-40HP VLSC | VLSC_40959_2P_40HP | 885.0742 | 885.0742 | 1770.1484 | 2 | 1 | 3 | E | VLS_Inline | 4 | 4 | 4 | 6 | BranchMin_4BranchMax_6 | 4 | 5 | 10 | HeaderMin_5HeaderMax_10 | 10
859 | 99 | 40959-2P-40HP VLSC | VLSC_40959_2P_40HP | 885.0742 | 885.0742 | 1770.1484 | 2 | 1 | 3 | E | VLS_Inline | 4 | 4 | 4 | 6 | BranchMin_4BranchMax_6 | 5 | 5 | 10 | HeaderMin_5HeaderMax_10 | 5 | INVALID
859 | 99 | 40959-2P-40HP VLSC | VLSC_40959_2P_40HP | 885.0742 | 885.0742 | 1770.1484 | 2 | 1 | 3 | E | VLS_Inline | 4 | 4 | 4 | 6 | BranchMin_4BranchMax_6 | 5 | 5 | 10 | HeaderMin_5HeaderMax_10 | 6
859 | 99 | 40959-2P-40HP VLSC | VLSC_40959_2P_40HP | 885.0742 | 885.0742 | 1770.1484 | 2 | 1 | 3 | E | VLS_Inline | 4 | 4 | 4 | 6 | BranchMin_4BranchMax_6 | 5 | 5 | 10 | HeaderMin_5HeaderMax_10 | 8
859 | 99 | 40959-2P-40HP VLSC | VLSC_40959_2P_40HP | 885.0742 | 885.0742 | 1770.1484 | 2 | 1 | 3 | E | VLS_Inline | 4 | 4 | 4 | 6 | BranchMin_4BranchMax_6 | 5 | 5 | 10 | HeaderMin_5HeaderMax_10 | 10
859 | 99 | 40959-2P-40HP VLSC | VLSC_40959_2P_40HP | 885.0742 | 885.0742 | 1770.1484 | 2 | 1 | 3 | E | VLS_Inline | 4 | 4 | 4 | 6 | BranchMin_4BranchMax_6 | 6 | 5 | 10 | HeaderMin_5HeaderMax_10 | 5 | INVALID
859 | 99 | 40959-2P-40HP VLSC | VLSC_40959_2P_40HP | 885.0742 | 885.0742 | 1770.1484 | 2 | 1 | 3 | E | VLS_Inline | 4 | 4 | 4 | 6 | BranchMin_4BranchMax_6 | 6 | 5 | 10 | HeaderMin_5HeaderMax_10 | 6 | INVALID
859 | 99 | 40959-2P-40HP VLSC | VLSC_40959_2P_40HP | 885.0742 | 885.0742 | 1770.1484 | 2 | 1 | 3 | E | VLS_Inline | 4 | 4 | 4 | 6 | BranchMin_4BranchMax_6 | 6 | 5 | 10 | HeaderMin_5HeaderMax_10 | 8
859 | 99 | 40959-2P-40HP VLSC | VLSC_40959_2P_40HP | 885.0742 | 885.0742 | 1770.1484 | 2 | 1 | 3 | E | VLS_Inline | 4 | 4 | 4 | 6 | BranchMin_4BranchMax_6 | 6 | 5 | 10 | HeaderMin_5HeaderMax_10 | 10
860 | 100 | 40959-2P-50HP VLSC | VLSC_40959_2P_50HP | 912.6252 | 912.6252 | 1825.2504 | 2 | 1 | 3 | E | VLS_Inline | 4 | 4 | 4 | 6 | BranchMin_4BranchMax_6 | 4 | 5 | 10 | HeaderMin_5HeaderMax_10 | 5
860 | 100 | 40959-2P-50HP VLSC | VLSC_40959_2P_50HP | 912.6252 | 912.6252 | 1825.2504 | 2 | 1 | 3 | E | VLS_Inline | 4 | 4 | 4 | 6 | BranchMin_4BranchMax_6 | 4 | 5 | 10 | HeaderMin_5HeaderMax_10 | 6
860 | 100 | 40959-2P-50HP VLSC | VLSC_40959_2P_50HP | 912.6252 | 912.6252 | 1825.2504 | 2 | 1 | 3 | E | VLS_Inline | 4 | 4 | 4 | 6 | BranchMin_4BranchMax_6 | 4 | 5 | 10 | HeaderMin_5HeaderMax_10 | 8
860 | 100 | 40959-2P-50HP VLSC | VLSC_40959_2P_50HP | 912.6252 | 912.6252 | 1825.2504 | 2 | 1 | 3 | E | VLS_Inline | 4 | 4 | 4 | 6 | BranchMin_4BranchMax_6 | 4 | 5 | 10 | HeaderMin_5HeaderMax_10 | 10
860 | 100 | 40959-2P-50HP VLSC | VLSC_40959_2P_50HP | 912.6252 | 912.6252 | 1825.2504 | 2 | 1 | 3 | E | VLS_Inline | 4 | 4 | 4 | 6 | BranchMin_4BranchMax_6 | 5 | 5 | 10 | HeaderMin_5HeaderMax_10 | 5 | INVALID
860 | 100 | 40959-2P-50HP VLSC | VLSC_40959_2P_50HP | 912.6252 | 912.6252 | 1825.2504 | 2 | 1 | 3 | E | VLS_Inline | 4 | 4 | 4 | 6 | BranchMin_4BranchMax_6 | 5 | 5 | 10 | HeaderMin_5HeaderMax_10 | 6
860 | 100 | 40959-2P-50HP VLSC | VLSC_40959_2P_50HP | 912.6252 | 912.6252 | 1825.2504 | 2 | 1 | 3 | E | VLS_Inline | 4 | 4 | 4 | 6 | BranchMin_4BranchMax_6 | 5 | 5 | 10 | HeaderMin_5HeaderMax_10 | 8
860 | 100 | 40959-2P-50HP VLSC | VLSC_40959_2P_50HP | 912.6252 | 912.6252 | 1825.2504 | 2 | 1 | 3 | E | VLS_Inline | 4 | 4 | 4 | 6 | BranchMin_4BranchMax_6 | 5 | 5 | 10 | HeaderMin_5HeaderMax_10 | 10
860 | 100 | 40959-2P-50HP VLSC | VLSC_40959_2P_50HP | 912.6252 | 912.6252 | 1825.2504 | 2 | 1 | 3 | E | VLS_Inline | 4 | 4 | 4 | 6 | BranchMin_4BranchMax_6 | 6 | 5 | 10 | HeaderMin_5HeaderMax_10 | 5 | INVALID
860 | 100 | 40959-2P-50HP VLSC | VLSC_40959_2P_50HP | 912.6252 | 912.6252 | 1825.2504 | 2 | 1 | 3 | E | VLS_Inline | 4 | 4 | 4 | 6 | BranchMin_4BranchMax_6 | 6 | 5 | 10 | HeaderMin_5HeaderMax_10 | 6 | INVALID
860 | 100 | 40959-2P-50HP VLSC | VLSC_40959_2P_50HP | 912.6252 | 912.6252 | 1825.2504 | 2 | 1 | 3 | E | VLS_Inline | 4 | 4 | 4 | 6 | BranchMin_4BranchMax_6 | 6 | 5 | 10 | HeaderMin_5HeaderMax_10 | 8
860 | 100 | 40959-2P-50HP VLSC | VLSC_40959_2P_50HP | 912.6252 | 912.6252 | 1825.2504 | 2 | 1 | 3 | E | VLS_Inline | 4 | 4 | 4 | 6 | BranchMin_4BranchMax_6 | 6 | 5 | 10 | HeaderMin_5HeaderMax_10 | 10
861 | 101 | 40959-2P-60HP VLSC | VLSC_40959_2P_60HP | 955.0129 | 955.0129 | 1910.0257 | 2 | 1 | 3 | E | VLS_Inline | 4 | 4 | 4 | 8 | BranchMin_4BranchMax_8 | 4 | 5 | 10 | HeaderMin_5HeaderMax_10 | 5
861 | 101 | 40959-2P-60HP VLSC | VLSC_40959_2P_60HP | 955.0129 | 955.0129 | 1910.0257 | 2 | 1 | 3 | E | VLS_Inline | 4 | 4 | 4 | 8 | BranchMin_4BranchMax_8 | 4 | 5 | 10 | HeaderMin_5HeaderMax_10 | 6
861 | 101 | 40959-2P-60HP VLSC | VLSC_40959_2P_60HP | 955.0129 | 955.0129 | 1910.0257 | 2 | 1 | 3 | E | VLS_Inline | 4 | 4 | 4 | 8 | BranchMin_4BranchMax_8 | 4 | 5 | 10 | HeaderMin_5HeaderMax_10 | 8
861 | 101 | 40959-2P-60HP VLSC | VLSC_40959_2P_60HP | 955.0129 | 955.0129 | 1910.0257 | 2 | 1 | 3 | E | VLS_Inline | 4 | 4 | 4 | 8 | BranchMin_4BranchMax_8 | 4 | 5 | 10 | HeaderMin_5HeaderMax_10 | 10
861 | 101 | 40959-2P-60HP VLSC | VLSC_40959_2P_60HP | 955.0129 | 955.0129 | 1910.0257 | 2 | 1 | 3 | E | VLS_Inline | 4 | 4 | 4 | 8 | BranchMin_4BranchMax_8 | 5 | 5 | 10 | HeaderMin_5HeaderMax_10 | 5 | INVALID
861 | 101 | 40959-2P-60HP VLSC | VLSC_40959_2P_60HP | 955.0129 | 955.0129 | 1910.0257 | 2 | 1 | 3 | E | VLS_Inline | 4 | 4 | 4 | 8 | BranchMin_4BranchMax_8 | 5 | 5 | 10 | HeaderMin_5HeaderMax_10 | 6
861 | 101 | 40959-2P-60HP VLSC | VLSC_40959_2P_60HP | 955.0129 | 955.0129 | 1910.0257 | 2 | 1 | 3 | E | VLS_Inline | 4 | 4 | 4 | 8 | BranchMin_4BranchMax_8 | 5 | 5 | 10 | HeaderMin_5HeaderMax_10 | 8
861 | 101 | 40959-2P-60HP VLSC | VLSC_40959_2P_60HP | 955.0129 | 955.0129 | 1910.0257 | 2 | 1 | 3 | E | VLS_Inline | 4 | 4 | 4 | 8 | BranchMin_4BranchMax_8 | 5 | 5 | 10 | HeaderMin_5HeaderMax_10 | 10
861 | 101 | 40959-2P-60HP VLSC | VLSC_40959_2P_60HP | 955.0129 | 955.0129 | 1910.0257 | 2 | 1 | 3 | E | VLS_Inline | 4 | 4 | 4 | 8 | BranchMin_4BranchMax_8 | 6 | 5 | 10 | HeaderMin_5HeaderMax_10 | 5 | INVALID
861 | 101 | 40959-2P-60HP VLSC | VLSC_40959_2P_60HP | 955.0129 | 955.0129 | 1910.0257 | 2 | 1 | 3 | E | VLS_Inline | 4 | 4 | 4 | 8 | BranchMin_4BranchMax_8 | 6 | 5 | 10 | HeaderMin_5HeaderMax_10 | 6 | INVALID
861 | 101 | 40959-2P-60HP VLSC | VLSC_40959_2P_60HP | 955.0129 | 955.0129 | 1910.0257 | 2 | 1 | 3 | E | VLS_Inline | 4 | 4 | 4 | 8 | BranchMin_4BranchMax_8 | 6 | 5 | 10 | HeaderMin_5HeaderMax_10 | 8
861 | 101 | 40959-2P-60HP VLSC | VLSC_40959_2P_60HP | 955.0129 | 955.0129 | 1910.0257 | 2 | 1 | 3 | E | VLS_Inline | 4 | 4 | 4 | 8 | BranchMin_4BranchMax_8 | 6 | 5 | 10 | HeaderMin_5HeaderMax_10 | 10
861 | 101 | 40959-2P-60HP VLSC | VLSC_40959_2P_60HP | 955.0129 | 955.0129 | 1910.0257 | 2 | 1 | 3 | E | VLS_Inline | 4 | 4 | 4 | 8 | BranchMin_4BranchMax_8 | 8 | 5 | 10 | HeaderMin_5HeaderMax_10 | 5 | INVALID
861 | 101 | 40959-2P-60HP VLSC | VLSC_40959_2P_60HP | 955.0129 | 955.0129 | 1910.0257 | 2 | 1 | 3 | E | VLS_Inline | 4 | 4 | 4 | 8 | BranchMin_4BranchMax_8 | 8 | 5 | 10 | HeaderMin_5HeaderMax_10 | 6 | INVALID
861 | 101 | 40959-2P-60HP VLSC | VLSC_40959_2P_60HP | 955.0129 | 955.0129 | 1910.0257 | 2 | 1 | 3 | E | VLS_Inline | 4 | 4 | 4 | 8 | BranchMin_4BranchMax_8 | 8 | 5 | 10 | HeaderMin_5HeaderMax_10 | 8 | INVALID
861 | 101 | 40959-2P-60HP VLSC | VLSC_40959_2P_60HP | 955.0129 | 955.0129 | 1910.0257 | 2 | 1 | 3 | E | VLS_Inline | 4 | 4 | 4 | 8 | BranchMin_4BranchMax_8 | 8 | 5 | 10 | HeaderMin_5HeaderMax_10 | 10
862 | 102 | 40959-2P-75HP VLSC | VLSC_40959_2P_75HP | 1024.8269 | 1024.8269 | 2049.6538 | 2 | 1 | 3 | E | VLS_Inline | 4 | 4 | 4 | 8 | BranchMin_4BranchMax_8 | 4 | 5 | 10 | HeaderMin_5HeaderMax_10 | 5
862 | 102 | 40959-2P-75HP VLSC | VLSC_40959_2P_75HP | 1024.8269 | 1024.8269 | 2049.6538 | 2 | 1 | 3 | E | VLS_Inline | 4 | 4 | 4 | 8 | BranchMin_4BranchMax_8 | 4 | 5 | 10 | HeaderMin_5HeaderMax_10 | 6
862 | 102 | 40959-2P-75HP VLSC | VLSC_40959_2P_75HP | 1024.8269 | 1024.8269 | 2049.6538 | 2 | 1 | 3 | E | VLS_Inline | 4 | 4 | 4 | 8 | BranchMin_4BranchMax_8 | 4 | 5 | 10 | HeaderMin_5HeaderMax_10 | 8
862 | 102 | 40959-2P-75HP VLSC | VLSC_40959_2P_75HP | 1024.8269 | 1024.8269 | 2049.6538 | 2 | 1 | 3 | E | VLS_Inline | 4 | 4 | 4 | 8 | BranchMin_4BranchMax_8 | 4 | 5 | 10 | HeaderMin_5HeaderMax_10 | 10
862 | 102 | 40959-2P-75HP VLSC | VLSC_40959_2P_75HP | 1024.8269 | 1024.8269 | 2049.6538 | 2 | 1 | 3 | E | VLS_Inline | 4 | 4 | 4 | 8 | BranchMin_4BranchMax_8 | 5 | 5 | 10 | HeaderMin_5HeaderMax_10 | 5 | INVALID
862 | 102 | 40959-2P-75HP VLSC | VLSC_40959_2P_75HP | 1024.8269 | 1024.8269 | 2049.6538 | 2 | 1 | 3 | E | VLS_Inline | 4 | 4 | 4 | 8 | BranchMin_4BranchMax_8 | 5 | 5 | 10 | HeaderMin_5HeaderMax_10 | 6
862 | 102 | 40959-2P-75HP VLSC | VLSC_40959_2P_75HP | 1024.8269 | 1024.8269 | 2049.6538 | 2 | 1 | 3 | E | VLS_Inline | 4 | 4 | 4 | 8 | BranchMin_4BranchMax_8 | 5 | 5 | 10 | HeaderMin_5HeaderMax_10 | 8
862 | 102 | 40959-2P-75HP VLSC | VLSC_40959_2P_75HP | 1024.8269 | 1024.8269 | 2049.6538 | 2 | 1 | 3 | E | VLS_Inline | 4 | 4 | 4 | 8 | BranchMin_4BranchMax_8 | 5 | 5 | 10 | HeaderMin_5HeaderMax_10 | 10
862 | 102 | 40959-2P-75HP VLSC | VLSC_40959_2P_75HP | 1024.8269 | 1024.8269 | 2049.6538 | 2 | 1 | 3 | E | VLS_Inline | 4 | 4 | 4 | 8 | BranchMin_4BranchMax_8 | 6 | 5 | 10 | HeaderMin_5HeaderMax_10 | 5 | INVALID
862 | 102 | 40959-2P-75HP VLSC | VLSC_40959_2P_75HP | 1024.8269 | 1024.8269 | 2049.6538 | 2 | 1 | 3 | E | VLS_Inline | 4 | 4 | 4 | 8 | BranchMin_4BranchMax_8 | 6 | 5 | 10 | HeaderMin_5HeaderMax_10 | 6 | INVALID
862 | 102 | 40959-2P-75HP VLSC | VLSC_40959_2P_75HP | 1024.8269 | 1024.8269 | 2049.6538 | 2 | 1 | 3 | E | VLS_Inline | 4 | 4 | 4 | 8 | BranchMin_4BranchMax_8 | 6 | 5 | 10 | HeaderMin_5HeaderMax_10 | 8
862 | 102 | 40959-2P-75HP VLSC | VLSC_40959_2P_75HP | 1024.8269 | 1024.8269 | 2049.6538 | 2 | 1 | 3 | E | VLS_Inline | 4 | 4 | 4 | 8 | BranchMin_4BranchMax_8 | 6 | 5 | 10 | HeaderMin_5HeaderMax_10 | 10
862 | 102 | 40959-2P-75HP VLSC | VLSC_40959_2P_75HP | 1024.8269 | 1024.8269 | 2049.6538 | 2 | 1 | 3 | E | VLS_Inline | 4 | 4 | 4 | 8 | BranchMin_4BranchMax_8 | 8 | 5 | 10 | HeaderMin_5HeaderMax_10 | 5 | INVALID
862 | 102 | 40959-2P-75HP VLSC | VLSC_40959_2P_75HP | 1024.8269 | 1024.8269 | 2049.6538 | 2 | 1 | 3 | E | VLS_Inline | 4 | 4 | 4 | 8 | BranchMin_4BranchMax_8 | 8 | 5 | 10 | HeaderMin_5HeaderMax_10 | 6 | INVALID
862 | 102 | 40959-2P-75HP VLSC | VLSC_40959_2P_75HP | 1024.8269 | 1024.8269 | 2049.6538 | 2 | 1 | 3 | E | VLS_Inline | 4 | 4 | 4 | 8 | BranchMin_4BranchMax_8 | 8 | 5 | 10 | HeaderMin_5HeaderMax_10 | 8 | INVALID
862 | 102 | 40959-2P-75HP VLSC | VLSC_40959_2P_75HP | 1024.8269 | 1024.8269 | 2049.6538 | 2 | 1 | 3 | E | VLS_Inline | 4 | 4 | 4 | 8 | BranchMin_4BranchMax_8 | 8 | 5 | 10 | HeaderMin_5HeaderMax_10 | 10
863 | 103 | 40959-2P-100HP VLSC | VLSC_40959_2P_100HP | 1116.5838 | 1116.5838 | 2233.1676 | 2 | 1 | 3 | E | VLS_Inline | 4 | 4 | 4 | 8 | BranchMin_4BranchMax_8 | 4 | 5 | 10 | HeaderMin_5HeaderMax_10 | 5
863 | 103 | 40959-2P-100HP VLSC | VLSC_40959_2P_100HP | 1116.5838 | 1116.5838 | 2233.1676 | 2 | 1 | 3 | E | VLS_Inline | 4 | 4 | 4 | 8 | BranchMin_4BranchMax_8 | 4 | 5 | 10 | HeaderMin_5HeaderMax_10 | 6
863 | 103 | 40959-2P-100HP VLSC | VLSC_40959_2P_100HP | 1116.5838 | 1116.5838 | 2233.1676 | 2 | 1 | 3 | E | VLS_Inline | 4 | 4 | 4 | 8 | BranchMin_4BranchMax_8 | 4 | 5 | 10 | HeaderMin_5HeaderMax_10 | 8
863 | 103 | 40959-2P-100HP VLSC | VLSC_40959_2P_100HP | 1116.5838 | 1116.5838 | 2233.1676 | 2 | 1 | 3 | E | VLS_Inline | 4 | 4 | 4 | 8 | BranchMin_4BranchMax_8 | 4 | 5 | 10 | HeaderMin_5HeaderMax_10 | 10
863 | 103 | 40959-2P-100HP VLSC | VLSC_40959_2P_100HP | 1116.5838 | 1116.5838 | 2233.1676 | 2 | 1 | 3 | E | VLS_Inline | 4 | 4 | 4 | 8 | BranchMin_4BranchMax_8 | 5 | 5 | 10 | HeaderMin_5HeaderMax_10 | 5 | INVALID
863 | 103 | 40959-2P-100HP VLSC | VLSC_40959_2P_100HP | 1116.5838 | 1116.5838 | 2233.1676 | 2 | 1 | 3 | E | VLS_Inline | 4 | 4 | 4 | 8 | BranchMin_4BranchMax_8 | 5 | 5 | 10 | HeaderMin_5HeaderMax_10 | 6
863 | 103 | 40959-2P-100HP VLSC | VLSC_40959_2P_100HP | 1116.5838 | 1116.5838 | 2233.1676 | 2 | 1 | 3 | E | VLS_Inline | 4 | 4 | 4 | 8 | BranchMin_4BranchMax_8 | 5 | 5 | 10 | HeaderMin_5HeaderMax_10 | 8
863 | 103 | 40959-2P-100HP VLSC | VLSC_40959_2P_100HP | 1116.5838 | 1116.5838 | 2233.1676 | 2 | 1 | 3 | E | VLS_Inline | 4 | 4 | 4 | 8 | BranchMin_4BranchMax_8 | 5 | 5 | 10 | HeaderMin_5HeaderMax_10 | 10
863 | 103 | 40959-2P-100HP VLSC | VLSC_40959_2P_100HP | 1116.5838 | 1116.5838 | 2233.1676 | 2 | 1 | 3 | E | VLS_Inline | 4 | 4 | 4 | 8 | BranchMin_4BranchMax_8 | 6 | 5 | 10 | HeaderMin_5HeaderMax_10 | 5 | INVALID
863 | 103 | 40959-2P-100HP VLSC | VLSC_40959_2P_100HP | 1116.5838 | 1116.5838 | 2233.1676 | 2 | 1 | 3 | E | VLS_Inline | 4 | 4 | 4 | 8 | BranchMin_4BranchMax_8 | 6 | 5 | 10 | HeaderMin_5HeaderMax_10 | 6 | INVALID
863 | 103 | 40959-2P-100HP VLSC | VLSC_40959_2P_100HP | 1116.5838 | 1116.5838 | 2233.1676 | 2 | 1 | 3 | E | VLS_Inline | 4 | 4 | 4 | 8 | BranchMin_4BranchMax_8 | 6 | 5 | 10 | HeaderMin_5HeaderMax_10 | 8
863 | 103 | 40959-2P-100HP VLSC | VLSC_40959_2P_100HP | 1116.5838 | 1116.5838 | 2233.1676 | 2 | 1 | 3 | E | VLS_Inline | 4 | 4 | 4 | 8 | BranchMin_4BranchMax_8 | 6 | 5 | 10 | HeaderMin_5HeaderMax_10 | 10
863 | 103 | 40959-2P-100HP VLSC | VLSC_40959_2P_100HP | 1116.5838 | 1116.5838 | 2233.1676 | 2 | 1 | 3 | E | VLS_Inline | 4 | 4 | 4 | 8 | BranchMin_4BranchMax_8 | 8 | 5 | 10 | HeaderMin_5HeaderMax_10 | 5 | INVALID
863 | 103 | 40959-2P-100HP VLSC | VLSC_40959_2P_100HP | 1116.5838 | 1116.5838 | 2233.1676 | 2 | 1 | 3 | E | VLS_Inline | 4 | 4 | 4 | 8 | BranchMin_4BranchMax_8 | 8 | 5 | 10 | HeaderMin_5HeaderMax_10 | 6 | INVALID
863 | 103 | 40959-2P-100HP VLSC | VLSC_40959_2P_100HP | 1116.5838 | 1116.5838 | 2233.1676 | 2 | 1 | 3 | E | VLS_Inline | 4 | 4 | 4 | 8 | BranchMin_4BranchMax_8 | 8 | 5 | 10 | HeaderMin_5HeaderMax_10 | 8 | INVALID
863 | 103 | 40959-2P-100HP VLSC | VLSC_40959_2P_100HP | 1116.5838 | 1116.5838 | 2233.1676 | 2 | 1 | 3 | E | VLS_Inline | 4 | 4 | 4 | 8 | BranchMin_4BranchMax_8 | 8 | 5 | 10 | HeaderMin_5HeaderMax_10 | 10
864 | 104 | 40959-4P-5HP VLSC | VLSC_40959_4P_5HP | 466.2681 | 466.2681 | 932.5363 | 2 | 1 | 3 | E | VLS_Inline | 4 | 4 | 4 | 5 | BranchMin_4BranchMax_5 | 4 | 5 | 6 | HeaderMin_5HeaderMax_6 | 5
864 | 104 | 40959-4P-5HP VLSC | VLSC_40959_4P_5HP | 466.2681 | 466.2681 | 932.5363 | 2 | 1 | 3 | E | VLS_Inline | 4 | 4 | 4 | 5 | BranchMin_4BranchMax_5 | 4 | 5 | 6 | HeaderMin_5HeaderMax_6 | 6
864 | 104 | 40959-4P-5HP VLSC | VLSC_40959_4P_5HP | 466.2681 | 466.2681 | 932.5363 | 2 | 1 | 3 | E | VLS_Inline | 4 | 4 | 4 | 5 | BranchMin_4BranchMax_5 | 5 | 5 | 6 | HeaderMin_5HeaderMax_6 | 5 | INVALID
864 | 104 | 40959-4P-5HP VLSC | VLSC_40959_4P_5HP | 466.2681 | 466.2681 | 932.5363 | 2 | 1 | 3 | E | VLS_Inline | 4 | 4 | 4 | 5 | BranchMin_4BranchMax_5 | 5 | 5 | 6 | HeaderMin_5HeaderMax_6 | 6
865 | 105 | 40959-4P-7.5HP VLSC | VLSC_40959_4P_7.5HP | 509.7501 | 509.7501 | 1019.5003 | 2 | 1 | 3 | E | VLS_Inline | 4 | 4 | 4 | 5 | BranchMin_4BranchMax_5 | 4 | 5 | 8 | HeaderMin_5HeaderMax_8 | 5
865 | 105 | 40959-4P-7.5HP VLSC | VLSC_40959_4P_7.5HP | 509.7501 | 509.7501 | 1019.5003 | 2 | 1 | 3 | E | VLS_Inline | 4 | 4 | 4 | 5 | BranchMin_4BranchMax_5 | 4 | 5 | 8 | HeaderMin_5HeaderMax_8 | 6
865 | 105 | 40959-4P-7.5HP VLSC | VLSC_40959_4P_7.5HP | 509.7501 | 509.7501 | 1019.5003 | 2 | 1 | 3 | E | VLS_Inline | 4 | 4 | 4 | 5 | BranchMin_4BranchMax_5 | 4 | 5 | 8 | HeaderMin_5HeaderMax_8 | 8
865 | 105 | 40959-4P-7.5HP VLSC | VLSC_40959_4P_7.5HP | 509.7501 | 509.7501 | 1019.5003 | 2 | 1 | 3 | E | VLS_Inline | 4 | 4 | 4 | 5 | BranchMin_4BranchMax_5 | 5 | 5 | 8 | HeaderMin_5HeaderMax_8 | 5 | INVALID
865 | 105 | 40959-4P-7.5HP VLSC | VLSC_40959_4P_7.5HP | 509.7501 | 509.7501 | 1019.5003 | 2 | 1 | 3 | E | VLS_Inline | 4 | 4 | 4 | 5 | BranchMin_4BranchMax_5 | 5 | 5 | 8 | HeaderMin_5HeaderMax_8 | 6
865 | 105 | 40959-4P-7.5HP VLSC | VLSC_40959_4P_7.5HP | 509.7501 | 509.7501 | 1019.5003 | 2 | 1 | 3 | E | VLS_Inline | 4 | 4 | 4 | 5 | BranchMin_4BranchMax_5 | 5 | 5 | 8 | HeaderMin_5HeaderMax_8 | 8
866 | 106 | 40959-4P-10HP VLSC | VLSC_40959_4P_10HP | 543.4703 | 543.4703 | 1086.9406 | 2 | 1 | 3 | E | VLS_Inline | 4 | 4 | 4 | 5 | BranchMin_4BranchMax_5 | 4 | 5 | 8 | HeaderMin_5HeaderMax_8 | 5
866 | 106 | 40959-4P-10HP VLSC | VLSC_40959_4P_10HP | 543.4703 | 543.4703 | 1086.9406 | 2 | 1 | 3 | E | VLS_Inline | 4 | 4 | 4 | 5 | BranchMin_4BranchMax_5 | 4 | 5 | 8 | HeaderMin_5HeaderMax_8 | 6
866 | 106 | 40959-4P-10HP VLSC | VLSC_40959_4P_10HP | 543.4703 | 543.4703 | 1086.9406 | 2 | 1 | 3 | E | VLS_Inline | 4 | 4 | 4 | 5 | BranchMin_4BranchMax_5 | 4 | 5 | 8 | HeaderMin_5HeaderMax_8 | 8
866 | 106 | 40959-4P-10HP VLSC | VLSC_40959_4P_10HP | 543.4703 | 543.4703 | 1086.9406 | 2 | 1 | 3 | E | VLS_Inline | 4 | 4 | 4 | 5 | BranchMin_4BranchMax_5 | 5 | 5 | 8 | HeaderMin_5HeaderMax_8 | 5 | INVALID
866 | 106 | 40959-4P-10HP VLSC | VLSC_40959_4P_10HP | 543.4703 | 543.4703 | 1086.9406 | 2 | 1 | 3 | E | VLS_Inline | 4 | 4 | 4 | 5 | BranchMin_4BranchMax_5 | 5 | 5 | 8 | HeaderMin_5HeaderMax_8 | 6
866 | 106 | 40959-4P-10HP VLSC | VLSC_40959_4P_10HP | 543.4703 | 543.4703 | 1086.9406 | 2 | 1 | 3 | E | VLS_Inline | 4 | 4 | 4 | 5 | BranchMin_4BranchMax_5 | 5 | 5 | 8 | HeaderMin_5HeaderMax_8 | 8
867 | 107 | 40959-4P-15HP VLSC | VLSC_40959_4P_15HP | 607.7455 | 607.7455 | 1215.4911 | 2 | 1 | 3 | E | VLS_Inline | 4 | 4 | 4 | 5 | BranchMin_4BranchMax_5 | 4 | 5 | 8 | HeaderMin_5HeaderMax_8 | 5
867 | 107 | 40959-4P-15HP VLSC | VLSC_40959_4P_15HP | 607.7455 | 607.7455 | 1215.4911 | 2 | 1 | 3 | E | VLS_Inline | 4 | 4 | 4 | 5 | BranchMin_4BranchMax_5 | 4 | 5 | 8 | HeaderMin_5HeaderMax_8 | 6
867 | 107 | 40959-4P-15HP VLSC | VLSC_40959_4P_15HP | 607.7455 | 607.7455 | 1215.4911 | 2 | 1 | 3 | E | VLS_Inline | 4 | 4 | 4 | 5 | BranchMin_4BranchMax_5 | 4 | 5 | 8 | HeaderMin_5HeaderMax_8 | 8
867 | 107 | 40959-4P-15HP VLSC | VLSC_40959_4P_15HP | 607.7455 | 607.7455 | 1215.4911 | 2 | 1 | 3 | E | VLS_Inline | 4 | 4 | 4 | 5 | BranchMin_4BranchMax_5 | 5 | 5 | 8 | HeaderMin_5HeaderMax_8 | 5 | INVALID
867 | 107 | 40959-4P-15HP VLSC | VLSC_40959_4P_15HP | 607.7455 | 607.7455 | 1215.4911 | 2 | 1 | 3 | E | VLS_Inline | 4 | 4 | 4 | 5 | BranchMin_4BranchMax_5 | 5 | 5 | 8 | HeaderMin_5HeaderMax_8 | 6
867 | 107 | 40959-4P-15HP VLSC | VLSC_40959_4P_15HP | 607.7455 | 607.7455 | 1215.4911 | 2 | 1 | 3 | E | VLS_Inline | 4 | 4 | 4 | 5 | BranchMin_4BranchMax_5 | 5 | 5 | 8 | HeaderMin_5HeaderMax_8 | 8
868 | 108 | 40127-4P-15HP VLSC | RC9904-3-9.87 | 667.9 | 667.9 | 1335.8 | 2 | 1 | 3 | E | VLS_Inline | 4 | 4 | 4 | 6 | BranchMin_4BranchMax_6 | 4 | 5 | 8 | HeaderMin_5HeaderMax_8 | 5
868 | 108 | 40127-4P-15HP VLSC | RC9904-3-9.87 | 667.9 | 667.9 | 1335.8 | 2 | 1 | 3 | E | VLS_Inline | 4 | 4 | 4 | 6 | BranchMin_4BranchMax_6 | 4 | 5 | 8 | HeaderMin_5HeaderMax_8 | 6
868 | 108 | 40127-4P-15HP VLSC | RC9904-3-9.87 | 667.9 | 667.9 | 1335.8 | 2 | 1 | 3 | E | VLS_Inline | 4 | 4 | 4 | 6 | BranchMin_4BranchMax_6 | 4 | 5 | 8 | HeaderMin_5HeaderMax_8 | 8
868 | 108 | 40127-4P-15HP VLSC | RC9904-3-9.87 | 667.9 | 667.9 | 1335.8 | 2 | 1 | 3 | E | VLS_Inline | 4 | 4 | 4 | 6 | BranchMin_4BranchMax_6 | 5 | 5 | 8 | HeaderMin_5HeaderMax_8 | 5 | INVALID
868 | 108 | 40127-4P-15HP VLSC | RC9904-3-9.87 | 667.9 | 667.9 | 1335.8 | 2 | 1 | 3 | E | VLS_Inline | 4 | 4 | 4 | 6 | BranchMin_4BranchMax_6 | 5 | 5 | 8 | HeaderMin_5HeaderMax_8 | 6
868 | 108 | 40127-4P-15HP VLSC | RC9904-3-9.87 | 667.9 | 667.9 | 1335.8 | 2 | 1 | 3 | E | VLS_Inline | 4 | 4 | 4 | 6 | BranchMin_4BranchMax_6 | 5 | 5 | 8 | HeaderMin_5HeaderMax_8 | 8
868 | 108 | 40127-4P-15HP VLSC | RC9904-3-9.87 | 667.9 | 667.9 | 1335.8 | 2 | 1 | 3 | E | VLS_Inline | 4 | 4 | 4 | 6 | BranchMin_4BranchMax_6 | 6 | 5 | 8 | HeaderMin_5HeaderMax_8 | 5 | INVALID
868 | 108 | 40127-4P-15HP VLSC | RC9904-3-9.87 | 667.9 | 667.9 | 1335.8 | 2 | 1 | 3 | E | VLS_Inline | 4 | 4 | 4 | 6 | BranchMin_4BranchMax_6 | 6 | 5 | 8 | HeaderMin_5HeaderMax_8 | 6 | INVALID
868 | 108 | 40127-4P-15HP VLSC | RC9904-3-9.87 | 667.9 | 667.9 | 1335.8 | 2 | 1 | 3 | E | VLS_Inline | 4 | 4 | 4 | 6 | BranchMin_4BranchMax_6 | 6 | 5 | 8 | HeaderMin_5HeaderMax_8 | 8
869 | 109 | 40127-4P-20HP VLSC | RC9904-3-10.75 | 732.8 | 732.8 | 1465.6 | 2 | 1 | 3 | E | VLS_Inline | 4 | 4 | 4 | 6 | BranchMin_4BranchMax_6 | 4 | 5 | 8 | HeaderMin_5HeaderMax_8 | 5
869 | 109 | 40127-4P-20HP VLSC | RC9904-3-10.75 | 732.8 | 732.8 | 1465.6 | 2 | 1 | 3 | E | VLS_Inline | 4 | 4 | 4 | 6 | BranchMin_4BranchMax_6 | 4 | 5 | 8 | HeaderMin_5HeaderMax_8 | 6
869 | 109 | 40127-4P-20HP VLSC | RC9904-3-10.75 | 732.8 | 732.8 | 1465.6 | 2 | 1 | 3 | E | VLS_Inline | 4 | 4 | 4 | 6 | BranchMin_4BranchMax_6 | 4 | 5 | 8 | HeaderMin_5HeaderMax_8 | 8
869 | 109 | 40127-4P-20HP VLSC | RC9904-3-10.75 | 732.8 | 732.8 | 1465.6 | 2 | 1 | 3 | E | VLS_Inline | 4 | 4 | 4 | 6 | BranchMin_4BranchMax_6 | 5 | 5 | 8 | HeaderMin_5HeaderMax_8 | 5 | INVALID
869 | 109 | 40127-4P-20HP VLSC | RC9904-3-10.75 | 732.8 | 732.8 | 1465.6 | 2 | 1 | 3 | E | VLS_Inline | 4 | 4 | 4 | 6 | BranchMin_4BranchMax_6 | 5 | 5 | 8 | HeaderMin_5HeaderMax_8 | 6
869 | 109 | 40127-4P-20HP VLSC | RC9904-3-10.75 | 732.8 | 732.8 | 1465.6 | 2 | 1 | 3 | E | VLS_Inline | 4 | 4 | 4 | 6 | BranchMin_4BranchMax_6 | 5 | 5 | 8 | HeaderMin_5HeaderMax_8 | 8
869 | 109 | 40127-4P-20HP VLSC | RC9904-3-10.75 | 732.8 | 732.8 | 1465.6 | 2 | 1 | 3 | E | VLS_Inline | 4 | 4 | 4 | 6 | BranchMin_4BranchMax_6 | 6 | 5 | 8 | HeaderMin_5HeaderMax_8 | 5 | INVALID
869 | 109 | 40127-4P-20HP VLSC | RC9904-3-10.75 | 732.8 | 732.8 | 1465.6 | 2 | 1 | 3 | E | VLS_Inline | 4 | 4 | 4 | 6 | BranchMin_4BranchMax_6 | 6 | 5 | 8 | HeaderMin_5HeaderMax_8 | 6 | INVALID
869 | 109 | 40127-4P-20HP VLSC | RC9904-3-10.75 | 732.8 | 732.8 | 1465.6 | 2 | 1 | 3 | E | VLS_Inline | 4 | 4 | 4 | 6 | BranchMin_4BranchMax_6 | 6 | 5 | 8 | HeaderMin_5HeaderMax_8 | 8
870 | 110 | 40127-4P-25HP VLSC | RC9904-3-11.39 | 774.6 | 774.6 | 1549.2 | 2 | 1 | 3 | E | VLS_Inline | 4 | 4 | 4 | 6 | BranchMin_4BranchMax_6 | 4 | 5 | 8 | HeaderMin_5HeaderMax_8 | 5
870 | 110 | 40127-4P-25HP VLSC | RC9904-3-11.39 | 774.6 | 774.6 | 1549.2 | 2 | 1 | 3 | E | VLS_Inline | 4 | 4 | 4 | 6 | BranchMin_4BranchMax_6 | 4 | 5 | 8 | HeaderMin_5HeaderMax_8 | 6
870 | 110 | 40127-4P-25HP VLSC | RC9904-3-11.39 | 774.6 | 774.6 | 1549.2 | 2 | 1 | 3 | E | VLS_Inline | 4 | 4 | 4 | 6 | BranchMin_4BranchMax_6 | 4 | 5 | 8 | HeaderMin_5HeaderMax_8 | 8
870 | 110 | 40127-4P-25HP VLSC | RC9904-3-11.39 | 774.6 | 774.6 | 1549.2 | 2 | 1 | 3 | E | VLS_Inline | 4 | 4 | 4 | 6 | BranchMin_4BranchMax_6 | 5 | 5 | 8 | HeaderMin_5HeaderMax_8 | 5 | INVALID
870 | 110 | 40127-4P-25HP VLSC | RC9904-3-11.39 | 774.6 | 774.6 | 1549.2 | 2 | 1 | 3 | E | VLS_Inline | 4 | 4 | 4 | 6 | BranchMin_4BranchMax_6 | 5 | 5 | 8 | HeaderMin_5HeaderMax_8 | 6
870 | 110 | 40127-4P-25HP VLSC | RC9904-3-11.39 | 774.6 | 774.6 | 1549.2 | 2 | 1 | 3 | E | VLS_Inline | 4 | 4 | 4 | 6 | BranchMin_4BranchMax_6 | 5 | 5 | 8 | HeaderMin_5HeaderMax_8 | 8
870 | 110 | 40127-4P-25HP VLSC | RC9904-3-11.39 | 774.6 | 774.6 | 1549.2 | 2 | 1 | 3 | E | VLS_Inline | 4 | 4 | 4 | 6 | BranchMin_4BranchMax_6 | 6 | 5 | 8 | HeaderMin_5HeaderMax_8 | 5 | INVALID
870 | 110 | 40127-4P-25HP VLSC | RC9904-3-11.39 | 774.6 | 774.6 | 1549.2 | 2 | 1 | 3 | E | VLS_Inline | 4 | 4 | 4 | 6 | BranchMin_4BranchMax_6 | 6 | 5 | 8 | HeaderMin_5HeaderMax_8 | 6 | INVALID
870 | 110 | 40127-4P-25HP VLSC | RC9904-3-11.39 | 774.6 | 774.6 | 1549.2 | 2 | 1 | 3 | E | VLS_Inline | 4 | 4 | 4 | 6 | BranchMin_4BranchMax_6 | 6 | 5 | 8 | HeaderMin_5HeaderMax_8 | 8
871 | 111 | 40127-4P-30HP VLSC | RC9904-3-12.10-4P | 813.5 | 813.5 | 1627 | 2 | 1 | 3 | E | VLS_Inline | 4 | 4 | 4 | 6 | BranchMin_4BranchMax_6 | 4 | 5 | 10 | HeaderMin_5HeaderMax_10 | 5
871 | 111 | 40127-4P-30HP VLSC | RC9904-3-12.10-4P | 813.5 | 813.5 | 1627 | 2 | 1 | 3 | E | VLS_Inline | 4 | 4 | 4 | 6 | BranchMin_4BranchMax_6 | 4 | 5 | 10 | HeaderMin_5HeaderMax_10 | 6
871 | 111 | 40127-4P-30HP VLSC | RC9904-3-12.10-4P | 813.5 | 813.5 | 1627 | 2 | 1 | 3 | E | VLS_Inline | 4 | 4 | 4 | 6 | BranchMin_4BranchMax_6 | 4 | 5 | 10 | HeaderMin_5HeaderMax_10 | 8
871 | 111 | 40127-4P-30HP VLSC | RC9904-3-12.10-4P | 813.5 | 813.5 | 1627 | 2 | 1 | 3 | E | VLS_Inline | 4 | 4 | 4 | 6 | BranchMin_4BranchMax_6 | 4 | 5 | 10 | HeaderMin_5HeaderMax_10 | 10
871 | 111 | 40127-4P-30HP VLSC | RC9904-3-12.10-4P | 813.5 | 813.5 | 1627 | 2 | 1 | 3 | E | VLS_Inline | 4 | 4 | 4 | 6 | BranchMin_4BranchMax_6 | 5 | 5 | 10 | HeaderMin_5HeaderMax_10 | 5 | INVALID
871 | 111 | 40127-4P-30HP VLSC | RC9904-3-12.10-4P | 813.5 | 813.5 | 1627 | 2 | 1 | 3 | E | VLS_Inline | 4 | 4 | 4 | 6 | BranchMin_4BranchMax_6 | 5 | 5 | 10 | HeaderMin_5HeaderMax_10 | 6
871 | 111 | 40127-4P-30HP VLSC | RC9904-3-12.10-4P | 813.5 | 813.5 | 1627 | 2 | 1 | 3 | E | VLS_Inline | 4 | 4 | 4 | 6 | BranchMin_4BranchMax_6 | 5 | 5 | 10 | HeaderMin_5HeaderMax_10 | 8
871 | 111 | 40127-4P-30HP VLSC | RC9904-3-12.10-4P | 813.5 | 813.5 | 1627 | 2 | 1 | 3 | E | VLS_Inline | 4 | 4 | 4 | 6 | BranchMin_4BranchMax_6 | 5 | 5 | 10 | HeaderMin_5HeaderMax_10 | 10
871 | 111 | 40127-4P-30HP VLSC | RC9904-3-12.10-4P | 813.5 | 813.5 | 1627 | 2 | 1 | 3 | E | VLS_Inline | 4 | 4 | 4 | 6 | BranchMin_4BranchMax_6 | 6 | 5 | 10 | HeaderMin_5HeaderMax_10 | 5 | INVALID
871 | 111 | 40127-4P-30HP VLSC | RC9904-3-12.10-4P | 813.5 | 813.5 | 1627 | 2 | 1 | 3 | E | VLS_Inline | 4 | 4 | 4 | 6 | BranchMin_4BranchMax_6 | 6 | 5 | 10 | HeaderMin_5HeaderMax_10 | 6 | INVALID
871 | 111 | 40127-4P-30HP VLSC | RC9904-3-12.10-4P | 813.5 | 813.5 | 1627 | 2 | 1 | 3 | E | VLS_Inline | 4 | 4 | 4 | 6 | BranchMin_4BranchMax_6 | 6 | 5 | 10 | HeaderMin_5HeaderMax_10 | 8
871 | 111 | 40127-4P-30HP VLSC | RC9904-3-12.10-4P | 813.5 | 813.5 | 1627 | 2 | 1 | 3 | E | VLS_Inline | 4 | 4 | 4 | 6 | BranchMin_4BranchMax_6 | 6 | 5 | 10 | HeaderMin_5HeaderMax_10 | 10
872 | 112 | 40129-4P-15HP VLSC | VLSC_40129_4P_15HP | 616.3385 | 616.3385 | 1232.6769 | 2 | 1 | 3 | E | VLS_Inline | 4 | 4 | 4 | 5 | BranchMin_4BranchMax_5 | 4 | 5 | 8 | HeaderMin_5HeaderMax_8 | 5
872 | 112 | 40129-4P-15HP VLSC | VLSC_40129_4P_15HP | 616.3385 | 616.3385 | 1232.6769 | 2 | 1 | 3 | E | VLS_Inline | 4 | 4 | 4 | 5 | BranchMin_4BranchMax_5 | 4 | 5 | 8 | HeaderMin_5HeaderMax_8 | 6
872 | 112 | 40129-4P-15HP VLSC | VLSC_40129_4P_15HP | 616.3385 | 616.3385 | 1232.6769 | 2 | 1 | 3 | E | VLS_Inline | 4 | 4 | 4 | 5 | BranchMin_4BranchMax_5 | 4 | 5 | 8 | HeaderMin_5HeaderMax_8 | 8
872 | 112 | 40129-4P-15HP VLSC | VLSC_40129_4P_15HP | 616.3385 | 616.3385 | 1232.6769 | 2 | 1 | 3 | E | VLS_Inline | 4 | 4 | 4 | 5 | BranchMin_4BranchMax_5 | 5 | 5 | 8 | HeaderMin_5HeaderMax_8 | 5 | INVALID
872 | 112 | 40129-4P-15HP VLSC | VLSC_40129_4P_15HP | 616.3385 | 616.3385 | 1232.6769 | 2 | 1 | 3 | E | VLS_Inline | 4 | 4 | 4 | 5 | BranchMin_4BranchMax_5 | 5 | 5 | 8 | HeaderMin_5HeaderMax_8 | 6
872 | 112 | 40129-4P-15HP VLSC | VLSC_40129_4P_15HP | 616.3385 | 616.3385 | 1232.6769 | 2 | 1 | 3 | E | VLS_Inline | 4 | 4 | 4 | 5 | BranchMin_4BranchMax_5 | 5 | 5 | 8 | HeaderMin_5HeaderMax_8 | 8
873 | 113 | 40129-4P-20HP VLSC | VLSC_40129_4P_20HP | 707.5905 | 707.5905 | 1415.1811 | 2 | 1 | 3 | E | VLS_Inline | 4 | 4 | 4 | 6 | BranchMin_4BranchMax_6 | 4 | 5 | 8 | HeaderMin_5HeaderMax_8 | 5
873 | 113 | 40129-4P-20HP VLSC | VLSC_40129_4P_20HP | 707.5905 | 707.5905 | 1415.1811 | 2 | 1 | 3 | E | VLS_Inline | 4 | 4 | 4 | 6 | BranchMin_4BranchMax_6 | 4 | 5 | 8 | HeaderMin_5HeaderMax_8 | 6
873 | 113 | 40129-4P-20HP VLSC | VLSC_40129_4P_20HP | 707.5905 | 707.5905 | 1415.1811 | 2 | 1 | 3 | E | VLS_Inline | 4 | 4 | 4 | 6 | BranchMin_4BranchMax_6 | 4 | 5 | 8 | HeaderMin_5HeaderMax_8 | 8
873 | 113 | 40129-4P-20HP VLSC | VLSC_40129_4P_20HP | 707.5905 | 707.5905 | 1415.1811 | 2 | 1 | 3 | E | VLS_Inline | 4 | 4 | 4 | 6 | BranchMin_4BranchMax_6 | 5 | 5 | 8 | HeaderMin_5HeaderMax_8 | 5 | INVALID
873 | 113 | 40129-4P-20HP VLSC | VLSC_40129_4P_20HP | 707.5905 | 707.5905 | 1415.1811 | 2 | 1 | 3 | E | VLS_Inline | 4 | 4 | 4 | 6 | BranchMin_4BranchMax_6 | 5 | 5 | 8 | HeaderMin_5HeaderMax_8 | 6
873 | 113 | 40129-4P-20HP VLSC | VLSC_40129_4P_20HP | 707.5905 | 707.5905 | 1415.1811 | 2 | 1 | 3 | E | VLS_Inline | 4 | 4 | 4 | 6 | BranchMin_4BranchMax_6 | 5 | 5 | 8 | HeaderMin_5HeaderMax_8 | 8
873 | 113 | 40129-4P-20HP VLSC | VLSC_40129_4P_20HP | 707.5905 | 707.5905 | 1415.1811 | 2 | 1 | 3 | E | VLS_Inline | 4 | 4 | 4 | 6 | BranchMin_4BranchMax_6 | 6 | 5 | 8 | HeaderMin_5HeaderMax_8 | 5 | INVALID
873 | 113 | 40129-4P-20HP VLSC | VLSC_40129_4P_20HP | 707.5905 | 707.5905 | 1415.1811 | 2 | 1 | 3 | E | VLS_Inline | 4 | 4 | 4 | 6 | BranchMin_4BranchMax_6 | 6 | 5 | 8 | HeaderMin_5HeaderMax_8 | 6 | INVALID
873 | 113 | 40129-4P-20HP VLSC | VLSC_40129_4P_20HP | 707.5905 | 707.5905 | 1415.1811 | 2 | 1 | 3 | E | VLS_Inline | 4 | 4 | 4 | 6 | BranchMin_4BranchMax_6 | 6 | 5 | 8 | HeaderMin_5HeaderMax_8 | 8
874 | 114 | 40129-4P-25HP VLSC | VLSC_40129_4P_25HP | 786.8099 | 786.8099 | 1573.6198 | 2 | 1 | 3 | E | VLS_Inline | 4 | 4 | 4 | 6 | BranchMin_4BranchMax_6 | 4 | 5 | 8 | HeaderMin_5HeaderMax_8 | 5
874 | 114 | 40129-4P-25HP VLSC | VLSC_40129_4P_25HP | 786.8099 | 786.8099 | 1573.6198 | 2 | 1 | 3 | E | VLS_Inline | 4 | 4 | 4 | 6 | BranchMin_4BranchMax_6 | 4 | 5 | 8 | HeaderMin_5HeaderMax_8 | 6
874 | 114 | 40129-4P-25HP VLSC | VLSC_40129_4P_25HP | 786.8099 | 786.8099 | 1573.6198 | 2 | 1 | 3 | E | VLS_Inline | 4 | 4 | 4 | 6 | BranchMin_4BranchMax_6 | 4 | 5 | 8 | HeaderMin_5HeaderMax_8 | 8
874 | 114 | 40129-4P-25HP VLSC | VLSC_40129_4P_25HP | 786.8099 | 786.8099 | 1573.6198 | 2 | 1 | 3 | E | VLS_Inline | 4 | 4 | 4 | 6 | BranchMin_4BranchMax_6 | 5 | 5 | 8 | HeaderMin_5HeaderMax_8 | 5 | INVALID
874 | 114 | 40129-4P-25HP VLSC | VLSC_40129_4P_25HP | 786.8099 | 786.8099 | 1573.6198 | 2 | 1 | 3 | E | VLS_Inline | 4 | 4 | 4 | 6 | BranchMin_4BranchMax_6 | 5 | 5 | 8 | HeaderMin_5HeaderMax_8 | 6
874 | 114 | 40129-4P-25HP VLSC | VLSC_40129_4P_25HP | 786.8099 | 786.8099 | 1573.6198 | 2 | 1 | 3 | E | VLS_Inline | 4 | 4 | 4 | 6 | BranchMin_4BranchMax_6 | 5 | 5 | 8 | HeaderMin_5HeaderMax_8 | 8
874 | 114 | 40129-4P-25HP VLSC | VLSC_40129_4P_25HP | 786.8099 | 786.8099 | 1573.6198 | 2 | 1 | 3 | E | VLS_Inline | 4 | 4 | 4 | 6 | BranchMin_4BranchMax_6 | 6 | 5 | 8 | HeaderMin_5HeaderMax_8 | 5 | INVALID
874 | 114 | 40129-4P-25HP VLSC | VLSC_40129_4P_25HP | 786.8099 | 786.8099 | 1573.6198 | 2 | 1 | 3 | E | VLS_Inline | 4 | 4 | 4 | 6 | BranchMin_4BranchMax_6 | 6 | 5 | 8 | HeaderMin_5HeaderMax_8 | 6 | INVALID
874 | 114 | 40129-4P-25HP VLSC | VLSC_40129_4P_25HP | 786.8099 | 786.8099 | 1573.6198 | 2 | 1 | 3 | E | VLS_Inline | 4 | 4 | 4 | 6 | BranchMin_4BranchMax_6 | 6 | 5 | 8 | HeaderMin_5HeaderMax_8 | 8
875 | 115 | 40129-4P-30HP VLSC | VLSC_40129_4P_30HP | 825.5 | 825.5 | 1651 | 2 | 1 | 3 | E | VLS_Inline | 4 | 4 | 4 | 6 | BranchMin_4BranchMax_6 | 4 | 5 | 10 | HeaderMin_5HeaderMax_10 | 5
875 | 115 | 40129-4P-30HP VLSC | VLSC_40129_4P_30HP | 825.5 | 825.5 | 1651 | 2 | 1 | 3 | E | VLS_Inline | 4 | 4 | 4 | 6 | BranchMin_4BranchMax_6 | 4 | 5 | 10 | HeaderMin_5HeaderMax_10 | 6
875 | 115 | 40129-4P-30HP VLSC | VLSC_40129_4P_30HP | 825.5 | 825.5 | 1651 | 2 | 1 | 3 | E | VLS_Inline | 4 | 4 | 4 | 6 | BranchMin_4BranchMax_6 | 4 | 5 | 10 | HeaderMin_5HeaderMax_10 | 8
875 | 115 | 40129-4P-30HP VLSC | VLSC_40129_4P_30HP | 825.5 | 825.5 | 1651 | 2 | 1 | 3 | E | VLS_Inline | 4 | 4 | 4 | 6 | BranchMin_4BranchMax_6 | 4 | 5 | 10 | HeaderMin_5HeaderMax_10 | 10
875 | 115 | 40129-4P-30HP VLSC | VLSC_40129_4P_30HP | 825.5 | 825.5 | 1651 | 2 | 1 | 3 | E | VLS_Inline | 4 | 4 | 4 | 6 | BranchMin_4BranchMax_6 | 5 | 5 | 10 | HeaderMin_5HeaderMax_10 | 5 | INVALID
875 | 115 | 40129-4P-30HP VLSC | VLSC_40129_4P_30HP | 825.5 | 825.5 | 1651 | 2 | 1 | 3 | E | VLS_Inline | 4 | 4 | 4 | 6 | BranchMin_4BranchMax_6 | 5 | 5 | 10 | HeaderMin_5HeaderMax_10 | 6
875 | 115 | 40129-4P-30HP VLSC | VLSC_40129_4P_30HP | 825.5 | 825.5 | 1651 | 2 | 1 | 3 | E | VLS_Inline | 4 | 4 | 4 | 6 | BranchMin_4BranchMax_6 | 5 | 5 | 10 | HeaderMin_5HeaderMax_10 | 8
875 | 115 | 40129-4P-30HP VLSC | VLSC_40129_4P_30HP | 825.5 | 825.5 | 1651 | 2 | 1 | 3 | E | VLS_Inline | 4 | 4 | 4 | 6 | BranchMin_4BranchMax_6 | 5 | 5 | 10 | HeaderMin_5HeaderMax_10 | 10
875 | 115 | 40129-4P-30HP VLSC | VLSC_40129_4P_30HP | 825.5 | 825.5 | 1651 | 2 | 1 | 3 | E | VLS_Inline | 4 | 4 | 4 | 6 | BranchMin_4BranchMax_6 | 6 | 5 | 10 | HeaderMin_5HeaderMax_10 | 5 | INVALID
875 | 115 | 40129-4P-30HP VLSC | VLSC_40129_4P_30HP | 825.5 | 825.5 | 1651 | 2 | 1 | 3 | E | VLS_Inline | 4 | 4 | 4 | 6 | BranchMin_4BranchMax_6 | 6 | 5 | 10 | HeaderMin_5HeaderMax_10 | 6 | INVALID
875 | 115 | 40129-4P-30HP VLSC | VLSC_40129_4P_30HP | 825.5 | 825.5 | 1651 | 2 | 1 | 3 | E | VLS_Inline | 4 | 4 | 4 | 6 | BranchMin_4BranchMax_6 | 6 | 5 | 10 | HeaderMin_5HeaderMax_10 | 8
875 | 115 | 40129-4P-30HP VLSC | VLSC_40129_4P_30HP | 825.5 | 825.5 | 1651 | 2 | 1 | 3 | E | VLS_Inline | 4 | 4 | 4 | 6 | BranchMin_4BranchMax_6 | 6 | 5 | 10 | HeaderMin_5HeaderMax_10 | 10
876 | 116 | 40157-4P-30HP VLSC | RC9947-1-12.0-4P | 756.8 | 756.8 | 1513.6 | 2 | 1 | 3 | E | VLS_Inline | 4 | 4 | 4 | 6 | BranchMin_4BranchMax_6 | 4 | 5 | 8 | HeaderMin_5HeaderMax_8 | 5
876 | 116 | 40157-4P-30HP VLSC | RC9947-1-12.0-4P | 756.8 | 756.8 | 1513.6 | 2 | 1 | 3 | E | VLS_Inline | 4 | 4 | 4 | 6 | BranchMin_4BranchMax_6 | 4 | 5 | 8 | HeaderMin_5HeaderMax_8 | 6
876 | 116 | 40157-4P-30HP VLSC | RC9947-1-12.0-4P | 756.8 | 756.8 | 1513.6 | 2 | 1 | 3 | E | VLS_Inline | 4 | 4 | 4 | 6 | BranchMin_4BranchMax_6 | 4 | 5 | 8 | HeaderMin_5HeaderMax_8 | 8
876 | 116 | 40157-4P-30HP VLSC | RC9947-1-12.0-4P | 756.8 | 756.8 | 1513.6 | 2 | 1 | 3 | E | VLS_Inline | 4 | 4 | 4 | 6 | BranchMin_4BranchMax_6 | 5 | 5 | 8 | HeaderMin_5HeaderMax_8 | 5 | INVALID
876 | 116 | 40157-4P-30HP VLSC | RC9947-1-12.0-4P | 756.8 | 756.8 | 1513.6 | 2 | 1 | 3 | E | VLS_Inline | 4 | 4 | 4 | 6 | BranchMin_4BranchMax_6 | 5 | 5 | 8 | HeaderMin_5HeaderMax_8 | 6
876 | 116 | 40157-4P-30HP VLSC | RC9947-1-12.0-4P | 756.8 | 756.8 | 1513.6 | 2 | 1 | 3 | E | VLS_Inline | 4 | 4 | 4 | 6 | BranchMin_4BranchMax_6 | 5 | 5 | 8 | HeaderMin_5HeaderMax_8 | 8
876 | 116 | 40157-4P-30HP VLSC | RC9947-1-12.0-4P | 756.8 | 756.8 | 1513.6 | 2 | 1 | 3 | E | VLS_Inline | 4 | 4 | 4 | 6 | BranchMin_4BranchMax_6 | 6 | 5 | 8 | HeaderMin_5HeaderMax_8 | 5 | INVALID
876 | 116 | 40157-4P-30HP VLSC | RC9947-1-12.0-4P | 756.8 | 756.8 | 1513.6 | 2 | 1 | 3 | E | VLS_Inline | 4 | 4 | 4 | 6 | BranchMin_4BranchMax_6 | 6 | 5 | 8 | HeaderMin_5HeaderMax_8 | 6 | INVALID
876 | 116 | 40157-4P-30HP VLSC | RC9947-1-12.0-4P | 756.8 | 756.8 | 1513.6 | 2 | 1 | 3 | E | VLS_Inline | 4 | 4 | 4 | 6 | BranchMin_4BranchMax_6 | 6 | 5 | 8 | HeaderMin_5HeaderMax_8 | 8
877 | 117 | 40157-4P-40HP VLSC | RC9947-1-13.41-4P | 830.5 | 830.5 | 1661 | 2 | 1 | 3 | E | VLS_Inline | 4 | 4 | 4 | 6 | BranchMin_4BranchMax_6 | 4 | 5 | 10 | HeaderMin_5HeaderMax_10 | 5
877 | 117 | 40157-4P-40HP VLSC | RC9947-1-13.41-4P | 830.5 | 830.5 | 1661 | 2 | 1 | 3 | E | VLS_Inline | 4 | 4 | 4 | 6 | BranchMin_4BranchMax_6 | 4 | 5 | 10 | HeaderMin_5HeaderMax_10 | 6
877 | 117 | 40157-4P-40HP VLSC | RC9947-1-13.41-4P | 830.5 | 830.5 | 1661 | 2 | 1 | 3 | E | VLS_Inline | 4 | 4 | 4 | 6 | BranchMin_4BranchMax_6 | 4 | 5 | 10 | HeaderMin_5HeaderMax_10 | 8
877 | 117 | 40157-4P-40HP VLSC | RC9947-1-13.41-4P | 830.5 | 830.5 | 1661 | 2 | 1 | 3 | E | VLS_Inline | 4 | 4 | 4 | 6 | BranchMin_4BranchMax_6 | 4 | 5 | 10 | HeaderMin_5HeaderMax_10 | 10
877 | 117 | 40157-4P-40HP VLSC | RC9947-1-13.41-4P | 830.5 | 830.5 | 1661 | 2 | 1 | 3 | E | VLS_Inline | 4 | 4 | 4 | 6 | BranchMin_4BranchMax_6 | 5 | 5 | 10 | HeaderMin_5HeaderMax_10 | 5 | INVALID
877 | 117 | 40157-4P-40HP VLSC | RC9947-1-13.41-4P | 830.5 | 830.5 | 1661 | 2 | 1 | 3 | E | VLS_Inline | 4 | 4 | 4 | 6 | BranchMin_4BranchMax_6 | 5 | 5 | 10 | HeaderMin_5HeaderMax_10 | 6
877 | 117 | 40157-4P-40HP VLSC | RC9947-1-13.41-4P | 830.5 | 830.5 | 1661 | 2 | 1 | 3 | E | VLS_Inline | 4 | 4 | 4 | 6 | BranchMin_4BranchMax_6 | 5 | 5 | 10 | HeaderMin_5HeaderMax_10 | 8
877 | 117 | 40157-4P-40HP VLSC | RC9947-1-13.41-4P | 830.5 | 830.5 | 1661 | 2 | 1 | 3 | E | VLS_Inline | 4 | 4 | 4 | 6 | BranchMin_4BranchMax_6 | 5 | 5 | 10 | HeaderMin_5HeaderMax_10 | 10
877 | 117 | 40157-4P-40HP VLSC | RC9947-1-13.41-4P | 830.5 | 830.5 | 1661 | 2 | 1 | 3 | E | VLS_Inline | 4 | 4 | 4 | 6 | BranchMin_4BranchMax_6 | 6 | 5 | 10 | HeaderMin_5HeaderMax_10 | 5 | INVALID
877 | 117 | 40157-4P-40HP VLSC | RC9947-1-13.41-4P | 830.5 | 830.5 | 1661 | 2 | 1 | 3 | E | VLS_Inline | 4 | 4 | 4 | 6 | BranchMin_4BranchMax_6 | 6 | 5 | 10 | HeaderMin_5HeaderMax_10 | 6 | INVALID
877 | 117 | 40157-4P-40HP VLSC | RC9947-1-13.41-4P | 830.5 | 830.5 | 1661 | 2 | 1 | 3 | E | VLS_Inline | 4 | 4 | 4 | 6 | BranchMin_4BranchMax_6 | 6 | 5 | 10 | HeaderMin_5HeaderMax_10 | 8
877 | 117 | 40157-4P-40HP VLSC | RC9947-1-13.41-4P | 830.5 | 830.5 | 1661 | 2 | 1 | 3 | E | VLS_Inline | 4 | 4 | 4 | 6 | BranchMin_4BranchMax_6 | 6 | 5 | 10 | HeaderMin_5HeaderMax_10 | 10
878 | 118 | 40157-4P-50HP VLSC | RC9947-1-14.10-4P | 873.3 | 873.3 | 1746.6 | 2 | 1 | 3 | E | VLS_Inline | 4 | 4 | 4 | 6 | BranchMin_4BranchMax_6 | 4 | 5 | 10 | HeaderMin_5HeaderMax_10 | 5
878 | 118 | 40157-4P-50HP VLSC | RC9947-1-14.10-4P | 873.3 | 873.3 | 1746.6 | 2 | 1 | 3 | E | VLS_Inline | 4 | 4 | 4 | 6 | BranchMin_4BranchMax_6 | 4 | 5 | 10 | HeaderMin_5HeaderMax_10 | 6
878 | 118 | 40157-4P-50HP VLSC | RC9947-1-14.10-4P | 873.3 | 873.3 | 1746.6 | 2 | 1 | 3 | E | VLS_Inline | 4 | 4 | 4 | 6 | BranchMin_4BranchMax_6 | 4 | 5 | 10 | HeaderMin_5HeaderMax_10 | 8
878 | 118 | 40157-4P-50HP VLSC | RC9947-1-14.10-4P | 873.3 | 873.3 | 1746.6 | 2 | 1 | 3 | E | VLS_Inline | 4 | 4 | 4 | 6 | BranchMin_4BranchMax_6 | 4 | 5 | 10 | HeaderMin_5HeaderMax_10 | 10
878 | 118 | 40157-4P-50HP VLSC | RC9947-1-14.10-4P | 873.3 | 873.3 | 1746.6 | 2 | 1 | 3 | E | VLS_Inline | 4 | 4 | 4 | 6 | BranchMin_4BranchMax_6 | 5 | 5 | 10 | HeaderMin_5HeaderMax_10 | 5 | INVALID
878 | 118 | 40157-4P-50HP VLSC | RC9947-1-14.10-4P | 873.3 | 873.3 | 1746.6 | 2 | 1 | 3 | E | VLS_Inline | 4 | 4 | 4 | 6 | BranchMin_4BranchMax_6 | 5 | 5 | 10 | HeaderMin_5HeaderMax_10 | 6
878 | 118 | 40157-4P-50HP VLSC | RC9947-1-14.10-4P | 873.3 | 873.3 | 1746.6 | 2 | 1 | 3 | E | VLS_Inline | 4 | 4 | 4 | 6 | BranchMin_4BranchMax_6 | 5 | 5 | 10 | HeaderMin_5HeaderMax_10 | 8
878 | 118 | 40157-4P-50HP VLSC | RC9947-1-14.10-4P | 873.3 | 873.3 | 1746.6 | 2 | 1 | 3 | E | VLS_Inline | 4 | 4 | 4 | 6 | BranchMin_4BranchMax_6 | 5 | 5 | 10 | HeaderMin_5HeaderMax_10 | 10
878 | 118 | 40157-4P-50HP VLSC | RC9947-1-14.10-4P | 873.3 | 873.3 | 1746.6 | 2 | 1 | 3 | E | VLS_Inline | 4 | 4 | 4 | 6 | BranchMin_4BranchMax_6 | 6 | 5 | 10 | HeaderMin_5HeaderMax_10 | 5 | INVALID
878 | 118 | 40157-4P-50HP VLSC | RC9947-1-14.10-4P | 873.3 | 873.3 | 1746.6 | 2 | 1 | 3 | E | VLS_Inline | 4 | 4 | 4 | 6 | BranchMin_4BranchMax_6 | 6 | 5 | 10 | HeaderMin_5HeaderMax_10 | 6 | INVALID
878 | 118 | 40157-4P-50HP VLSC | RC9947-1-14.10-4P | 873.3 | 873.3 | 1746.6 | 2 | 1 | 3 | E | VLS_Inline | 4 | 4 | 4 | 6 | BranchMin_4BranchMax_6 | 6 | 5 | 10 | HeaderMin_5HeaderMax_10 | 8
878 | 118 | 40157-4P-50HP VLSC | RC9947-1-14.10-4P | 873.3 | 873.3 | 1746.6 | 2 | 1 | 3 | E | VLS_Inline | 4 | 4 | 4 | 6 | BranchMin_4BranchMax_6 | 6 | 5 | 10 | HeaderMin_5HeaderMax_10 | 10
879 | 119 | 40159-4P-30HP VLSC | VLSC_40159_4P_30HP | 639.1572 | 639.1572 | 1278.3144 | 2 | 1 | 3 | E | VLS_Inline | 4 | 4 | 4 | 5 | BranchMin_4BranchMax_5 | 4 | 5 | 8 | HeaderMin_5HeaderMax_8 | 5
879 | 119 | 40159-4P-30HP VLSC | VLSC_40159_4P_30HP | 639.1572 | 639.1572 | 1278.3144 | 2 | 1 | 3 | E | VLS_Inline | 4 | 4 | 4 | 5 | BranchMin_4BranchMax_5 | 4 | 5 | 8 | HeaderMin_5HeaderMax_8 | 6
879 | 119 | 40159-4P-30HP VLSC | VLSC_40159_4P_30HP | 639.1572 | 639.1572 | 1278.3144 | 2 | 1 | 3 | E | VLS_Inline | 4 | 4 | 4 | 5 | BranchMin_4BranchMax_5 | 4 | 5 | 8 | HeaderMin_5HeaderMax_8 | 8
879 | 119 | 40159-4P-30HP VLSC | VLSC_40159_4P_30HP | 639.1572 | 639.1572 | 1278.3144 | 2 | 1 | 3 | E | VLS_Inline | 4 | 4 | 4 | 5 | BranchMin_4BranchMax_5 | 5 | 5 | 8 | HeaderMin_5HeaderMax_8 | 5 | INVALID
879 | 119 | 40159-4P-30HP VLSC | VLSC_40159_4P_30HP | 639.1572 | 639.1572 | 1278.3144 | 2 | 1 | 3 | E | VLS_Inline | 4 | 4 | 4 | 5 | BranchMin_4BranchMax_5 | 5 | 5 | 8 | HeaderMin_5HeaderMax_8 | 6
879 | 119 | 40159-4P-30HP VLSC | VLSC_40159_4P_30HP | 639.1572 | 639.1572 | 1278.3144 | 2 | 1 | 3 | E | VLS_Inline | 4 | 4 | 4 | 5 | BranchMin_4BranchMax_5 | 5 | 5 | 8 | HeaderMin_5HeaderMax_8 | 8
880 | 120 | 40159-4P-40HP VLSC | VLSC_40159_4P_40HP | 794.9133 | 794.9133 | 1589.8266 | 2 | 1 | 3 | E | VLS_Inline | 4 | 4 | 4 | 6 | BranchMin_4BranchMax_6 | 4 | 5 | 8 | HeaderMin_5HeaderMax_8 | 5
880 | 120 | 40159-4P-40HP VLSC | VLSC_40159_4P_40HP | 794.9133 | 794.9133 | 1589.8266 | 2 | 1 | 3 | E | VLS_Inline | 4 | 4 | 4 | 6 | BranchMin_4BranchMax_6 | 4 | 5 | 8 | HeaderMin_5HeaderMax_8 | 6
880 | 120 | 40159-4P-40HP VLSC | VLSC_40159_4P_40HP | 794.9133 | 794.9133 | 1589.8266 | 2 | 1 | 3 | E | VLS_Inline | 4 | 4 | 4 | 6 | BranchMin_4BranchMax_6 | 4 | 5 | 8 | HeaderMin_5HeaderMax_8 | 8
880 | 120 | 40159-4P-40HP VLSC | VLSC_40159_4P_40HP | 794.9133 | 794.9133 | 1589.8266 | 2 | 1 | 3 | E | VLS_Inline | 4 | 4 | 4 | 6 | BranchMin_4BranchMax_6 | 5 | 5 | 8 | HeaderMin_5HeaderMax_8 | 5 | INVALID
880 | 120 | 40159-4P-40HP VLSC | VLSC_40159_4P_40HP | 794.9133 | 794.9133 | 1589.8266 | 2 | 1 | 3 | E | VLS_Inline | 4 | 4 | 4 | 6 | BranchMin_4BranchMax_6 | 5 | 5 | 8 | HeaderMin_5HeaderMax_8 | 6
880 | 120 | 40159-4P-40HP VLSC | VLSC_40159_4P_40HP | 794.9133 | 794.9133 | 1589.8266 | 2 | 1 | 3 | E | VLS_Inline | 4 | 4 | 4 | 6 | BranchMin_4BranchMax_6 | 5 | 5 | 8 | HeaderMin_5HeaderMax_8 | 8
880 | 120 | 40159-4P-40HP VLSC | VLSC_40159_4P_40HP | 794.9133 | 794.9133 | 1589.8266 | 2 | 1 | 3 | E | VLS_Inline | 4 | 4 | 4 | 6 | BranchMin_4BranchMax_6 | 6 | 5 | 8 | HeaderMin_5HeaderMax_8 | 5 | INVALID
880 | 120 | 40159-4P-40HP VLSC | VLSC_40159_4P_40HP | 794.9133 | 794.9133 | 1589.8266 | 2 | 1 | 3 | E | VLS_Inline | 4 | 4 | 4 | 6 | BranchMin_4BranchMax_6 | 6 | 5 | 8 | HeaderMin_5HeaderMax_8 | 6 | INVALID
880 | 120 | 40159-4P-40HP VLSC | VLSC_40159_4P_40HP | 794.9133 | 794.9133 | 1589.8266 | 2 | 1 | 3 | E | VLS_Inline | 4 | 4 | 4 | 6 | BranchMin_4BranchMax_6 | 6 | 5 | 8 | HeaderMin_5HeaderMax_8 | 8
881 | 121 | 40159-4P-50HP VLSC | VLSC_40159_4P_50HP | 882.342 | 882.342 | 1764.6841 | 2 | 1 | 3 | E | VLS_Inline | 4 | 4 | 4 | 6 | BranchMin_4BranchMax_6 | 4 | 5 | 10 | HeaderMin_5HeaderMax_10 | 5
881 | 121 | 40159-4P-50HP VLSC | VLSC_40159_4P_50HP | 882.342 | 882.342 | 1764.6841 | 2 | 1 | 3 | E | VLS_Inline | 4 | 4 | 4 | 6 | BranchMin_4BranchMax_6 | 4 | 5 | 10 | HeaderMin_5HeaderMax_10 | 6
881 | 121 | 40159-4P-50HP VLSC | VLSC_40159_4P_50HP | 882.342 | 882.342 | 1764.6841 | 2 | 1 | 3 | E | VLS_Inline | 4 | 4 | 4 | 6 | BranchMin_4BranchMax_6 | 4 | 5 | 10 | HeaderMin_5HeaderMax_10 | 8
881 | 121 | 40159-4P-50HP VLSC | VLSC_40159_4P_50HP | 882.342 | 882.342 | 1764.6841 | 2 | 1 | 3 | E | VLS_Inline | 4 | 4 | 4 | 6 | BranchMin_4BranchMax_6 | 4 | 5 | 10 | HeaderMin_5HeaderMax_10 | 10
881 | 121 | 40159-4P-50HP VLSC | VLSC_40159_4P_50HP | 882.342 | 882.342 | 1764.6841 | 2 | 1 | 3 | E | VLS_Inline | 4 | 4 | 4 | 6 | BranchMin_4BranchMax_6 | 5 | 5 | 10 | HeaderMin_5HeaderMax_10 | 5 | INVALID
881 | 121 | 40159-4P-50HP VLSC | VLSC_40159_4P_50HP | 882.342 | 882.342 | 1764.6841 | 2 | 1 | 3 | E | VLS_Inline | 4 | 4 | 4 | 6 | BranchMin_4BranchMax_6 | 5 | 5 | 10 | HeaderMin_5HeaderMax_10 | 6
881 | 121 | 40159-4P-50HP VLSC | VLSC_40159_4P_50HP | 882.342 | 882.342 | 1764.6841 | 2 | 1 | 3 | E | VLS_Inline | 4 | 4 | 4 | 6 | BranchMin_4BranchMax_6 | 5 | 5 | 10 | HeaderMin_5HeaderMax_10 | 8
881 | 121 | 40159-4P-50HP VLSC | VLSC_40159_4P_50HP | 882.342 | 882.342 | 1764.6841 | 2 | 1 | 3 | E | VLS_Inline | 4 | 4 | 4 | 6 | BranchMin_4BranchMax_6 | 5 | 5 | 10 | HeaderMin_5HeaderMax_10 | 10
881 | 121 | 40159-4P-50HP VLSC | VLSC_40159_4P_50HP | 882.342 | 882.342 | 1764.6841 | 2 | 1 | 3 | E | VLS_Inline | 4 | 4 | 4 | 6 | BranchMin_4BranchMax_6 | 6 | 5 | 10 | HeaderMin_5HeaderMax_10 | 5 | INVALID
881 | 121 | 40159-4P-50HP VLSC | VLSC_40159_4P_50HP | 882.342 | 882.342 | 1764.6841 | 2 | 1 | 3 | E | VLS_Inline | 4 | 4 | 4 | 6 | BranchMin_4BranchMax_6 | 6 | 5 | 10 | HeaderMin_5HeaderMax_10 | 6 | INVALID
881 | 121 | 40159-4P-50HP VLSC | VLSC_40159_4P_50HP | 882.342 | 882.342 | 1764.6841 | 2 | 1 | 3 | E | VLS_Inline | 4 | 4 | 4 | 6 | BranchMin_4BranchMax_6 | 6 | 5 | 10 | HeaderMin_5HeaderMax_10 | 8
881 | 121 | 40159-4P-50HP VLSC | VLSC_40159_4P_50HP | 882.342 | 882.342 | 1764.6841 | 2 | 1 | 3 | E | VLS_Inline | 4 | 4 | 4 | 6 | BranchMin_4BranchMax_6 | 6 | 5 | 10 | HeaderMin_5HeaderMax_10 | 10
882 | 122 | 50707-2P-30HP VLSC | VLSC_50707_2P_30HP | 935.9263 | 935.9263 | 1871.8526 | 2 | 1 | 3 | E | VLS_Inline | 5 | 5 | 5 | 6 | BranchMin_5BranchMax_6 | 5 | 6 | 10 | HeaderMin_6HeaderMax_10 | 6
882 | 122 | 50707-2P-30HP VLSC | VLSC_50707_2P_30HP | 935.9263 | 935.9263 | 1871.8526 | 2 | 1 | 3 | E | VLS_Inline | 5 | 5 | 5 | 6 | BranchMin_5BranchMax_6 | 5 | 6 | 10 | HeaderMin_6HeaderMax_10 | 8
882 | 122 | 50707-2P-30HP VLSC | VLSC_50707_2P_30HP | 935.9263 | 935.9263 | 1871.8526 | 2 | 1 | 3 | E | VLS_Inline | 5 | 5 | 5 | 6 | BranchMin_5BranchMax_6 | 5 | 6 | 10 | HeaderMin_6HeaderMax_10 | 10
882 | 122 | 50707-2P-30HP VLSC | VLSC_50707_2P_30HP | 935.9263 | 935.9263 | 1871.8526 | 2 | 1 | 3 | E | VLS_Inline | 5 | 5 | 5 | 6 | BranchMin_5BranchMax_6 | 6 | 6 | 10 | HeaderMin_6HeaderMax_10 | 6 | INVALID
882 | 122 | 50707-2P-30HP VLSC | VLSC_50707_2P_30HP | 935.9263 | 935.9263 | 1871.8526 | 2 | 1 | 3 | E | VLS_Inline | 5 | 5 | 5 | 6 | BranchMin_5BranchMax_6 | 6 | 6 | 10 | HeaderMin_6HeaderMax_10 | 8
882 | 122 | 50707-2P-30HP VLSC | VLSC_50707_2P_30HP | 935.9263 | 935.9263 | 1871.8526 | 2 | 1 | 3 | E | VLS_Inline | 5 | 5 | 5 | 6 | BranchMin_5BranchMax_6 | 6 | 6 | 10 | HeaderMin_6HeaderMax_10 | 10
883 | 123 | 50707-2P-40HP VLSC | VLSC_50707_2P_40HP | 1136.2741 | 1136.2741 | 2272.5482 | 2 | 1 | 3 | E | VLS_Inline | 5 | 5 | 5 | 8 | BranchMin_5BranchMax_8 | 5 | 6 | 10 | HeaderMin_6HeaderMax_10 | 6
883 | 123 | 50707-2P-40HP VLSC | VLSC_50707_2P_40HP | 1136.2741 | 1136.2741 | 2272.5482 | 2 | 1 | 3 | E | VLS_Inline | 5 | 5 | 5 | 8 | BranchMin_5BranchMax_8 | 5 | 6 | 10 | HeaderMin_6HeaderMax_10 | 8
883 | 123 | 50707-2P-40HP VLSC | VLSC_50707_2P_40HP | 1136.2741 | 1136.2741 | 2272.5482 | 2 | 1 | 3 | E | VLS_Inline | 5 | 5 | 5 | 8 | BranchMin_5BranchMax_8 | 5 | 6 | 10 | HeaderMin_6HeaderMax_10 | 10
883 | 123 | 50707-2P-40HP VLSC | VLSC_50707_2P_40HP | 1136.2741 | 1136.2741 | 2272.5482 | 2 | 1 | 3 | E | VLS_Inline | 5 | 5 | 5 | 8 | BranchMin_5BranchMax_8 | 6 | 6 | 10 | HeaderMin_6HeaderMax_10 | 6 | INVALID
883 | 123 | 50707-2P-40HP VLSC | VLSC_50707_2P_40HP | 1136.2741 | 1136.2741 | 2272.5482 | 2 | 1 | 3 | E | VLS_Inline | 5 | 5 | 5 | 8 | BranchMin_5BranchMax_8 | 6 | 6 | 10 | HeaderMin_6HeaderMax_10 | 8
883 | 123 | 50707-2P-40HP VLSC | VLSC_50707_2P_40HP | 1136.2741 | 1136.2741 | 2272.5482 | 2 | 1 | 3 | E | VLS_Inline | 5 | 5 | 5 | 8 | BranchMin_5BranchMax_8 | 6 | 6 | 10 | HeaderMin_6HeaderMax_10 | 10
883 | 123 | 50707-2P-40HP VLSC | VLSC_50707_2P_40HP | 1136.2741 | 1136.2741 | 2272.5482 | 2 | 1 | 3 | E | VLS_Inline | 5 | 5 | 5 | 8 | BranchMin_5BranchMax_8 | 8 | 6 | 10 | HeaderMin_6HeaderMax_10 | 6 | INVALID
883 | 123 | 50707-2P-40HP VLSC | VLSC_50707_2P_40HP | 1136.2741 | 1136.2741 | 2272.5482 | 2 | 1 | 3 | E | VLS_Inline | 5 | 5 | 5 | 8 | BranchMin_5BranchMax_8 | 8 | 6 | 10 | HeaderMin_6HeaderMax_10 | 8 | INVALID
883 | 123 | 50707-2P-40HP VLSC | VLSC_50707_2P_40HP | 1136.2741 | 1136.2741 | 2272.5482 | 2 | 1 | 3 | E | VLS_Inline | 5 | 5 | 5 | 8 | BranchMin_5BranchMax_8 | 8 | 6 | 10 | HeaderMin_6HeaderMax_10 | 10
884 | 124 | 50707-2P-50HP VLSC | VLSC_50707_2P_50HP | 1332.9681 | 1332.9681 | 2665.9362 | 2 | 1 | 3 | E | VLS_Inline | 5 | 5 | 5 | 8 | BranchMin_5BranchMax_8 | 5 | 6 | 12 | HeaderMin_6HeaderMax_12 | 6
884 | 124 | 50707-2P-50HP VLSC | VLSC_50707_2P_50HP | 1332.9681 | 1332.9681 | 2665.9362 | 2 | 1 | 3 | E | VLS_Inline | 5 | 5 | 5 | 8 | BranchMin_5BranchMax_8 | 5 | 6 | 12 | HeaderMin_6HeaderMax_12 | 8
884 | 124 | 50707-2P-50HP VLSC | VLSC_50707_2P_50HP | 1332.9681 | 1332.9681 | 2665.9362 | 2 | 1 | 3 | E | VLS_Inline | 5 | 5 | 5 | 8 | BranchMin_5BranchMax_8 | 5 | 6 | 12 | HeaderMin_6HeaderMax_12 | 10
884 | 124 | 50707-2P-50HP VLSC | VLSC_50707_2P_50HP | 1332.9681 | 1332.9681 | 2665.9362 | 2 | 1 | 3 | E | VLS_Inline | 5 | 5 | 5 | 8 | BranchMin_5BranchMax_8 | 5 | 6 | 12 | HeaderMin_6HeaderMax_12 | 12
884 | 124 | 50707-2P-50HP VLSC | VLSC_50707_2P_50HP | 1332.9681 | 1332.9681 | 2665.9362 | 2 | 1 | 3 | E | VLS_Inline | 5 | 5 | 5 | 8 | BranchMin_5BranchMax_8 | 6 | 6 | 12 | HeaderMin_6HeaderMax_12 | 6 | INVALID
884 | 124 | 50707-2P-50HP VLSC | VLSC_50707_2P_50HP | 1332.9681 | 1332.9681 | 2665.9362 | 2 | 1 | 3 | E | VLS_Inline | 5 | 5 | 5 | 8 | BranchMin_5BranchMax_8 | 6 | 6 | 12 | HeaderMin_6HeaderMax_12 | 8
884 | 124 | 50707-2P-50HP VLSC | VLSC_50707_2P_50HP | 1332.9681 | 1332.9681 | 2665.9362 | 2 | 1 | 3 | E | VLS_Inline | 5 | 5 | 5 | 8 | BranchMin_5BranchMax_8 | 6 | 6 | 12 | HeaderMin_6HeaderMax_12 | 10
884 | 124 | 50707-2P-50HP VLSC | VLSC_50707_2P_50HP | 1332.9681 | 1332.9681 | 2665.9362 | 2 | 1 | 3 | E | VLS_Inline | 5 | 5 | 5 | 8 | BranchMin_5BranchMax_8 | 6 | 6 | 12 | HeaderMin_6HeaderMax_12 | 12
884 | 124 | 50707-2P-50HP VLSC | VLSC_50707_2P_50HP | 1332.9681 | 1332.9681 | 2665.9362 | 2 | 1 | 3 | E | VLS_Inline | 5 | 5 | 5 | 8 | BranchMin_5BranchMax_8 | 8 | 6 | 12 | HeaderMin_6HeaderMax_12 | 6 | INVALID
884 | 124 | 50707-2P-50HP VLSC | VLSC_50707_2P_50HP | 1332.9681 | 1332.9681 | 2665.9362 | 2 | 1 | 3 | E | VLS_Inline | 5 | 5 | 5 | 8 | BranchMin_5BranchMax_8 | 8 | 6 | 12 | HeaderMin_6HeaderMax_12 | 8 | INVALID
884 | 124 | 50707-2P-50HP VLSC | VLSC_50707_2P_50HP | 1332.9681 | 1332.9681 | 2665.9362 | 2 | 1 | 3 | E | VLS_Inline | 5 | 5 | 5 | 8 | BranchMin_5BranchMax_8 | 8 | 6 | 12 | HeaderMin_6HeaderMax_12 | 10
884 | 124 | 50707-2P-50HP VLSC | VLSC_50707_2P_50HP | 1332.9681 | 1332.9681 | 2665.9362 | 2 | 1 | 3 | E | VLS_Inline | 5 | 5 | 5 | 8 | BranchMin_5BranchMax_8 | 8 | 6 | 12 | HeaderMin_6HeaderMax_12 | 12
885 | 125 | 50707-2P-60HP VLSC | VLSC_50707_2P_60HP | 1528.3535 | 1528.3535 | 3056.707 | 2 | 1 | 3 | E | VLS_Inline | 5 | 5 | 5 | 8 | BranchMin_5BranchMax_8 | 5 | 6 | 12 | HeaderMin_6HeaderMax_12 | 6
885 | 125 | 50707-2P-60HP VLSC | VLSC_50707_2P_60HP | 1528.3535 | 1528.3535 | 3056.707 | 2 | 1 | 3 | E | VLS_Inline | 5 | 5 | 5 | 8 | BranchMin_5BranchMax_8 | 5 | 6 | 12 | HeaderMin_6HeaderMax_12 | 8
885 | 125 | 50707-2P-60HP VLSC | VLSC_50707_2P_60HP | 1528.3535 | 1528.3535 | 3056.707 | 2 | 1 | 3 | E | VLS_Inline | 5 | 5 | 5 | 8 | BranchMin_5BranchMax_8 | 5 | 6 | 12 | HeaderMin_6HeaderMax_12 | 10
885 | 125 | 50707-2P-60HP VLSC | VLSC_50707_2P_60HP | 1528.3535 | 1528.3535 | 3056.707 | 2 | 1 | 3 | E | VLS_Inline | 5 | 5 | 5 | 8 | BranchMin_5BranchMax_8 | 5 | 6 | 12 | HeaderMin_6HeaderMax_12 | 12
885 | 125 | 50707-2P-60HP VLSC | VLSC_50707_2P_60HP | 1528.3535 | 1528.3535 | 3056.707 | 2 | 1 | 3 | E | VLS_Inline | 5 | 5 | 5 | 8 | BranchMin_5BranchMax_8 | 6 | 6 | 12 | HeaderMin_6HeaderMax_12 | 6 | INVALID
885 | 125 | 50707-2P-60HP VLSC | VLSC_50707_2P_60HP | 1528.3535 | 1528.3535 | 3056.707 | 2 | 1 | 3 | E | VLS_Inline | 5 | 5 | 5 | 8 | BranchMin_5BranchMax_8 | 6 | 6 | 12 | HeaderMin_6HeaderMax_12 | 8
885 | 125 | 50707-2P-60HP VLSC | VLSC_50707_2P_60HP | 1528.3535 | 1528.3535 | 3056.707 | 2 | 1 | 3 | E | VLS_Inline | 5 | 5 | 5 | 8 | BranchMin_5BranchMax_8 | 6 | 6 | 12 | HeaderMin_6HeaderMax_12 | 10
885 | 125 | 50707-2P-60HP VLSC | VLSC_50707_2P_60HP | 1528.3535 | 1528.3535 | 3056.707 | 2 | 1 | 3 | E | VLS_Inline | 5 | 5 | 5 | 8 | BranchMin_5BranchMax_8 | 6 | 6 | 12 | HeaderMin_6HeaderMax_12 | 12
885 | 125 | 50707-2P-60HP VLSC | VLSC_50707_2P_60HP | 1528.3535 | 1528.3535 | 3056.707 | 2 | 1 | 3 | E | VLS_Inline | 5 | 5 | 5 | 8 | BranchMin_5BranchMax_8 | 8 | 6 | 12 | HeaderMin_6HeaderMax_12 | 6 | INVALID
885 | 125 | 50707-2P-60HP VLSC | VLSC_50707_2P_60HP | 1528.3535 | 1528.3535 | 3056.707 | 2 | 1 | 3 | E | VLS_Inline | 5 | 5 | 5 | 8 | BranchMin_5BranchMax_8 | 8 | 6 | 12 | HeaderMin_6HeaderMax_12 | 8 | INVALID
885 | 125 | 50707-2P-60HP VLSC | VLSC_50707_2P_60HP | 1528.3535 | 1528.3535 | 3056.707 | 2 | 1 | 3 | E | VLS_Inline | 5 | 5 | 5 | 8 | BranchMin_5BranchMax_8 | 8 | 6 | 12 | HeaderMin_6HeaderMax_12 | 10
885 | 125 | 50707-2P-60HP VLSC | VLSC_50707_2P_60HP | 1528.3535 | 1528.3535 | 3056.707 | 2 | 1 | 3 | E | VLS_Inline | 5 | 5 | 5 | 8 | BranchMin_5BranchMax_8 | 8 | 6 | 12 | HeaderMin_6HeaderMax_12 | 12
886 | 126 | 50707-4P-5HP VLSC | VLSC_50707_4P_5HP | 626.346 | 626.346 | 1252.6919 | 2 | 1 | 3 | E | VLS_Inline | 5 | 5 | 5 | 5 | BranchMin_5BranchMax_5 | 5 | 6 | 8 | HeaderMin_6HeaderMax_8 | 6
886 | 126 | 50707-4P-5HP VLSC | VLSC_50707_4P_5HP | 626.346 | 626.346 | 1252.6919 | 2 | 1 | 3 | E | VLS_Inline | 5 | 5 | 5 | 5 | BranchMin_5BranchMax_5 | 5 | 6 | 8 | HeaderMin_6HeaderMax_8 | 8
887 | 127 | 50707-4P-7.5HP VLSC | VLSC_50707_4P_7.5HP | 764.9699 | 764.9699 | 1529.9399 | 2 | 1 | 3 | E | VLS_Inline | 5 | 5 | 5 | 6 | BranchMin_5BranchMax_6 | 5 | 6 | 8 | HeaderMin_6HeaderMax_8 | 6
887 | 127 | 50707-4P-7.5HP VLSC | VLSC_50707_4P_7.5HP | 764.9699 | 764.9699 | 1529.9399 | 2 | 1 | 3 | E | VLS_Inline | 5 | 5 | 5 | 6 | BranchMin_5BranchMax_6 | 5 | 6 | 8 | HeaderMin_6HeaderMax_8 | 8
887 | 127 | 50707-4P-7.5HP VLSC | VLSC_50707_4P_7.5HP | 764.9699 | 764.9699 | 1529.9399 | 2 | 1 | 3 | E | VLS_Inline | 5 | 5 | 5 | 6 | BranchMin_5BranchMax_6 | 6 | 6 | 8 | HeaderMin_6HeaderMax_8 | 6 | INVALID
887 | 127 | 50707-4P-7.5HP VLSC | VLSC_50707_4P_7.5HP | 764.9699 | 764.9699 | 1529.9399 | 2 | 1 | 3 | E | VLS_Inline | 5 | 5 | 5 | 6 | BranchMin_5BranchMax_6 | 6 | 6 | 8 | HeaderMin_6HeaderMax_8 | 8
888 | 128 | 50957-4P-7.5HP VLSC | RC2552-7.24 | 682.0481 | 682.0481 | 1364.0961 | 2 | 1 | 3 | E | VLS_Inline | 5 | 5 | 5 | 6 | BranchMin_5BranchMax_6 | 5 | 6 | 8 | HeaderMin_6HeaderMax_8 | 6
888 | 128 | 50957-4P-7.5HP VLSC | RC2552-7.24 | 682.0481 | 682.0481 | 1364.0961 | 2 | 1 | 3 | E | VLS_Inline | 5 | 5 | 5 | 6 | BranchMin_5BranchMax_6 | 5 | 6 | 8 | HeaderMin_6HeaderMax_8 | 8
888 | 128 | 50957-4P-7.5HP VLSC | RC2552-7.24 | 682.0481 | 682.0481 | 1364.0961 | 2 | 1 | 3 | E | VLS_Inline | 5 | 5 | 5 | 6 | BranchMin_5BranchMax_6 | 6 | 6 | 8 | HeaderMin_6HeaderMax_8 | 6 | INVALID
888 | 128 | 50957-4P-7.5HP VLSC | RC2552-7.24 | 682.0481 | 682.0481 | 1364.0961 | 2 | 1 | 3 | E | VLS_Inline | 5 | 5 | 5 | 6 | BranchMin_5BranchMax_6 | 6 | 6 | 8 | HeaderMin_6HeaderMax_8 | 8
889 | 129 | 50957-4P-10HP VLSC | RC2552-8.02 | 802.7921 | 802.7921 | 1605.5841 | 2 | 1 | 3 | E | VLS_Inline | 5 | 5 | 5 | 6 | BranchMin_5BranchMax_6 | 5 | 6 | 10 | HeaderMin_6HeaderMax_10 | 6
889 | 129 | 50957-4P-10HP VLSC | RC2552-8.02 | 802.7921 | 802.7921 | 1605.5841 | 2 | 1 | 3 | E | VLS_Inline | 5 | 5 | 5 | 6 | BranchMin_5BranchMax_6 | 5 | 6 | 10 | HeaderMin_6HeaderMax_10 | 8
889 | 129 | 50957-4P-10HP VLSC | RC2552-8.02 | 802.7921 | 802.7921 | 1605.5841 | 2 | 1 | 3 | E | VLS_Inline | 5 | 5 | 5 | 6 | BranchMin_5BranchMax_6 | 5 | 6 | 10 | HeaderMin_6HeaderMax_10 | 10
889 | 129 | 50957-4P-10HP VLSC | RC2552-8.02 | 802.7921 | 802.7921 | 1605.5841 | 2 | 1 | 3 | E | VLS_Inline | 5 | 5 | 5 | 6 | BranchMin_5BranchMax_6 | 6 | 6 | 10 | HeaderMin_6HeaderMax_10 | 6 | INVALID
889 | 129 | 50957-4P-10HP VLSC | RC2552-8.02 | 802.7921 | 802.7921 | 1605.5841 | 2 | 1 | 3 | E | VLS_Inline | 5 | 5 | 5 | 6 | BranchMin_5BranchMax_6 | 6 | 6 | 10 | HeaderMin_6HeaderMax_10 | 8
889 | 129 | 50957-4P-10HP VLSC | RC2552-8.02 | 802.7921 | 802.7921 | 1605.5841 | 2 | 1 | 3 | E | VLS_Inline | 5 | 5 | 5 | 6 | BranchMin_5BranchMax_6 | 6 | 6 | 10 | HeaderMin_6HeaderMax_10 | 10
890 | 130 | 50957-4P-15HP VLSC | RC2552-9.10 | 932.9167 | 932.9167 | 1865.8335 | 2 | 1 | 3 | E | VLS_Inline | 5 | 5 | 5 | 6 | BranchMin_5BranchMax_6 | 5 | 6 | 10 | HeaderMin_6HeaderMax_10 | 6
890 | 130 | 50957-4P-15HP VLSC | RC2552-9.10 | 932.9167 | 932.9167 | 1865.8335 | 2 | 1 | 3 | E | VLS_Inline | 5 | 5 | 5 | 6 | BranchMin_5BranchMax_6 | 5 | 6 | 10 | HeaderMin_6HeaderMax_10 | 8
890 | 130 | 50957-4P-15HP VLSC | RC2552-9.10 | 932.9167 | 932.9167 | 1865.8335 | 2 | 1 | 3 | E | VLS_Inline | 5 | 5 | 5 | 6 | BranchMin_5BranchMax_6 | 5 | 6 | 10 | HeaderMin_6HeaderMax_10 | 10
890 | 130 | 50957-4P-15HP VLSC | RC2552-9.10 | 932.9167 | 932.9167 | 1865.8335 | 2 | 1 | 3 | E | VLS_Inline | 5 | 5 | 5 | 6 | BranchMin_5BranchMax_6 | 6 | 6 | 10 | HeaderMin_6HeaderMax_10 | 6 | INVALID
890 | 130 | 50957-4P-15HP VLSC | RC2552-9.10 | 932.9167 | 932.9167 | 1865.8335 | 2 | 1 | 3 | E | VLS_Inline | 5 | 5 | 5 | 6 | BranchMin_5BranchMax_6 | 6 | 6 | 10 | HeaderMin_6HeaderMax_10 | 8
890 | 130 | 50957-4P-15HP VLSC | RC2552-9.10 | 932.9167 | 932.9167 | 1865.8335 | 2 | 1 | 3 | E | VLS_Inline | 5 | 5 | 5 | 6 | BranchMin_5BranchMax_6 | 6 | 6 | 10 | HeaderMin_6HeaderMax_10 | 10
891 | 131 | 50957-4P-20HP VLSC | RC2552-9.6 | 1000.0001 | 1000.0001 | 2000.0002 | 2 | 1 | 3 | E | VLS_Inline | 5 | 5 | 5 | 8 | BranchMin_5BranchMax_8 | 5 | 6 | 10 | HeaderMin_6HeaderMax_10 | 6
891 | 131 | 50957-4P-20HP VLSC | RC2552-9.6 | 1000.0001 | 1000.0001 | 2000.0002 | 2 | 1 | 3 | E | VLS_Inline | 5 | 5 | 5 | 8 | BranchMin_5BranchMax_8 | 5 | 6 | 10 | HeaderMin_6HeaderMax_10 | 8
891 | 131 | 50957-4P-20HP VLSC | RC2552-9.6 | 1000.0001 | 1000.0001 | 2000.0002 | 2 | 1 | 3 | E | VLS_Inline | 5 | 5 | 5 | 8 | BranchMin_5BranchMax_8 | 5 | 6 | 10 | HeaderMin_6HeaderMax_10 | 10
891 | 131 | 50957-4P-20HP VLSC | RC2552-9.6 | 1000.0001 | 1000.0001 | 2000.0002 | 2 | 1 | 3 | E | VLS_Inline | 5 | 5 | 5 | 8 | BranchMin_5BranchMax_8 | 6 | 6 | 10 | HeaderMin_6HeaderMax_10 | 6 | INVALID
891 | 131 | 50957-4P-20HP VLSC | RC2552-9.6 | 1000.0001 | 1000.0001 | 2000.0002 | 2 | 1 | 3 | E | VLS_Inline | 5 | 5 | 5 | 8 | BranchMin_5BranchMax_8 | 6 | 6 | 10 | HeaderMin_6HeaderMax_10 | 8
891 | 131 | 50957-4P-20HP VLSC | RC2552-9.6 | 1000.0001 | 1000.0001 | 2000.0002 | 2 | 1 | 3 | E | VLS_Inline | 5 | 5 | 5 | 8 | BranchMin_5BranchMax_8 | 6 | 6 | 10 | HeaderMin_6HeaderMax_10 | 10
891 | 131 | 50957-4P-20HP VLSC | RC2552-9.6 | 1000.0001 | 1000.0001 | 2000.0002 | 2 | 1 | 3 | E | VLS_Inline | 5 | 5 | 5 | 8 | BranchMin_5BranchMax_8 | 8 | 6 | 10 | HeaderMin_6HeaderMax_10 | 6 | INVALID
891 | 131 | 50957-4P-20HP VLSC | RC2552-9.6 | 1000.0001 | 1000.0001 | 2000.0002 | 2 | 1 | 3 | E | VLS_Inline | 5 | 5 | 5 | 8 | BranchMin_5BranchMax_8 | 8 | 6 | 10 | HeaderMin_6HeaderMax_10 | 8 | INVALID
891 | 131 | 50957-4P-20HP VLSC | RC2552-9.6 | 1000.0001 | 1000.0001 | 2000.0002 | 2 | 1 | 3 | E | VLS_Inline | 5 | 5 | 5 | 8 | BranchMin_5BranchMax_8 | 8 | 6 | 10 | HeaderMin_6HeaderMax_10 | 10
892 | 132 | 5095A-4P-7.5HP VLSC | VLSC_5095A_4P_7.5HP | 753.2463 | 753.2463 | 1506.4926 | 2 | 1 | 3 | E | VLS_Inline | 5 | 5 | 5 | 6 | BranchMin_5BranchMax_6 | 5 | 6 | 8 | HeaderMin_6HeaderMax_8 | 6
892 | 132 | 5095A-4P-7.5HP VLSC | VLSC_5095A_4P_7.5HP | 753.2463 | 753.2463 | 1506.4926 | 2 | 1 | 3 | E | VLS_Inline | 5 | 5 | 5 | 6 | BranchMin_5BranchMax_6 | 5 | 6 | 8 | HeaderMin_6HeaderMax_8 | 8
892 | 132 | 5095A-4P-7.5HP VLSC | VLSC_5095A_4P_7.5HP | 753.2463 | 753.2463 | 1506.4926 | 2 | 1 | 3 | E | VLS_Inline | 5 | 5 | 5 | 6 | BranchMin_5BranchMax_6 | 6 | 6 | 8 | HeaderMin_6HeaderMax_8 | 6 | INVALID
892 | 132 | 5095A-4P-7.5HP VLSC | VLSC_5095A_4P_7.5HP | 753.2463 | 753.2463 | 1506.4926 | 2 | 1 | 3 | E | VLS_Inline | 5 | 5 | 5 | 6 | BranchMin_5BranchMax_6 | 6 | 6 | 8 | HeaderMin_6HeaderMax_8 | 8
893 | 133 | 5095A-4P-10HP VLSC | VLSC_5095A_4P_10HP | 820.4429 | 820.4429 | 1640.8858 | 2 | 1 | 3 | E | VLS_Inline | 5 | 5 | 5 | 6 | BranchMin_5BranchMax_6 | 5 | 6 | 10 | HeaderMin_6HeaderMax_10 | 6
893 | 133 | 5095A-4P-10HP VLSC | VLSC_5095A_4P_10HP | 820.4429 | 820.4429 | 1640.8858 | 2 | 1 | 3 | E | VLS_Inline | 5 | 5 | 5 | 6 | BranchMin_5BranchMax_6 | 5 | 6 | 10 | HeaderMin_6HeaderMax_10 | 8
893 | 133 | 5095A-4P-10HP VLSC | VLSC_5095A_4P_10HP | 820.4429 | 820.4429 | 1640.8858 | 2 | 1 | 3 | E | VLS_Inline | 5 | 5 | 5 | 6 | BranchMin_5BranchMax_6 | 5 | 6 | 10 | HeaderMin_6HeaderMax_10 | 10
893 | 133 | 5095A-4P-10HP VLSC | VLSC_5095A_4P_10HP | 820.4429 | 820.4429 | 1640.8858 | 2 | 1 | 3 | E | VLS_Inline | 5 | 5 | 5 | 6 | BranchMin_5BranchMax_6 | 6 | 6 | 10 | HeaderMin_6HeaderMax_10 | 6 | INVALID
893 | 133 | 5095A-4P-10HP VLSC | VLSC_5095A_4P_10HP | 820.4429 | 820.4429 | 1640.8858 | 2 | 1 | 3 | E | VLS_Inline | 5 | 5 | 5 | 6 | BranchMin_5BranchMax_6 | 6 | 6 | 10 | HeaderMin_6HeaderMax_10 | 8
893 | 133 | 5095A-4P-10HP VLSC | VLSC_5095A_4P_10HP | 820.4429 | 820.4429 | 1640.8858 | 2 | 1 | 3 | E | VLS_Inline | 5 | 5 | 5 | 6 | BranchMin_5BranchMax_6 | 6 | 6 | 10 | HeaderMin_6HeaderMax_10 | 10
894 | 134 | 5095A-4P-15HP VLSC | VLSC_5095A_4P_15HP | 953.3171 | 953.3171 | 1906.6342 | 2 | 1 | 3 | E | VLS_Inline | 5 | 5 | 5 | 8 | BranchMin_5BranchMax_8 | 5 | 6 | 10 | HeaderMin_6HeaderMax_10 | 6
894 | 134 | 5095A-4P-15HP VLSC | VLSC_5095A_4P_15HP | 953.3171 | 953.3171 | 1906.6342 | 2 | 1 | 3 | E | VLS_Inline | 5 | 5 | 5 | 8 | BranchMin_5BranchMax_8 | 5 | 6 | 10 | HeaderMin_6HeaderMax_10 | 8
894 | 134 | 5095A-4P-15HP VLSC | VLSC_5095A_4P_15HP | 953.3171 | 953.3171 | 1906.6342 | 2 | 1 | 3 | E | VLS_Inline | 5 | 5 | 5 | 8 | BranchMin_5BranchMax_8 | 5 | 6 | 10 | HeaderMin_6HeaderMax_10 | 10
894 | 134 | 5095A-4P-15HP VLSC | VLSC_5095A_4P_15HP | 953.3171 | 953.3171 | 1906.6342 | 2 | 1 | 3 | E | VLS_Inline | 5 | 5 | 5 | 8 | BranchMin_5BranchMax_8 | 6 | 6 | 10 | HeaderMin_6HeaderMax_10 | 6 | INVALID
894 | 134 | 5095A-4P-15HP VLSC | VLSC_5095A_4P_15HP | 953.3171 | 953.3171 | 1906.6342 | 2 | 1 | 3 | E | VLS_Inline | 5 | 5 | 5 | 8 | BranchMin_5BranchMax_8 | 6 | 6 | 10 | HeaderMin_6HeaderMax_10 | 8
894 | 134 | 5095A-4P-15HP VLSC | VLSC_5095A_4P_15HP | 953.3171 | 953.3171 | 1906.6342 | 2 | 1 | 3 | E | VLS_Inline | 5 | 5 | 5 | 8 | BranchMin_5BranchMax_8 | 6 | 6 | 10 | HeaderMin_6HeaderMax_10 | 10
894 | 134 | 5095A-4P-15HP VLSC | VLSC_5095A_4P_15HP | 953.3171 | 953.3171 | 1906.6342 | 2 | 1 | 3 | E | VLS_Inline | 5 | 5 | 5 | 8 | BranchMin_5BranchMax_8 | 8 | 6 | 10 | HeaderMin_6HeaderMax_10 | 6 | INVALID
894 | 134 | 5095A-4P-15HP VLSC | VLSC_5095A_4P_15HP | 953.3171 | 953.3171 | 1906.6342 | 2 | 1 | 3 | E | VLS_Inline | 5 | 5 | 5 | 8 | BranchMin_5BranchMax_8 | 8 | 6 | 10 | HeaderMin_6HeaderMax_10 | 8 | INVALID
894 | 134 | 5095A-4P-15HP VLSC | VLSC_5095A_4P_15HP | 953.3171 | 953.3171 | 1906.6342 | 2 | 1 | 3 | E | VLS_Inline | 5 | 5 | 5 | 8 | BranchMin_5BranchMax_8 | 8 | 6 | 10 | HeaderMin_6HeaderMax_10 | 10
895 | 135 | 5095A-4P-20HP VLSC | VLSC_5095A_4P_20HP | 1029.7585 | 1029.7585 | 2059.5169 | 2 | 1 | 3 | E | VLS_Inline | 5 | 5 | 5 | 8 | BranchMin_5BranchMax_8 | 5 | 6 | 10 | HeaderMin_6HeaderMax_10 | 6
895 | 135 | 5095A-4P-20HP VLSC | VLSC_5095A_4P_20HP | 1029.7585 | 1029.7585 | 2059.5169 | 2 | 1 | 3 | E | VLS_Inline | 5 | 5 | 5 | 8 | BranchMin_5BranchMax_8 | 5 | 6 | 10 | HeaderMin_6HeaderMax_10 | 8
895 | 135 | 5095A-4P-20HP VLSC | VLSC_5095A_4P_20HP | 1029.7585 | 1029.7585 | 2059.5169 | 2 | 1 | 3 | E | VLS_Inline | 5 | 5 | 5 | 8 | BranchMin_5BranchMax_8 | 5 | 6 | 10 | HeaderMin_6HeaderMax_10 | 10
895 | 135 | 5095A-4P-20HP VLSC | VLSC_5095A_4P_20HP | 1029.7585 | 1029.7585 | 2059.5169 | 2 | 1 | 3 | E | VLS_Inline | 5 | 5 | 5 | 8 | BranchMin_5BranchMax_8 | 6 | 6 | 10 | HeaderMin_6HeaderMax_10 | 6 | INVALID
895 | 135 | 5095A-4P-20HP VLSC | VLSC_5095A_4P_20HP | 1029.7585 | 1029.7585 | 2059.5169 | 2 | 1 | 3 | E | VLS_Inline | 5 | 5 | 5 | 8 | BranchMin_5BranchMax_8 | 6 | 6 | 10 | HeaderMin_6HeaderMax_10 | 8
895 | 135 | 5095A-4P-20HP VLSC | VLSC_5095A_4P_20HP | 1029.7585 | 1029.7585 | 2059.5169 | 2 | 1 | 3 | E | VLS_Inline | 5 | 5 | 5 | 8 | BranchMin_5BranchMax_8 | 6 | 6 | 10 | HeaderMin_6HeaderMax_10 | 10
895 | 135 | 5095A-4P-20HP VLSC | VLSC_5095A_4P_20HP | 1029.7585 | 1029.7585 | 2059.5169 | 2 | 1 | 3 | E | VLS_Inline | 5 | 5 | 5 | 8 | BranchMin_5BranchMax_8 | 8 | 6 | 10 | HeaderMin_6HeaderMax_10 | 6 | INVALID
895 | 135 | 5095A-4P-20HP VLSC | VLSC_5095A_4P_20HP | 1029.7585 | 1029.7585 | 2059.5169 | 2 | 1 | 3 | E | VLS_Inline | 5 | 5 | 5 | 8 | BranchMin_5BranchMax_8 | 8 | 6 | 10 | HeaderMin_6HeaderMax_10 | 8 | INVALID
895 | 135 | 5095A-4P-20HP VLSC | VLSC_5095A_4P_20HP | 1029.7585 | 1029.7585 | 2059.5169 | 2 | 1 | 3 | E | VLS_Inline | 5 | 5 | 5 | 8 | BranchMin_5BranchMax_8 | 8 | 6 | 10 | HeaderMin_6HeaderMax_10 | 10
896 | 136 | 50959-2P-60HP VLSC | VLSC_50959_2P_60HP | 1330.3437 | 1330.3437 | 2660.6874 | 2 | 1 | 3 | E | VLS_Inline | 5 | 5 | 5 | 8 | BranchMin_5BranchMax_8 | 5 | 6 | 12 | HeaderMin_6HeaderMax_12 | 6
896 | 136 | 50959-2P-60HP VLSC | VLSC_50959_2P_60HP | 1330.3437 | 1330.3437 | 2660.6874 | 2 | 1 | 3 | E | VLS_Inline | 5 | 5 | 5 | 8 | BranchMin_5BranchMax_8 | 5 | 6 | 12 | HeaderMin_6HeaderMax_12 | 8
896 | 136 | 50959-2P-60HP VLSC | VLSC_50959_2P_60HP | 1330.3437 | 1330.3437 | 2660.6874 | 2 | 1 | 3 | E | VLS_Inline | 5 | 5 | 5 | 8 | BranchMin_5BranchMax_8 | 5 | 6 | 12 | HeaderMin_6HeaderMax_12 | 10
896 | 136 | 50959-2P-60HP VLSC | VLSC_50959_2P_60HP | 1330.3437 | 1330.3437 | 2660.6874 | 2 | 1 | 3 | E | VLS_Inline | 5 | 5 | 5 | 8 | BranchMin_5BranchMax_8 | 5 | 6 | 12 | HeaderMin_6HeaderMax_12 | 12
896 | 136 | 50959-2P-60HP VLSC | VLSC_50959_2P_60HP | 1330.3437 | 1330.3437 | 2660.6874 | 2 | 1 | 3 | E | VLS_Inline | 5 | 5 | 5 | 8 | BranchMin_5BranchMax_8 | 6 | 6 | 12 | HeaderMin_6HeaderMax_12 | 6 | INVALID
896 | 136 | 50959-2P-60HP VLSC | VLSC_50959_2P_60HP | 1330.3437 | 1330.3437 | 2660.6874 | 2 | 1 | 3 | E | VLS_Inline | 5 | 5 | 5 | 8 | BranchMin_5BranchMax_8 | 6 | 6 | 12 | HeaderMin_6HeaderMax_12 | 8
896 | 136 | 50959-2P-60HP VLSC | VLSC_50959_2P_60HP | 1330.3437 | 1330.3437 | 2660.6874 | 2 | 1 | 3 | E | VLS_Inline | 5 | 5 | 5 | 8 | BranchMin_5BranchMax_8 | 6 | 6 | 12 | HeaderMin_6HeaderMax_12 | 10
896 | 136 | 50959-2P-60HP VLSC | VLSC_50959_2P_60HP | 1330.3437 | 1330.3437 | 2660.6874 | 2 | 1 | 3 | E | VLS_Inline | 5 | 5 | 5 | 8 | BranchMin_5BranchMax_8 | 6 | 6 | 12 | HeaderMin_6HeaderMax_12 | 12
896 | 136 | 50959-2P-60HP VLSC | VLSC_50959_2P_60HP | 1330.3437 | 1330.3437 | 2660.6874 | 2 | 1 | 3 | E | VLS_Inline | 5 | 5 | 5 | 8 | BranchMin_5BranchMax_8 | 8 | 6 | 12 | HeaderMin_6HeaderMax_12 | 6 | INVALID
896 | 136 | 50959-2P-60HP VLSC | VLSC_50959_2P_60HP | 1330.3437 | 1330.3437 | 2660.6874 | 2 | 1 | 3 | E | VLS_Inline | 5 | 5 | 5 | 8 | BranchMin_5BranchMax_8 | 8 | 6 | 12 | HeaderMin_6HeaderMax_12 | 8 | INVALID
896 | 136 | 50959-2P-60HP VLSC | VLSC_50959_2P_60HP | 1330.3437 | 1330.3437 | 2660.6874 | 2 | 1 | 3 | E | VLS_Inline | 5 | 5 | 5 | 8 | BranchMin_5BranchMax_8 | 8 | 6 | 12 | HeaderMin_6HeaderMax_12 | 10
896 | 136 | 50959-2P-60HP VLSC | VLSC_50959_2P_60HP | 1330.3437 | 1330.3437 | 2660.6874 | 2 | 1 | 3 | E | VLS_Inline | 5 | 5 | 5 | 8 | BranchMin_5BranchMax_8 | 8 | 6 | 12 | HeaderMin_6HeaderMax_12 | 12
897 | 137 | 50959-2P-75HP VLSC | VLSC_50959_2P_75HP | 1378.5213 | 1378.5213 | 2757.0426 | 2 | 1 | 3 | E | VLS_Inline | 5 | 5 | 5 | 8 | BranchMin_5BranchMax_8 | 5 | 6 | 12 | HeaderMin_6HeaderMax_12 | 6
897 | 137 | 50959-2P-75HP VLSC | VLSC_50959_2P_75HP | 1378.5213 | 1378.5213 | 2757.0426 | 2 | 1 | 3 | E | VLS_Inline | 5 | 5 | 5 | 8 | BranchMin_5BranchMax_8 | 5 | 6 | 12 | HeaderMin_6HeaderMax_12 | 8
897 | 137 | 50959-2P-75HP VLSC | VLSC_50959_2P_75HP | 1378.5213 | 1378.5213 | 2757.0426 | 2 | 1 | 3 | E | VLS_Inline | 5 | 5 | 5 | 8 | BranchMin_5BranchMax_8 | 5 | 6 | 12 | HeaderMin_6HeaderMax_12 | 10
897 | 137 | 50959-2P-75HP VLSC | VLSC_50959_2P_75HP | 1378.5213 | 1378.5213 | 2757.0426 | 2 | 1 | 3 | E | VLS_Inline | 5 | 5 | 5 | 8 | BranchMin_5BranchMax_8 | 5 | 6 | 12 | HeaderMin_6HeaderMax_12 | 12
897 | 137 | 50959-2P-75HP VLSC | VLSC_50959_2P_75HP | 1378.5213 | 1378.5213 | 2757.0426 | 2 | 1 | 3 | E | VLS_Inline | 5 | 5 | 5 | 8 | BranchMin_5BranchMax_8 | 6 | 6 | 12 | HeaderMin_6HeaderMax_12 | 6 | INVALID
897 | 137 | 50959-2P-75HP VLSC | VLSC_50959_2P_75HP | 1378.5213 | 1378.5213 | 2757.0426 | 2 | 1 | 3 | E | VLS_Inline | 5 | 5 | 5 | 8 | BranchMin_5BranchMax_8 | 6 | 6 | 12 | HeaderMin_6HeaderMax_12 | 8
897 | 137 | 50959-2P-75HP VLSC | VLSC_50959_2P_75HP | 1378.5213 | 1378.5213 | 2757.0426 | 2 | 1 | 3 | E | VLS_Inline | 5 | 5 | 5 | 8 | BranchMin_5BranchMax_8 | 6 | 6 | 12 | HeaderMin_6HeaderMax_12 | 10
897 | 137 | 50959-2P-75HP VLSC | VLSC_50959_2P_75HP | 1378.5213 | 1378.5213 | 2757.0426 | 2 | 1 | 3 | E | VLS_Inline | 5 | 5 | 5 | 8 | BranchMin_5BranchMax_8 | 6 | 6 | 12 | HeaderMin_6HeaderMax_12 | 12
897 | 137 | 50959-2P-75HP VLSC | VLSC_50959_2P_75HP | 1378.5213 | 1378.5213 | 2757.0426 | 2 | 1 | 3 | E | VLS_Inline | 5 | 5 | 5 | 8 | BranchMin_5BranchMax_8 | 8 | 6 | 12 | HeaderMin_6HeaderMax_12 | 6 | INVALID
897 | 137 | 50959-2P-75HP VLSC | VLSC_50959_2P_75HP | 1378.5213 | 1378.5213 | 2757.0426 | 2 | 1 | 3 | E | VLS_Inline | 5 | 5 | 5 | 8 | BranchMin_5BranchMax_8 | 8 | 6 | 12 | HeaderMin_6HeaderMax_12 | 8 | INVALID
897 | 137 | 50959-2P-75HP VLSC | VLSC_50959_2P_75HP | 1378.5213 | 1378.5213 | 2757.0426 | 2 | 1 | 3 | E | VLS_Inline | 5 | 5 | 5 | 8 | BranchMin_5BranchMax_8 | 8 | 6 | 12 | HeaderMin_6HeaderMax_12 | 10
897 | 137 | 50959-2P-75HP VLSC | VLSC_50959_2P_75HP | 1378.5213 | 1378.5213 | 2757.0426 | 2 | 1 | 3 | E | VLS_Inline | 5 | 5 | 5 | 8 | BranchMin_5BranchMax_8 | 8 | 6 | 12 | HeaderMin_6HeaderMax_12 | 12
898 | 138 | 50959-2P-100HP VLSC | VLSC_50959_2P_100HP | 1467.9509 | 1467.9509 | 2935.9018 | 2 | 1 | 3 | E | VLS_Inline | 5 | 5 | 5 | 8 | BranchMin_5BranchMax_8 | 5 | 6 | 12 | HeaderMin_6HeaderMax_12 | 6
898 | 138 | 50959-2P-100HP VLSC | VLSC_50959_2P_100HP | 1467.9509 | 1467.9509 | 2935.9018 | 2 | 1 | 3 | E | VLS_Inline | 5 | 5 | 5 | 8 | BranchMin_5BranchMax_8 | 5 | 6 | 12 | HeaderMin_6HeaderMax_12 | 8
898 | 138 | 50959-2P-100HP VLSC | VLSC_50959_2P_100HP | 1467.9509 | 1467.9509 | 2935.9018 | 2 | 1 | 3 | E | VLS_Inline | 5 | 5 | 5 | 8 | BranchMin_5BranchMax_8 | 5 | 6 | 12 | HeaderMin_6HeaderMax_12 | 10
898 | 138 | 50959-2P-100HP VLSC | VLSC_50959_2P_100HP | 1467.9509 | 1467.9509 | 2935.9018 | 2 | 1 | 3 | E | VLS_Inline | 5 | 5 | 5 | 8 | BranchMin_5BranchMax_8 | 5 | 6 | 12 | HeaderMin_6HeaderMax_12 | 12
898 | 138 | 50959-2P-100HP VLSC | VLSC_50959_2P_100HP | 1467.9509 | 1467.9509 | 2935.9018 | 2 | 1 | 3 | E | VLS_Inline | 5 | 5 | 5 | 8 | BranchMin_5BranchMax_8 | 6 | 6 | 12 | HeaderMin_6HeaderMax_12 | 6 | INVALID
898 | 138 | 50959-2P-100HP VLSC | VLSC_50959_2P_100HP | 1467.9509 | 1467.9509 | 2935.9018 | 2 | 1 | 3 | E | VLS_Inline | 5 | 5 | 5 | 8 | BranchMin_5BranchMax_8 | 6 | 6 | 12 | HeaderMin_6HeaderMax_12 | 8
898 | 138 | 50959-2P-100HP VLSC | VLSC_50959_2P_100HP | 1467.9509 | 1467.9509 | 2935.9018 | 2 | 1 | 3 | E | VLS_Inline | 5 | 5 | 5 | 8 | BranchMin_5BranchMax_8 | 6 | 6 | 12 | HeaderMin_6HeaderMax_12 | 10
898 | 138 | 50959-2P-100HP VLSC | VLSC_50959_2P_100HP | 1467.9509 | 1467.9509 | 2935.9018 | 2 | 1 | 3 | E | VLS_Inline | 5 | 5 | 5 | 8 | BranchMin_5BranchMax_8 | 6 | 6 | 12 | HeaderMin_6HeaderMax_12 | 12
898 | 138 | 50959-2P-100HP VLSC | VLSC_50959_2P_100HP | 1467.9509 | 1467.9509 | 2935.9018 | 2 | 1 | 3 | E | VLS_Inline | 5 | 5 | 5 | 8 | BranchMin_5BranchMax_8 | 8 | 6 | 12 | HeaderMin_6HeaderMax_12 | 6 | INVALID
898 | 138 | 50959-2P-100HP VLSC | VLSC_50959_2P_100HP | 1467.9509 | 1467.9509 | 2935.9018 | 2 | 1 | 3 | E | VLS_Inline | 5 | 5 | 5 | 8 | BranchMin_5BranchMax_8 | 8 | 6 | 12 | HeaderMin_6HeaderMax_12 | 8 | INVALID
898 | 138 | 50959-2P-100HP VLSC | VLSC_50959_2P_100HP | 1467.9509 | 1467.9509 | 2935.9018 | 2 | 1 | 3 | E | VLS_Inline | 5 | 5 | 5 | 8 | BranchMin_5BranchMax_8 | 8 | 6 | 12 | HeaderMin_6HeaderMax_12 | 10
898 | 138 | 50959-2P-100HP VLSC | VLSC_50959_2P_100HP | 1467.9509 | 1467.9509 | 2935.9018 | 2 | 1 | 3 | E | VLS_Inline | 5 | 5 | 5 | 8 | BranchMin_5BranchMax_8 | 8 | 6 | 12 | HeaderMin_6HeaderMax_12 | 12
899 | 139 | 50129-4P-15HP VLSC | VLSC_50129_4P_15HP | 844.864 | 844.864 | 1689.7279 | 2 | 1 | 3 | E | VLS_Inline | 5 | 5 | 5 | 6 | BranchMin_5BranchMax_6 | 5 | 6 | 10 | HeaderMin_6HeaderMax_10 | 6
899 | 139 | 50129-4P-15HP VLSC | VLSC_50129_4P_15HP | 844.864 | 844.864 | 1689.7279 | 2 | 1 | 3 | E | VLS_Inline | 5 | 5 | 5 | 6 | BranchMin_5BranchMax_6 | 5 | 6 | 10 | HeaderMin_6HeaderMax_10 | 8
899 | 139 | 50129-4P-15HP VLSC | VLSC_50129_4P_15HP | 844.864 | 844.864 | 1689.7279 | 2 | 1 | 3 | E | VLS_Inline | 5 | 5 | 5 | 6 | BranchMin_5BranchMax_6 | 5 | 6 | 10 | HeaderMin_6HeaderMax_10 | 10
899 | 139 | 50129-4P-15HP VLSC | VLSC_50129_4P_15HP | 844.864 | 844.864 | 1689.7279 | 2 | 1 | 3 | E | VLS_Inline | 5 | 5 | 5 | 6 | BranchMin_5BranchMax_6 | 6 | 6 | 10 | HeaderMin_6HeaderMax_10 | 6 | INVALID
899 | 139 | 50129-4P-15HP VLSC | VLSC_50129_4P_15HP | 844.864 | 844.864 | 1689.7279 | 2 | 1 | 3 | E | VLS_Inline | 5 | 5 | 5 | 6 | BranchMin_5BranchMax_6 | 6 | 6 | 10 | HeaderMin_6HeaderMax_10 | 8
899 | 139 | 50129-4P-15HP VLSC | VLSC_50129_4P_15HP | 844.864 | 844.864 | 1689.7279 | 2 | 1 | 3 | E | VLS_Inline | 5 | 5 | 5 | 6 | BranchMin_5BranchMax_6 | 6 | 6 | 10 | HeaderMin_6HeaderMax_10 | 10
900 | 140 | 50129-4P-20HP VLSC | VLSC_50129_4P_20HP | 982.3526 | 982.3526 | 1964.7052 | 2 | 1 | 3 | E | VLS_Inline | 5 | 5 | 5 | 8 | BranchMin_5BranchMax_8 | 5 | 6 | 10 | HeaderMin_6HeaderMax_10 | 6
900 | 140 | 50129-4P-20HP VLSC | VLSC_50129_4P_20HP | 982.3526 | 982.3526 | 1964.7052 | 2 | 1 | 3 | E | VLS_Inline | 5 | 5 | 5 | 8 | BranchMin_5BranchMax_8 | 5 | 6 | 10 | HeaderMin_6HeaderMax_10 | 8
900 | 140 | 50129-4P-20HP VLSC | VLSC_50129_4P_20HP | 982.3526 | 982.3526 | 1964.7052 | 2 | 1 | 3 | E | VLS_Inline | 5 | 5 | 5 | 8 | BranchMin_5BranchMax_8 | 5 | 6 | 10 | HeaderMin_6HeaderMax_10 | 10
900 | 140 | 50129-4P-20HP VLSC | VLSC_50129_4P_20HP | 982.3526 | 982.3526 | 1964.7052 | 2 | 1 | 3 | E | VLS_Inline | 5 | 5 | 5 | 8 | BranchMin_5BranchMax_8 | 6 | 6 | 10 | HeaderMin_6HeaderMax_10 | 6 | INVALID
900 | 140 | 50129-4P-20HP VLSC | VLSC_50129_4P_20HP | 982.3526 | 982.3526 | 1964.7052 | 2 | 1 | 3 | E | VLS_Inline | 5 | 5 | 5 | 8 | BranchMin_5BranchMax_8 | 6 | 6 | 10 | HeaderMin_6HeaderMax_10 | 8
900 | 140 | 50129-4P-20HP VLSC | VLSC_50129_4P_20HP | 982.3526 | 982.3526 | 1964.7052 | 2 | 1 | 3 | E | VLS_Inline | 5 | 5 | 5 | 8 | BranchMin_5BranchMax_8 | 6 | 6 | 10 | HeaderMin_6HeaderMax_10 | 10
900 | 140 | 50129-4P-20HP VLSC | VLSC_50129_4P_20HP | 982.3526 | 982.3526 | 1964.7052 | 2 | 1 | 3 | E | VLS_Inline | 5 | 5 | 5 | 8 | BranchMin_5BranchMax_8 | 8 | 6 | 10 | HeaderMin_6HeaderMax_10 | 6 | INVALID
900 | 140 | 50129-4P-20HP VLSC | VLSC_50129_4P_20HP | 982.3526 | 982.3526 | 1964.7052 | 2 | 1 | 3 | E | VLS_Inline | 5 | 5 | 5 | 8 | BranchMin_5BranchMax_8 | 8 | 6 | 10 | HeaderMin_6HeaderMax_10 | 8 | INVALID
900 | 140 | 50129-4P-20HP VLSC | VLSC_50129_4P_20HP | 982.3526 | 982.3526 | 1964.7052 | 2 | 1 | 3 | E | VLS_Inline | 5 | 5 | 5 | 8 | BranchMin_5BranchMax_8 | 8 | 6 | 10 | HeaderMin_6HeaderMax_10 | 10
901 | 141 | 50129-4P-25HP VLSC | VLSC_50129_4P_25HP | 1104.8611 | 1104.8611 | 2209.7222 | 2 | 1 | 3 | E | VLS_Inline | 5 | 5 | 5 | 8 | BranchMin_5BranchMax_8 | 5 | 6 | 10 | HeaderMin_6HeaderMax_10 | 6
901 | 141 | 50129-4P-25HP VLSC | VLSC_50129_4P_25HP | 1104.8611 | 1104.8611 | 2209.7222 | 2 | 1 | 3 | E | VLS_Inline | 5 | 5 | 5 | 8 | BranchMin_5BranchMax_8 | 5 | 6 | 10 | HeaderMin_6HeaderMax_10 | 8
901 | 141 | 50129-4P-25HP VLSC | VLSC_50129_4P_25HP | 1104.8611 | 1104.8611 | 2209.7222 | 2 | 1 | 3 | E | VLS_Inline | 5 | 5 | 5 | 8 | BranchMin_5BranchMax_8 | 5 | 6 | 10 | HeaderMin_6HeaderMax_10 | 10
901 | 141 | 50129-4P-25HP VLSC | VLSC_50129_4P_25HP | 1104.8611 | 1104.8611 | 2209.7222 | 2 | 1 | 3 | E | VLS_Inline | 5 | 5 | 5 | 8 | BranchMin_5BranchMax_8 | 6 | 6 | 10 | HeaderMin_6HeaderMax_10 | 6 | INVALID
901 | 141 | 50129-4P-25HP VLSC | VLSC_50129_4P_25HP | 1104.8611 | 1104.8611 | 2209.7222 | 2 | 1 | 3 | E | VLS_Inline | 5 | 5 | 5 | 8 | BranchMin_5BranchMax_8 | 6 | 6 | 10 | HeaderMin_6HeaderMax_10 | 8
901 | 141 | 50129-4P-25HP VLSC | VLSC_50129_4P_25HP | 1104.8611 | 1104.8611 | 2209.7222 | 2 | 1 | 3 | E | VLS_Inline | 5 | 5 | 5 | 8 | BranchMin_5BranchMax_8 | 6 | 6 | 10 | HeaderMin_6HeaderMax_10 | 10
901 | 141 | 50129-4P-25HP VLSC | VLSC_50129_4P_25HP | 1104.8611 | 1104.8611 | 2209.7222 | 2 | 1 | 3 | E | VLS_Inline | 5 | 5 | 5 | 8 | BranchMin_5BranchMax_8 | 8 | 6 | 10 | HeaderMin_6HeaderMax_10 | 6 | INVALID
901 | 141 | 50129-4P-25HP VLSC | VLSC_50129_4P_25HP | 1104.8611 | 1104.8611 | 2209.7222 | 2 | 1 | 3 | E | VLS_Inline | 5 | 5 | 5 | 8 | BranchMin_5BranchMax_8 | 8 | 6 | 10 | HeaderMin_6HeaderMax_10 | 8 | INVALID
901 | 141 | 50129-4P-25HP VLSC | VLSC_50129_4P_25HP | 1104.8611 | 1104.8611 | 2209.7222 | 2 | 1 | 3 | E | VLS_Inline | 5 | 5 | 5 | 8 | BranchMin_5BranchMax_8 | 8 | 6 | 10 | HeaderMin_6HeaderMax_10 | 10
902 | 142 | 50129-4P-30HP VLSC | VLSC_50129_4P_30HP | 1214.4257 | 1214.4257 | 2428.8514 | 2 | 1 | 3 | E | VLS_Inline | 5 | 5 | 5 | 8 | BranchMin_5BranchMax_8 | 5 | 6 | 10 | HeaderMin_6HeaderMax_10 | 6
902 | 142 | 50129-4P-30HP VLSC | VLSC_50129_4P_30HP | 1214.4257 | 1214.4257 | 2428.8514 | 2 | 1 | 3 | E | VLS_Inline | 5 | 5 | 5 | 8 | BranchMin_5BranchMax_8 | 5 | 6 | 10 | HeaderMin_6HeaderMax_10 | 8
902 | 142 | 50129-4P-30HP VLSC | VLSC_50129_4P_30HP | 1214.4257 | 1214.4257 | 2428.8514 | 2 | 1 | 3 | E | VLS_Inline | 5 | 5 | 5 | 8 | BranchMin_5BranchMax_8 | 5 | 6 | 10 | HeaderMin_6HeaderMax_10 | 10
902 | 142 | 50129-4P-30HP VLSC | VLSC_50129_4P_30HP | 1214.4257 | 1214.4257 | 2428.8514 | 2 | 1 | 3 | E | VLS_Inline | 5 | 5 | 5 | 8 | BranchMin_5BranchMax_8 | 6 | 6 | 10 | HeaderMin_6HeaderMax_10 | 6 | INVALID
902 | 142 | 50129-4P-30HP VLSC | VLSC_50129_4P_30HP | 1214.4257 | 1214.4257 | 2428.8514 | 2 | 1 | 3 | E | VLS_Inline | 5 | 5 | 5 | 8 | BranchMin_5BranchMax_8 | 6 | 6 | 10 | HeaderMin_6HeaderMax_10 | 8
902 | 142 | 50129-4P-30HP VLSC | VLSC_50129_4P_30HP | 1214.4257 | 1214.4257 | 2428.8514 | 2 | 1 | 3 | E | VLS_Inline | 5 | 5 | 5 | 8 | BranchMin_5BranchMax_8 | 6 | 6 | 10 | HeaderMin_6HeaderMax_10 | 10
902 | 142 | 50129-4P-30HP VLSC | VLSC_50129_4P_30HP | 1214.4257 | 1214.4257 | 2428.8514 | 2 | 1 | 3 | E | VLS_Inline | 5 | 5 | 5 | 8 | BranchMin_5BranchMax_8 | 8 | 6 | 10 | HeaderMin_6HeaderMax_10 | 6 | INVALID
902 | 142 | 50129-4P-30HP VLSC | VLSC_50129_4P_30HP | 1214.4257 | 1214.4257 | 2428.8514 | 2 | 1 | 3 | E | VLS_Inline | 5 | 5 | 5 | 8 | BranchMin_5BranchMax_8 | 8 | 6 | 10 | HeaderMin_6HeaderMax_10 | 8 | INVALID
902 | 142 | 50129-4P-30HP VLSC | VLSC_50129_4P_30HP | 1214.4257 | 1214.4257 | 2428.8514 | 2 | 1 | 3 | E | VLS_Inline | 5 | 5 | 5 | 8 | BranchMin_5BranchMax_8 | 8 | 6 | 10 | HeaderMin_6HeaderMax_10 | 10
903 | 143 | 50129-4P-40HP VLSC | VLSC_50129_4P_40HP | 1383.6857 | 1383.6857 | 2767.3715 | 2 | 1 | 3 | E | VLS_Inline | 5 | 5 | 5 | 8 | BranchMin_5BranchMax_8 | 5 | 6 | 12 | HeaderMin_6HeaderMax_12 | 6
903 | 143 | 50129-4P-40HP VLSC | VLSC_50129_4P_40HP | 1383.6857 | 1383.6857 | 2767.3715 | 2 | 1 | 3 | E | VLS_Inline | 5 | 5 | 5 | 8 | BranchMin_5BranchMax_8 | 5 | 6 | 12 | HeaderMin_6HeaderMax_12 | 8
903 | 143 | 50129-4P-40HP VLSC | VLSC_50129_4P_40HP | 1383.6857 | 1383.6857 | 2767.3715 | 2 | 1 | 3 | E | VLS_Inline | 5 | 5 | 5 | 8 | BranchMin_5BranchMax_8 | 5 | 6 | 12 | HeaderMin_6HeaderMax_12 | 10
903 | 143 | 50129-4P-40HP VLSC | VLSC_50129_4P_40HP | 1383.6857 | 1383.6857 | 2767.3715 | 2 | 1 | 3 | E | VLS_Inline | 5 | 5 | 5 | 8 | BranchMin_5BranchMax_8 | 5 | 6 | 12 | HeaderMin_6HeaderMax_12 | 12
903 | 143 | 50129-4P-40HP VLSC | VLSC_50129_4P_40HP | 1383.6857 | 1383.6857 | 2767.3715 | 2 | 1 | 3 | E | VLS_Inline | 5 | 5 | 5 | 8 | BranchMin_5BranchMax_8 | 6 | 6 | 12 | HeaderMin_6HeaderMax_12 | 6 | INVALID
903 | 143 | 50129-4P-40HP VLSC | VLSC_50129_4P_40HP | 1383.6857 | 1383.6857 | 2767.3715 | 2 | 1 | 3 | E | VLS_Inline | 5 | 5 | 5 | 8 | BranchMin_5BranchMax_8 | 6 | 6 | 12 | HeaderMin_6HeaderMax_12 | 8
903 | 143 | 50129-4P-40HP VLSC | VLSC_50129_4P_40HP | 1383.6857 | 1383.6857 | 2767.3715 | 2 | 1 | 3 | E | VLS_Inline | 5 | 5 | 5 | 8 | BranchMin_5BranchMax_8 | 6 | 6 | 12 | HeaderMin_6HeaderMax_12 | 10
903 | 143 | 50129-4P-40HP VLSC | VLSC_50129_4P_40HP | 1383.6857 | 1383.6857 | 2767.3715 | 2 | 1 | 3 | E | VLS_Inline | 5 | 5 | 5 | 8 | BranchMin_5BranchMax_8 | 6 | 6 | 12 | HeaderMin_6HeaderMax_12 | 12
903 | 143 | 50129-4P-40HP VLSC | VLSC_50129_4P_40HP | 1383.6857 | 1383.6857 | 2767.3715 | 2 | 1 | 3 | E | VLS_Inline | 5 | 5 | 5 | 8 | BranchMin_5BranchMax_8 | 8 | 6 | 12 | HeaderMin_6HeaderMax_12 | 6 | INVALID
903 | 143 | 50129-4P-40HP VLSC | VLSC_50129_4P_40HP | 1383.6857 | 1383.6857 | 2767.3715 | 2 | 1 | 3 | E | VLS_Inline | 5 | 5 | 5 | 8 | BranchMin_5BranchMax_8 | 8 | 6 | 12 | HeaderMin_6HeaderMax_12 | 8 | INVALID
903 | 143 | 50129-4P-40HP VLSC | VLSC_50129_4P_40HP | 1383.6857 | 1383.6857 | 2767.3715 | 2 | 1 | 3 | E | VLS_Inline | 5 | 5 | 5 | 8 | BranchMin_5BranchMax_8 | 8 | 6 | 12 | HeaderMin_6HeaderMax_12 | 10
903 | 143 | 50129-4P-40HP VLSC | VLSC_50129_4P_40HP | 1383.6857 | 1383.6857 | 2767.3715 | 2 | 1 | 3 | E | VLS_Inline | 5 | 5 | 5 | 8 | BranchMin_5BranchMax_8 | 8 | 6 | 12 | HeaderMin_6HeaderMax_12 | 12
904 | 144 | 50129-4P-50HP VLSC | VLSC_50129_4P_50HP | 1551.2098 | 1551.2098 | 3102.4196 | 2 | 1 | 3 | E | VLS_Inline | 5 | 5 | 5 | 8 | BranchMin_5BranchMax_8 | 5 | 6 | 12 | HeaderMin_6HeaderMax_12 | 6
904 | 144 | 50129-4P-50HP VLSC | VLSC_50129_4P_50HP | 1551.2098 | 1551.2098 | 3102.4196 | 2 | 1 | 3 | E | VLS_Inline | 5 | 5 | 5 | 8 | BranchMin_5BranchMax_8 | 5 | 6 | 12 | HeaderMin_6HeaderMax_12 | 8
904 | 144 | 50129-4P-50HP VLSC | VLSC_50129_4P_50HP | 1551.2098 | 1551.2098 | 3102.4196 | 2 | 1 | 3 | E | VLS_Inline | 5 | 5 | 5 | 8 | BranchMin_5BranchMax_8 | 5 | 6 | 12 | HeaderMin_6HeaderMax_12 | 10
904 | 144 | 50129-4P-50HP VLSC | VLSC_50129_4P_50HP | 1551.2098 | 1551.2098 | 3102.4196 | 2 | 1 | 3 | E | VLS_Inline | 5 | 5 | 5 | 8 | BranchMin_5BranchMax_8 | 5 | 6 | 12 | HeaderMin_6HeaderMax_12 | 12
904 | 144 | 50129-4P-50HP VLSC | VLSC_50129_4P_50HP | 1551.2098 | 1551.2098 | 3102.4196 | 2 | 1 | 3 | E | VLS_Inline | 5 | 5 | 5 | 8 | BranchMin_5BranchMax_8 | 6 | 6 | 12 | HeaderMin_6HeaderMax_12 | 6 | INVALID
904 | 144 | 50129-4P-50HP VLSC | VLSC_50129_4P_50HP | 1551.2098 | 1551.2098 | 3102.4196 | 2 | 1 | 3 | E | VLS_Inline | 5 | 5 | 5 | 8 | BranchMin_5BranchMax_8 | 6 | 6 | 12 | HeaderMin_6HeaderMax_12 | 8
904 | 144 | 50129-4P-50HP VLSC | VLSC_50129_4P_50HP | 1551.2098 | 1551.2098 | 3102.4196 | 2 | 1 | 3 | E | VLS_Inline | 5 | 5 | 5 | 8 | BranchMin_5BranchMax_8 | 6 | 6 | 12 | HeaderMin_6HeaderMax_12 | 10
904 | 144 | 50129-4P-50HP VLSC | VLSC_50129_4P_50HP | 1551.2098 | 1551.2098 | 3102.4196 | 2 | 1 | 3 | E | VLS_Inline | 5 | 5 | 5 | 8 | BranchMin_5BranchMax_8 | 6 | 6 | 12 | HeaderMin_6HeaderMax_12 | 12
904 | 144 | 50129-4P-50HP VLSC | VLSC_50129_4P_50HP | 1551.2098 | 1551.2098 | 3102.4196 | 2 | 1 | 3 | E | VLS_Inline | 5 | 5 | 5 | 8 | BranchMin_5BranchMax_8 | 8 | 6 | 12 | HeaderMin_6HeaderMax_12 | 6 | INVALID
904 | 144 | 50129-4P-50HP VLSC | VLSC_50129_4P_50HP | 1551.2098 | 1551.2098 | 3102.4196 | 2 | 1 | 3 | E | VLS_Inline | 5 | 5 | 5 | 8 | BranchMin_5BranchMax_8 | 8 | 6 | 12 | HeaderMin_6HeaderMax_12 | 8 | INVALID
904 | 144 | 50129-4P-50HP VLSC | VLSC_50129_4P_50HP | 1551.2098 | 1551.2098 | 3102.4196 | 2 | 1 | 3 | E | VLS_Inline | 5 | 5 | 5 | 8 | BranchMin_5BranchMax_8 | 8 | 6 | 12 | HeaderMin_6HeaderMax_12 | 10
904 | 144 | 50129-4P-50HP VLSC | VLSC_50129_4P_50HP | 1551.2098 | 1551.2098 | 3102.4196 | 2 | 1 | 3 | E | VLS_Inline | 5 | 5 | 5 | 8 | BranchMin_5BranchMax_8 | 8 | 6 | 12 | HeaderMin_6HeaderMax_12 | 12
905 | 145 | 50129-4P-60HP VLSC | VLSC_50129_4P_60HP | 1664.6746 | 1664.6746 | 3329.3491 | 2 | 1 | 3 | E | VLS_Inline | 5 | 5 | 5 | 10 | BranchMin_5BranchMax_10 | 5 | 6 | 12 | HeaderMin_6HeaderMax_12 | 6
905 | 145 | 50129-4P-60HP VLSC | VLSC_50129_4P_60HP | 1664.6746 | 1664.6746 | 3329.3491 | 2 | 1 | 3 | E | VLS_Inline | 5 | 5 | 5 | 10 | BranchMin_5BranchMax_10 | 5 | 6 | 12 | HeaderMin_6HeaderMax_12 | 8
905 | 145 | 50129-4P-60HP VLSC | VLSC_50129_4P_60HP | 1664.6746 | 1664.6746 | 3329.3491 | 2 | 1 | 3 | E | VLS_Inline | 5 | 5 | 5 | 10 | BranchMin_5BranchMax_10 | 5 | 6 | 12 | HeaderMin_6HeaderMax_12 | 10
905 | 145 | 50129-4P-60HP VLSC | VLSC_50129_4P_60HP | 1664.6746 | 1664.6746 | 3329.3491 | 2 | 1 | 3 | E | VLS_Inline | 5 | 5 | 5 | 10 | BranchMin_5BranchMax_10 | 5 | 6 | 12 | HeaderMin_6HeaderMax_12 | 12
905 | 145 | 50129-4P-60HP VLSC | VLSC_50129_4P_60HP | 1664.6746 | 1664.6746 | 3329.3491 | 2 | 1 | 3 | E | VLS_Inline | 5 | 5 | 5 | 10 | BranchMin_5BranchMax_10 | 6 | 6 | 12 | HeaderMin_6HeaderMax_12 | 6 | INVALID
905 | 145 | 50129-4P-60HP VLSC | VLSC_50129_4P_60HP | 1664.6746 | 1664.6746 | 3329.3491 | 2 | 1 | 3 | E | VLS_Inline | 5 | 5 | 5 | 10 | BranchMin_5BranchMax_10 | 6 | 6 | 12 | HeaderMin_6HeaderMax_12 | 8
905 | 145 | 50129-4P-60HP VLSC | VLSC_50129_4P_60HP | 1664.6746 | 1664.6746 | 3329.3491 | 2 | 1 | 3 | E | VLS_Inline | 5 | 5 | 5 | 10 | BranchMin_5BranchMax_10 | 6 | 6 | 12 | HeaderMin_6HeaderMax_12 | 10
905 | 145 | 50129-4P-60HP VLSC | VLSC_50129_4P_60HP | 1664.6746 | 1664.6746 | 3329.3491 | 2 | 1 | 3 | E | VLS_Inline | 5 | 5 | 5 | 10 | BranchMin_5BranchMax_10 | 6 | 6 | 12 | HeaderMin_6HeaderMax_12 | 12
905 | 145 | 50129-4P-60HP VLSC | VLSC_50129_4P_60HP | 1664.6746 | 1664.6746 | 3329.3491 | 2 | 1 | 3 | E | VLS_Inline | 5 | 5 | 5 | 10 | BranchMin_5BranchMax_10 | 8 | 6 | 12 | HeaderMin_6HeaderMax_12 | 6 | INVALID
905 | 145 | 50129-4P-60HP VLSC | VLSC_50129_4P_60HP | 1664.6746 | 1664.6746 | 3329.3491 | 2 | 1 | 3 | E | VLS_Inline | 5 | 5 | 5 | 10 | BranchMin_5BranchMax_10 | 8 | 6 | 12 | HeaderMin_6HeaderMax_12 | 8 | INVALID
905 | 145 | 50129-4P-60HP VLSC | VLSC_50129_4P_60HP | 1664.6746 | 1664.6746 | 3329.3491 | 2 | 1 | 3 | E | VLS_Inline | 5 | 5 | 5 | 10 | BranchMin_5BranchMax_10 | 8 | 6 | 12 | HeaderMin_6HeaderMax_12 | 10
905 | 145 | 50129-4P-60HP VLSC | VLSC_50129_4P_60HP | 1664.6746 | 1664.6746 | 3329.3491 | 2 | 1 | 3 | E | VLS_Inline | 5 | 5 | 5 | 10 | BranchMin_5BranchMax_10 | 8 | 6 | 12 | HeaderMin_6HeaderMax_12 | 12
905 | 145 | 50129-4P-60HP VLSC | VLSC_50129_4P_60HP | 1664.6746 | 1664.6746 | 3329.3491 | 2 | 1 | 3 | E | VLS_Inline | 5 | 5 | 5 | 10 | BranchMin_5BranchMax_10 | 10 | 6 | 12 | HeaderMin_6HeaderMax_12 | 6 | INVALID
905 | 145 | 50129-4P-60HP VLSC | VLSC_50129_4P_60HP | 1664.6746 | 1664.6746 | 3329.3491 | 2 | 1 | 3 | E | VLS_Inline | 5 | 5 | 5 | 10 | BranchMin_5BranchMax_10 | 10 | 6 | 12 | HeaderMin_6HeaderMax_12 | 8 | INVALID
905 | 145 | 50129-4P-60HP VLSC | VLSC_50129_4P_60HP | 1664.6746 | 1664.6746 | 3329.3491 | 2 | 1 | 3 | E | VLS_Inline | 5 | 5 | 5 | 10 | BranchMin_5BranchMax_10 | 10 | 6 | 12 | HeaderMin_6HeaderMax_12 | 10 | INVALID
905 | 145 | 50129-4P-60HP VLSC | VLSC_50129_4P_60HP | 1664.6746 | 1664.6746 | 3329.3491 | 2 | 1 | 3 | E | VLS_Inline | 5 | 5 | 5 | 10 | BranchMin_5BranchMax_10 | 10 | 6 | 12 | HeaderMin_6HeaderMax_12 | 12
906 | 146 | 5012A-4P-10HP VLSC | RC9940-8.37 | 840.7876 | 840.7876 | 1681.5751 | 2 | 1 | 3 | E | VLS_Inline | 5 | 5 | 5 | 6 | BranchMin_5BranchMax_6 | 5 | 6 | 10 | HeaderMin_6HeaderMax_10 | 6
906 | 146 | 5012A-4P-10HP VLSC | RC9940-8.37 | 840.7876 | 840.7876 | 1681.5751 | 2 | 1 | 3 | E | VLS_Inline | 5 | 5 | 5 | 6 | BranchMin_5BranchMax_6 | 5 | 6 | 10 | HeaderMin_6HeaderMax_10 | 8
906 | 146 | 5012A-4P-10HP VLSC | RC9940-8.37 | 840.7876 | 840.7876 | 1681.5751 | 2 | 1 | 3 | E | VLS_Inline | 5 | 5 | 5 | 6 | BranchMin_5BranchMax_6 | 5 | 6 | 10 | HeaderMin_6HeaderMax_10 | 10
906 | 146 | 5012A-4P-10HP VLSC | RC9940-8.37 | 840.7876 | 840.7876 | 1681.5751 | 2 | 1 | 3 | E | VLS_Inline | 5 | 5 | 5 | 6 | BranchMin_5BranchMax_6 | 6 | 6 | 10 | HeaderMin_6HeaderMax_10 | 6 | INVALID
906 | 146 | 5012A-4P-10HP VLSC | RC9940-8.37 | 840.7876 | 840.7876 | 1681.5751 | 2 | 1 | 3 | E | VLS_Inline | 5 | 5 | 5 | 6 | BranchMin_5BranchMax_6 | 6 | 6 | 10 | HeaderMin_6HeaderMax_10 | 8
906 | 146 | 5012A-4P-10HP VLSC | RC9940-8.37 | 840.7876 | 840.7876 | 1681.5751 | 2 | 1 | 3 | E | VLS_Inline | 5 | 5 | 5 | 6 | BranchMin_5BranchMax_6 | 6 | 6 | 10 | HeaderMin_6HeaderMax_10 | 10
907 | 147 | 5012A-4P-15HP VLSC | RC9940-9.62 | 995.4751 | 995.4751 | 1990.9502 | 2 | 1 | 3 | E | VLS_Inline | 5 | 5 | 5 | 8 | BranchMin_5BranchMax_8 | 5 | 6 | 10 | HeaderMin_6HeaderMax_10 | 6
907 | 147 | 5012A-4P-15HP VLSC | RC9940-9.62 | 995.4751 | 995.4751 | 1990.9502 | 2 | 1 | 3 | E | VLS_Inline | 5 | 5 | 5 | 8 | BranchMin_5BranchMax_8 | 5 | 6 | 10 | HeaderMin_6HeaderMax_10 | 8
907 | 147 | 5012A-4P-15HP VLSC | RC9940-9.62 | 995.4751 | 995.4751 | 1990.9502 | 2 | 1 | 3 | E | VLS_Inline | 5 | 5 | 5 | 8 | BranchMin_5BranchMax_8 | 5 | 6 | 10 | HeaderMin_6HeaderMax_10 | 10
907 | 147 | 5012A-4P-15HP VLSC | RC9940-9.62 | 995.4751 | 995.4751 | 1990.9502 | 2 | 1 | 3 | E | VLS_Inline | 5 | 5 | 5 | 8 | BranchMin_5BranchMax_8 | 6 | 6 | 10 | HeaderMin_6HeaderMax_10 | 6 | INVALID
907 | 147 | 5012A-4P-15HP VLSC | RC9940-9.62 | 995.4751 | 995.4751 | 1990.9502 | 2 | 1 | 3 | E | VLS_Inline | 5 | 5 | 5 | 8 | BranchMin_5BranchMax_8 | 6 | 6 | 10 | HeaderMin_6HeaderMax_10 | 8
907 | 147 | 5012A-4P-15HP VLSC | RC9940-9.62 | 995.4751 | 995.4751 | 1990.9502 | 2 | 1 | 3 | E | VLS_Inline | 5 | 5 | 5 | 8 | BranchMin_5BranchMax_8 | 6 | 6 | 10 | HeaderMin_6HeaderMax_10 | 10
907 | 147 | 5012A-4P-15HP VLSC | RC9940-9.62 | 995.4751 | 995.4751 | 1990.9502 | 2 | 1 | 3 | E | VLS_Inline | 5 | 5 | 5 | 8 | BranchMin_5BranchMax_8 | 8 | 6 | 10 | HeaderMin_6HeaderMax_10 | 6 | INVALID
907 | 147 | 5012A-4P-15HP VLSC | RC9940-9.62 | 995.4751 | 995.4751 | 1990.9502 | 2 | 1 | 3 | E | VLS_Inline | 5 | 5 | 5 | 8 | BranchMin_5BranchMax_8 | 8 | 6 | 10 | HeaderMin_6HeaderMax_10 | 8 | INVALID
907 | 147 | 5012A-4P-15HP VLSC | RC9940-9.62 | 995.4751 | 995.4751 | 1990.9502 | 2 | 1 | 3 | E | VLS_Inline | 5 | 5 | 5 | 8 | BranchMin_5BranchMax_8 | 8 | 6 | 10 | HeaderMin_6HeaderMax_10 | 10
908 | 148 | 5012A-4P-20HP VLSC | RC9940-10.48 | 1093.6698 | 1093.6698 | 2187.3397 | 2 | 1 | 3 | E | VLS_Inline | 5 | 5 | 5 | 8 | BranchMin_5BranchMax_8 | 5 | 6 | 10 | HeaderMin_6HeaderMax_10 | 6
908 | 148 | 5012A-4P-20HP VLSC | RC9940-10.48 | 1093.6698 | 1093.6698 | 2187.3397 | 2 | 1 | 3 | E | VLS_Inline | 5 | 5 | 5 | 8 | BranchMin_5BranchMax_8 | 5 | 6 | 10 | HeaderMin_6HeaderMax_10 | 8
908 | 148 | 5012A-4P-20HP VLSC | RC9940-10.48 | 1093.6698 | 1093.6698 | 2187.3397 | 2 | 1 | 3 | E | VLS_Inline | 5 | 5 | 5 | 8 | BranchMin_5BranchMax_8 | 5 | 6 | 10 | HeaderMin_6HeaderMax_10 | 10
908 | 148 | 5012A-4P-20HP VLSC | RC9940-10.48 | 1093.6698 | 1093.6698 | 2187.3397 | 2 | 1 | 3 | E | VLS_Inline | 5 | 5 | 5 | 8 | BranchMin_5BranchMax_8 | 6 | 6 | 10 | HeaderMin_6HeaderMax_10 | 6 | INVALID
908 | 148 | 5012A-4P-20HP VLSC | RC9940-10.48 | 1093.6698 | 1093.6698 | 2187.3397 | 2 | 1 | 3 | E | VLS_Inline | 5 | 5 | 5 | 8 | BranchMin_5BranchMax_8 | 6 | 6 | 10 | HeaderMin_6HeaderMax_10 | 8
908 | 148 | 5012A-4P-20HP VLSC | RC9940-10.48 | 1093.6698 | 1093.6698 | 2187.3397 | 2 | 1 | 3 | E | VLS_Inline | 5 | 5 | 5 | 8 | BranchMin_5BranchMax_8 | 6 | 6 | 10 | HeaderMin_6HeaderMax_10 | 10
908 | 148 | 5012A-4P-20HP VLSC | RC9940-10.48 | 1093.6698 | 1093.6698 | 2187.3397 | 2 | 1 | 3 | E | VLS_Inline | 5 | 5 | 5 | 8 | BranchMin_5BranchMax_8 | 8 | 6 | 10 | HeaderMin_6HeaderMax_10 | 6 | INVALID
908 | 148 | 5012A-4P-20HP VLSC | RC9940-10.48 | 1093.6698 | 1093.6698 | 2187.3397 | 2 | 1 | 3 | E | VLS_Inline | 5 | 5 | 5 | 8 | BranchMin_5BranchMax_8 | 8 | 6 | 10 | HeaderMin_6HeaderMax_10 | 8 | INVALID
908 | 148 | 5012A-4P-20HP VLSC | RC9940-10.48 | 1093.6698 | 1093.6698 | 2187.3397 | 2 | 1 | 3 | E | VLS_Inline | 5 | 5 | 5 | 8 | BranchMin_5BranchMax_8 | 8 | 6 | 10 | HeaderMin_6HeaderMax_10 | 10
909 | 149 | 5012A-4P-25HP VLSC | RC9940-11.02 | 1144.8546 | 1144.8546 | 2289.7092 | 2 | 1 | 3 | E | VLS_Inline | 5 | 5 | 5 | 8 | BranchMin_5BranchMax_8 | 5 | 6 | 10 | HeaderMin_6HeaderMax_10 | 6
909 | 149 | 5012A-4P-25HP VLSC | RC9940-11.02 | 1144.8546 | 1144.8546 | 2289.7092 | 2 | 1 | 3 | E | VLS_Inline | 5 | 5 | 5 | 8 | BranchMin_5BranchMax_8 | 5 | 6 | 10 | HeaderMin_6HeaderMax_10 | 8
909 | 149 | 5012A-4P-25HP VLSC | RC9940-11.02 | 1144.8546 | 1144.8546 | 2289.7092 | 2 | 1 | 3 | E | VLS_Inline | 5 | 5 | 5 | 8 | BranchMin_5BranchMax_8 | 5 | 6 | 10 | HeaderMin_6HeaderMax_10 | 10
909 | 149 | 5012A-4P-25HP VLSC | RC9940-11.02 | 1144.8546 | 1144.8546 | 2289.7092 | 2 | 1 | 3 | E | VLS_Inline | 5 | 5 | 5 | 8 | BranchMin_5BranchMax_8 | 6 | 6 | 10 | HeaderMin_6HeaderMax_10 | 6 | INVALID
909 | 149 | 5012A-4P-25HP VLSC | RC9940-11.02 | 1144.8546 | 1144.8546 | 2289.7092 | 2 | 1 | 3 | E | VLS_Inline | 5 | 5 | 5 | 8 | BranchMin_5BranchMax_8 | 6 | 6 | 10 | HeaderMin_6HeaderMax_10 | 8
909 | 149 | 5012A-4P-25HP VLSC | RC9940-11.02 | 1144.8546 | 1144.8546 | 2289.7092 | 2 | 1 | 3 | E | VLS_Inline | 5 | 5 | 5 | 8 | BranchMin_5BranchMax_8 | 6 | 6 | 10 | HeaderMin_6HeaderMax_10 | 10
909 | 149 | 5012A-4P-25HP VLSC | RC9940-11.02 | 1144.8546 | 1144.8546 | 2289.7092 | 2 | 1 | 3 | E | VLS_Inline | 5 | 5 | 5 | 8 | BranchMin_5BranchMax_8 | 8 | 6 | 10 | HeaderMin_6HeaderMax_10 | 6 | INVALID
909 | 149 | 5012A-4P-25HP VLSC | RC9940-11.02 | 1144.8546 | 1144.8546 | 2289.7092 | 2 | 1 | 3 | E | VLS_Inline | 5 | 5 | 5 | 8 | BranchMin_5BranchMax_8 | 8 | 6 | 10 | HeaderMin_6HeaderMax_10 | 8 | INVALID
909 | 149 | 5012A-4P-25HP VLSC | RC9940-11.02 | 1144.8546 | 1144.8546 | 2289.7092 | 2 | 1 | 3 | E | VLS_Inline | 5 | 5 | 5 | 8 | BranchMin_5BranchMax_8 | 8 | 6 | 10 | HeaderMin_6HeaderMax_10 | 10
910 | 150 | 5012A-4P-30HP VLSC | RC9940-11.62-4P | 1204.5001 | 1204.5001 | 2409.0002 | 2 | 1 | 3 | E | VLS_Inline | 5 | 5 | 5 | 8 | BranchMin_5BranchMax_8 | 5 | 6 | 10 | HeaderMin_6HeaderMax_10 | 6
910 | 150 | 5012A-4P-30HP VLSC | RC9940-11.62-4P | 1204.5001 | 1204.5001 | 2409.0002 | 2 | 1 | 3 | E | VLS_Inline | 5 | 5 | 5 | 8 | BranchMin_5BranchMax_8 | 5 | 6 | 10 | HeaderMin_6HeaderMax_10 | 8
910 | 150 | 5012A-4P-30HP VLSC | RC9940-11.62-4P | 1204.5001 | 1204.5001 | 2409.0002 | 2 | 1 | 3 | E | VLS_Inline | 5 | 5 | 5 | 8 | BranchMin_5BranchMax_8 | 5 | 6 | 10 | HeaderMin_6HeaderMax_10 | 10
910 | 150 | 5012A-4P-30HP VLSC | RC9940-11.62-4P | 1204.5001 | 1204.5001 | 2409.0002 | 2 | 1 | 3 | E | VLS_Inline | 5 | 5 | 5 | 8 | BranchMin_5BranchMax_8 | 6 | 6 | 10 | HeaderMin_6HeaderMax_10 | 6 | INVALID
910 | 150 | 5012A-4P-30HP VLSC | RC9940-11.62-4P | 1204.5001 | 1204.5001 | 2409.0002 | 2 | 1 | 3 | E | VLS_Inline | 5 | 5 | 5 | 8 | BranchMin_5BranchMax_8 | 6 | 6 | 10 | HeaderMin_6HeaderMax_10 | 8
910 | 150 | 5012A-4P-30HP VLSC | RC9940-11.62-4P | 1204.5001 | 1204.5001 | 2409.0002 | 2 | 1 | 3 | E | VLS_Inline | 5 | 5 | 5 | 8 | BranchMin_5BranchMax_8 | 6 | 6 | 10 | HeaderMin_6HeaderMax_10 | 10
910 | 150 | 5012A-4P-30HP VLSC | RC9940-11.62-4P | 1204.5001 | 1204.5001 | 2409.0002 | 2 | 1 | 3 | E | VLS_Inline | 5 | 5 | 5 | 8 | BranchMin_5BranchMax_8 | 8 | 6 | 10 | HeaderMin_6HeaderMax_10 | 6 | INVALID
910 | 150 | 5012A-4P-30HP VLSC | RC9940-11.62-4P | 1204.5001 | 1204.5001 | 2409.0002 | 2 | 1 | 3 | E | VLS_Inline | 5 | 5 | 5 | 8 | BranchMin_5BranchMax_8 | 8 | 6 | 10 | HeaderMin_6HeaderMax_10 | 8 | INVALID
910 | 150 | 5012A-4P-30HP VLSC | RC9940-11.62-4P | 1204.5001 | 1204.5001 | 2409.0002 | 2 | 1 | 3 | E | VLS_Inline | 5 | 5 | 5 | 8 | BranchMin_5BranchMax_8 | 8 | 6 | 10 | HeaderMin_6HeaderMax_10 | 10
911 | 151 | 5012A-4P-40HP VLSC | RC9940-12.1-4P | 1252.5 | 1252.5 | 2505 | 2 | 1 | 3 | E | VLS_Inline | 5 | 5 | 5 | 8 | BranchMin_5BranchMax_8 | 5 | 6 | 12 | HeaderMin_6HeaderMax_12 | 6
911 | 151 | 5012A-4P-40HP VLSC | RC9940-12.1-4P | 1252.5 | 1252.5 | 2505 | 2 | 1 | 3 | E | VLS_Inline | 5 | 5 | 5 | 8 | BranchMin_5BranchMax_8 | 5 | 6 | 12 | HeaderMin_6HeaderMax_12 | 8
911 | 151 | 5012A-4P-40HP VLSC | RC9940-12.1-4P | 1252.5 | 1252.5 | 2505 | 2 | 1 | 3 | E | VLS_Inline | 5 | 5 | 5 | 8 | BranchMin_5BranchMax_8 | 5 | 6 | 12 | HeaderMin_6HeaderMax_12 | 10
911 | 151 | 5012A-4P-40HP VLSC | RC9940-12.1-4P | 1252.5 | 1252.5 | 2505 | 2 | 1 | 3 | E | VLS_Inline | 5 | 5 | 5 | 8 | BranchMin_5BranchMax_8 | 5 | 6 | 12 | HeaderMin_6HeaderMax_12 | 12
911 | 151 | 5012A-4P-40HP VLSC | RC9940-12.1-4P | 1252.5 | 1252.5 | 2505 | 2 | 1 | 3 | E | VLS_Inline | 5 | 5 | 5 | 8 | BranchMin_5BranchMax_8 | 6 | 6 | 12 | HeaderMin_6HeaderMax_12 | 6 | INVALID
911 | 151 | 5012A-4P-40HP VLSC | RC9940-12.1-4P | 1252.5 | 1252.5 | 2505 | 2 | 1 | 3 | E | VLS_Inline | 5 | 5 | 5 | 8 | BranchMin_5BranchMax_8 | 6 | 6 | 12 | HeaderMin_6HeaderMax_12 | 8
911 | 151 | 5012A-4P-40HP VLSC | RC9940-12.1-4P | 1252.5 | 1252.5 | 2505 | 2 | 1 | 3 | E | VLS_Inline | 5 | 5 | 5 | 8 | BranchMin_5BranchMax_8 | 6 | 6 | 12 | HeaderMin_6HeaderMax_12 | 10
911 | 151 | 5012A-4P-40HP VLSC | RC9940-12.1-4P | 1252.5 | 1252.5 | 2505 | 2 | 1 | 3 | E | VLS_Inline | 5 | 5 | 5 | 8 | BranchMin_5BranchMax_8 | 6 | 6 | 12 | HeaderMin_6HeaderMax_12 | 12
911 | 151 | 5012A-4P-40HP VLSC | RC9940-12.1-4P | 1252.5 | 1252.5 | 2505 | 2 | 1 | 3 | E | VLS_Inline | 5 | 5 | 5 | 8 | BranchMin_5BranchMax_8 | 8 | 6 | 12 | HeaderMin_6HeaderMax_12 | 6 | INVALID
911 | 151 | 5012A-4P-40HP VLSC | RC9940-12.1-4P | 1252.5 | 1252.5 | 2505 | 2 | 1 | 3 | E | VLS_Inline | 5 | 5 | 5 | 8 | BranchMin_5BranchMax_8 | 8 | 6 | 12 | HeaderMin_6HeaderMax_12 | 8 | INVALID
911 | 151 | 5012A-4P-40HP VLSC | RC9940-12.1-4P | 1252.5 | 1252.5 | 2505 | 2 | 1 | 3 | E | VLS_Inline | 5 | 5 | 5 | 8 | BranchMin_5BranchMax_8 | 8 | 6 | 12 | HeaderMin_6HeaderMax_12 | 10
911 | 151 | 5012A-4P-40HP VLSC | RC9940-12.1-4P | 1252.5 | 1252.5 | 2505 | 2 | 1 | 3 | E | VLS_Inline | 5 | 5 | 5 | 8 | BranchMin_5BranchMax_8 | 8 | 6 | 12 | HeaderMin_6HeaderMax_12 | 12
912 | 152 | 5012C-4P-10HP VLSC | VLSC_5012C_4P_10HP | 648.3835 | 648.3835 | 1296.767 | 2 | 1 | 3 | E | VLS_Inline | 5 | 5 | 5 | 5 | BranchMin_5BranchMax_5 | 5 | 6 | 8 | HeaderMin_6HeaderMax_8 | 6
912 | 152 | 5012C-4P-10HP VLSC | VLSC_5012C_4P_10HP | 648.3835 | 648.3835 | 1296.767 | 2 | 1 | 3 | E | VLS_Inline | 5 | 5 | 5 | 5 | BranchMin_5BranchMax_5 | 5 | 6 | 8 | HeaderMin_6HeaderMax_8 | 8
913 | 153 | 5012C-4P-15HP VLSC | VLSC_5012C_4P_15HP | 820.3589 | 820.3589 | 1640.7178 | 2 | 1 | 3 | E | VLS_Inline | 5 | 5 | 5 | 6 | BranchMin_5BranchMax_6 | 5 | 6 | 10 | HeaderMin_6HeaderMax_10 | 6
913 | 153 | 5012C-4P-15HP VLSC | VLSC_5012C_4P_15HP | 820.3589 | 820.3589 | 1640.7178 | 2 | 1 | 3 | E | VLS_Inline | 5 | 5 | 5 | 6 | BranchMin_5BranchMax_6 | 5 | 6 | 10 | HeaderMin_6HeaderMax_10 | 8
913 | 153 | 5012C-4P-15HP VLSC | VLSC_5012C_4P_15HP | 820.3589 | 820.3589 | 1640.7178 | 2 | 1 | 3 | E | VLS_Inline | 5 | 5 | 5 | 6 | BranchMin_5BranchMax_6 | 5 | 6 | 10 | HeaderMin_6HeaderMax_10 | 10
913 | 153 | 5012C-4P-15HP VLSC | VLSC_5012C_4P_15HP | 820.3589 | 820.3589 | 1640.7178 | 2 | 1 | 3 | E | VLS_Inline | 5 | 5 | 5 | 6 | BranchMin_5BranchMax_6 | 6 | 6 | 10 | HeaderMin_6HeaderMax_10 | 6 | INVALID
913 | 153 | 5012C-4P-15HP VLSC | VLSC_5012C_4P_15HP | 820.3589 | 820.3589 | 1640.7178 | 2 | 1 | 3 | E | VLS_Inline | 5 | 5 | 5 | 6 | BranchMin_5BranchMax_6 | 6 | 6 | 10 | HeaderMin_6HeaderMax_10 | 8
913 | 153 | 5012C-4P-15HP VLSC | VLSC_5012C_4P_15HP | 820.3589 | 820.3589 | 1640.7178 | 2 | 1 | 3 | E | VLS_Inline | 5 | 5 | 5 | 6 | BranchMin_5BranchMax_6 | 6 | 6 | 10 | HeaderMin_6HeaderMax_10 | 10
914 | 154 | 5012C-4P-20HP VLSC | VLSC_5012C_4P_20HP | 941.0352 | 941.0352 | 1882.0704 | 2 | 1 | 3 | E | VLS_Inline | 5 | 5 | 5 | 6 | BranchMin_5BranchMax_6 | 5 | 6 | 10 | HeaderMin_6HeaderMax_10 | 6
914 | 154 | 5012C-4P-20HP VLSC | VLSC_5012C_4P_20HP | 941.0352 | 941.0352 | 1882.0704 | 2 | 1 | 3 | E | VLS_Inline | 5 | 5 | 5 | 6 | BranchMin_5BranchMax_6 | 5 | 6 | 10 | HeaderMin_6HeaderMax_10 | 8
914 | 154 | 5012C-4P-20HP VLSC | VLSC_5012C_4P_20HP | 941.0352 | 941.0352 | 1882.0704 | 2 | 1 | 3 | E | VLS_Inline | 5 | 5 | 5 | 6 | BranchMin_5BranchMax_6 | 5 | 6 | 10 | HeaderMin_6HeaderMax_10 | 10
914 | 154 | 5012C-4P-20HP VLSC | VLSC_5012C_4P_20HP | 941.0352 | 941.0352 | 1882.0704 | 2 | 1 | 3 | E | VLS_Inline | 5 | 5 | 5 | 6 | BranchMin_5BranchMax_6 | 6 | 6 | 10 | HeaderMin_6HeaderMax_10 | 6 | INVALID
914 | 154 | 5012C-4P-20HP VLSC | VLSC_5012C_4P_20HP | 941.0352 | 941.0352 | 1882.0704 | 2 | 1 | 3 | E | VLS_Inline | 5 | 5 | 5 | 6 | BranchMin_5BranchMax_6 | 6 | 6 | 10 | HeaderMin_6HeaderMax_10 | 8
914 | 154 | 5012C-4P-20HP VLSC | VLSC_5012C_4P_20HP | 941.0352 | 941.0352 | 1882.0704 | 2 | 1 | 3 | E | VLS_Inline | 5 | 5 | 5 | 6 | BranchMin_5BranchMax_6 | 6 | 6 | 10 | HeaderMin_6HeaderMax_10 | 10
915 | 155 | 5012C-4P-25HP VLSC | VLSC_5012C_4P_25HP | 1045.3157 | 1045.3157 | 2090.6314 | 2 | 1 | 3 | E | VLS_Inline | 5 | 5 | 5 | 8 | BranchMin_5BranchMax_8 | 5 | 6 | 10 | HeaderMin_6HeaderMax_10 | 6
915 | 155 | 5012C-4P-25HP VLSC | VLSC_5012C_4P_25HP | 1045.3157 | 1045.3157 | 2090.6314 | 2 | 1 | 3 | E | VLS_Inline | 5 | 5 | 5 | 8 | BranchMin_5BranchMax_8 | 5 | 6 | 10 | HeaderMin_6HeaderMax_10 | 8
915 | 155 | 5012C-4P-25HP VLSC | VLSC_5012C_4P_25HP | 1045.3157 | 1045.3157 | 2090.6314 | 2 | 1 | 3 | E | VLS_Inline | 5 | 5 | 5 | 8 | BranchMin_5BranchMax_8 | 5 | 6 | 10 | HeaderMin_6HeaderMax_10 | 10
915 | 155 | 5012C-4P-25HP VLSC | VLSC_5012C_4P_25HP | 1045.3157 | 1045.3157 | 2090.6314 | 2 | 1 | 3 | E | VLS_Inline | 5 | 5 | 5 | 8 | BranchMin_5BranchMax_8 | 6 | 6 | 10 | HeaderMin_6HeaderMax_10 | 6 | INVALID
915 | 155 | 5012C-4P-25HP VLSC | VLSC_5012C_4P_25HP | 1045.3157 | 1045.3157 | 2090.6314 | 2 | 1 | 3 | E | VLS_Inline | 5 | 5 | 5 | 8 | BranchMin_5BranchMax_8 | 6 | 6 | 10 | HeaderMin_6HeaderMax_10 | 8
915 | 155 | 5012C-4P-25HP VLSC | VLSC_5012C_4P_25HP | 1045.3157 | 1045.3157 | 2090.6314 | 2 | 1 | 3 | E | VLS_Inline | 5 | 5 | 5 | 8 | BranchMin_5BranchMax_8 | 6 | 6 | 10 | HeaderMin_6HeaderMax_10 | 10
915 | 155 | 5012C-4P-25HP VLSC | VLSC_5012C_4P_25HP | 1045.3157 | 1045.3157 | 2090.6314 | 2 | 1 | 3 | E | VLS_Inline | 5 | 5 | 5 | 8 | BranchMin_5BranchMax_8 | 8 | 6 | 10 | HeaderMin_6HeaderMax_10 | 6 | INVALID
915 | 155 | 5012C-4P-25HP VLSC | VLSC_5012C_4P_25HP | 1045.3157 | 1045.3157 | 2090.6314 | 2 | 1 | 3 | E | VLS_Inline | 5 | 5 | 5 | 8 | BranchMin_5BranchMax_8 | 8 | 6 | 10 | HeaderMin_6HeaderMax_10 | 8 | INVALID
915 | 155 | 5012C-4P-25HP VLSC | VLSC_5012C_4P_25HP | 1045.3157 | 1045.3157 | 2090.6314 | 2 | 1 | 3 | E | VLS_Inline | 5 | 5 | 5 | 8 | BranchMin_5BranchMax_8 | 8 | 6 | 10 | HeaderMin_6HeaderMax_10 | 10
916 | 156 | 5012C-4P-30HP VLSC | VLSC_5012C_4P_30HP | 1136.5096 | 1136.5096 | 2273.0192 | 2 | 1 | 3 | E | VLS_Inline | 5 | 5 | 5 | 8 | BranchMin_5BranchMax_8 | 5 | 6 | 10 | HeaderMin_6HeaderMax_10 | 6
916 | 156 | 5012C-4P-30HP VLSC | VLSC_5012C_4P_30HP | 1136.5096 | 1136.5096 | 2273.0192 | 2 | 1 | 3 | E | VLS_Inline | 5 | 5 | 5 | 8 | BranchMin_5BranchMax_8 | 5 | 6 | 10 | HeaderMin_6HeaderMax_10 | 8
916 | 156 | 5012C-4P-30HP VLSC | VLSC_5012C_4P_30HP | 1136.5096 | 1136.5096 | 2273.0192 | 2 | 1 | 3 | E | VLS_Inline | 5 | 5 | 5 | 8 | BranchMin_5BranchMax_8 | 5 | 6 | 10 | HeaderMin_6HeaderMax_10 | 10
916 | 156 | 5012C-4P-30HP VLSC | VLSC_5012C_4P_30HP | 1136.5096 | 1136.5096 | 2273.0192 | 2 | 1 | 3 | E | VLS_Inline | 5 | 5 | 5 | 8 | BranchMin_5BranchMax_8 | 6 | 6 | 10 | HeaderMin_6HeaderMax_10 | 6 | INVALID
916 | 156 | 5012C-4P-30HP VLSC | VLSC_5012C_4P_30HP | 1136.5096 | 1136.5096 | 2273.0192 | 2 | 1 | 3 | E | VLS_Inline | 5 | 5 | 5 | 8 | BranchMin_5BranchMax_8 | 6 | 6 | 10 | HeaderMin_6HeaderMax_10 | 8
916 | 156 | 5012C-4P-30HP VLSC | VLSC_5012C_4P_30HP | 1136.5096 | 1136.5096 | 2273.0192 | 2 | 1 | 3 | E | VLS_Inline | 5 | 5 | 5 | 8 | BranchMin_5BranchMax_8 | 6 | 6 | 10 | HeaderMin_6HeaderMax_10 | 10
916 | 156 | 5012C-4P-30HP VLSC | VLSC_5012C_4P_30HP | 1136.5096 | 1136.5096 | 2273.0192 | 2 | 1 | 3 | E | VLS_Inline | 5 | 5 | 5 | 8 | BranchMin_5BranchMax_8 | 8 | 6 | 10 | HeaderMin_6HeaderMax_10 | 6 | INVALID
916 | 156 | 5012C-4P-30HP VLSC | VLSC_5012C_4P_30HP | 1136.5096 | 1136.5096 | 2273.0192 | 2 | 1 | 3 | E | VLS_Inline | 5 | 5 | 5 | 8 | BranchMin_5BranchMax_8 | 8 | 6 | 10 | HeaderMin_6HeaderMax_10 | 8 | INVALID
916 | 156 | 5012C-4P-30HP VLSC | VLSC_5012C_4P_30HP | 1136.5096 | 1136.5096 | 2273.0192 | 2 | 1 | 3 | E | VLS_Inline | 5 | 5 | 5 | 8 | BranchMin_5BranchMax_8 | 8 | 6 | 10 | HeaderMin_6HeaderMax_10 | 10
917 | 157 | 5012C-4P-40HP VLSC | VLSC_5012C_4P_40HP | 1235.933 | 1235.933 | 2471.866 | 2 | 1 | 3 | E | VLS_Inline | 5 | 5 | 5 | 8 | BranchMin_5BranchMax_8 | 5 | 6 | 10 | HeaderMin_6HeaderMax_10 | 6
917 | 157 | 5012C-4P-40HP VLSC | VLSC_5012C_4P_40HP | 1235.933 | 1235.933 | 2471.866 | 2 | 1 | 3 | E | VLS_Inline | 5 | 5 | 5 | 8 | BranchMin_5BranchMax_8 | 5 | 6 | 10 | HeaderMin_6HeaderMax_10 | 8
917 | 157 | 5012C-4P-40HP VLSC | VLSC_5012C_4P_40HP | 1235.933 | 1235.933 | 2471.866 | 2 | 1 | 3 | E | VLS_Inline | 5 | 5 | 5 | 8 | BranchMin_5BranchMax_8 | 5 | 6 | 10 | HeaderMin_6HeaderMax_10 | 10
917 | 157 | 5012C-4P-40HP VLSC | VLSC_5012C_4P_40HP | 1235.933 | 1235.933 | 2471.866 | 2 | 1 | 3 | E | VLS_Inline | 5 | 5 | 5 | 8 | BranchMin_5BranchMax_8 | 6 | 6 | 10 | HeaderMin_6HeaderMax_10 | 6 | INVALID
917 | 157 | 5012C-4P-40HP VLSC | VLSC_5012C_4P_40HP | 1235.933 | 1235.933 | 2471.866 | 2 | 1 | 3 | E | VLS_Inline | 5 | 5 | 5 | 8 | BranchMin_5BranchMax_8 | 6 | 6 | 10 | HeaderMin_6HeaderMax_10 | 8
917 | 157 | 5012C-4P-40HP VLSC | VLSC_5012C_4P_40HP | 1235.933 | 1235.933 | 2471.866 | 2 | 1 | 3 | E | VLS_Inline | 5 | 5 | 5 | 8 | BranchMin_5BranchMax_8 | 6 | 6 | 10 | HeaderMin_6HeaderMax_10 | 10
917 | 157 | 5012C-4P-40HP VLSC | VLSC_5012C_4P_40HP | 1235.933 | 1235.933 | 2471.866 | 2 | 1 | 3 | E | VLS_Inline | 5 | 5 | 5 | 8 | BranchMin_5BranchMax_8 | 8 | 6 | 10 | HeaderMin_6HeaderMax_10 | 6 | INVALID
917 | 157 | 5012C-4P-40HP VLSC | VLSC_5012C_4P_40HP | 1235.933 | 1235.933 | 2471.866 | 2 | 1 | 3 | E | VLS_Inline | 5 | 5 | 5 | 8 | BranchMin_5BranchMax_8 | 8 | 6 | 10 | HeaderMin_6HeaderMax_10 | 8 | INVALID
917 | 157 | 5012C-4P-40HP VLSC | VLSC_5012C_4P_40HP | 1235.933 | 1235.933 | 2471.866 | 2 | 1 | 3 | E | VLS_Inline | 5 | 5 | 5 | 8 | BranchMin_5BranchMax_8 | 8 | 6 | 10 | HeaderMin_6HeaderMax_10 | 10
918 | 158 | 50157-4P-50HP VLSC | VLSC_50157_4P_50HP | 1229.0007 | 1229.0007 | 2458.0014 | 2 | 1 | 3 | E | VLS_Inline | 5 | 5 | 5 | 8 | BranchMin_5BranchMax_8 | 5 | 6 | 10 | HeaderMin_6HeaderMax_10 | 6
918 | 158 | 50157-4P-50HP VLSC | VLSC_50157_4P_50HP | 1229.0007 | 1229.0007 | 2458.0014 | 2 | 1 | 3 | E | VLS_Inline | 5 | 5 | 5 | 8 | BranchMin_5BranchMax_8 | 5 | 6 | 10 | HeaderMin_6HeaderMax_10 | 8
918 | 158 | 50157-4P-50HP VLSC | VLSC_50157_4P_50HP | 1229.0007 | 1229.0007 | 2458.0014 | 2 | 1 | 3 | E | VLS_Inline | 5 | 5 | 5 | 8 | BranchMin_5BranchMax_8 | 5 | 6 | 10 | HeaderMin_6HeaderMax_10 | 10
918 | 158 | 50157-4P-50HP VLSC | VLSC_50157_4P_50HP | 1229.0007 | 1229.0007 | 2458.0014 | 2 | 1 | 3 | E | VLS_Inline | 5 | 5 | 5 | 8 | BranchMin_5BranchMax_8 | 6 | 6 | 10 | HeaderMin_6HeaderMax_10 | 6 | INVALID
918 | 158 | 50157-4P-50HP VLSC | VLSC_50157_4P_50HP | 1229.0007 | 1229.0007 | 2458.0014 | 2 | 1 | 3 | E | VLS_Inline | 5 | 5 | 5 | 8 | BranchMin_5BranchMax_8 | 6 | 6 | 10 | HeaderMin_6HeaderMax_10 | 8
918 | 158 | 50157-4P-50HP VLSC | VLSC_50157_4P_50HP | 1229.0007 | 1229.0007 | 2458.0014 | 2 | 1 | 3 | E | VLS_Inline | 5 | 5 | 5 | 8 | BranchMin_5BranchMax_8 | 6 | 6 | 10 | HeaderMin_6HeaderMax_10 | 10
918 | 158 | 50157-4P-50HP VLSC | VLSC_50157_4P_50HP | 1229.0007 | 1229.0007 | 2458.0014 | 2 | 1 | 3 | E | VLS_Inline | 5 | 5 | 5 | 8 | BranchMin_5BranchMax_8 | 8 | 6 | 10 | HeaderMin_6HeaderMax_10 | 6 | INVALID
918 | 158 | 50157-4P-50HP VLSC | VLSC_50157_4P_50HP | 1229.0007 | 1229.0007 | 2458.0014 | 2 | 1 | 3 | E | VLS_Inline | 5 | 5 | 5 | 8 | BranchMin_5BranchMax_8 | 8 | 6 | 10 | HeaderMin_6HeaderMax_10 | 8 | INVALID
918 | 158 | 50157-4P-50HP VLSC | VLSC_50157_4P_50HP | 1229.0007 | 1229.0007 | 2458.0014 | 2 | 1 | 3 | E | VLS_Inline | 5 | 5 | 5 | 8 | BranchMin_5BranchMax_8 | 8 | 6 | 10 | HeaderMin_6HeaderMax_10 | 10
919 | 159 | 50157-4P-60HP VLSC | VLSC_50157_4P_60HP | 1303.9328 | 1303.9328 | 2607.8655 | 2 | 1 | 3 | E | VLS_Inline | 5 | 5 | 5 | 8 | BranchMin_5BranchMax_8 | 5 | 6 | 12 | HeaderMin_6HeaderMax_12 | 6
919 | 159 | 50157-4P-60HP VLSC | VLSC_50157_4P_60HP | 1303.9328 | 1303.9328 | 2607.8655 | 2 | 1 | 3 | E | VLS_Inline | 5 | 5 | 5 | 8 | BranchMin_5BranchMax_8 | 5 | 6 | 12 | HeaderMin_6HeaderMax_12 | 8
919 | 159 | 50157-4P-60HP VLSC | VLSC_50157_4P_60HP | 1303.9328 | 1303.9328 | 2607.8655 | 2 | 1 | 3 | E | VLS_Inline | 5 | 5 | 5 | 8 | BranchMin_5BranchMax_8 | 5 | 6 | 12 | HeaderMin_6HeaderMax_12 | 10
919 | 159 | 50157-4P-60HP VLSC | VLSC_50157_4P_60HP | 1303.9328 | 1303.9328 | 2607.8655 | 2 | 1 | 3 | E | VLS_Inline | 5 | 5 | 5 | 8 | BranchMin_5BranchMax_8 | 5 | 6 | 12 | HeaderMin_6HeaderMax_12 | 12
919 | 159 | 50157-4P-60HP VLSC | VLSC_50157_4P_60HP | 1303.9328 | 1303.9328 | 2607.8655 | 2 | 1 | 3 | E | VLS_Inline | 5 | 5 | 5 | 8 | BranchMin_5BranchMax_8 | 6 | 6 | 12 | HeaderMin_6HeaderMax_12 | 6 | INVALID
919 | 159 | 50157-4P-60HP VLSC | VLSC_50157_4P_60HP | 1303.9328 | 1303.9328 | 2607.8655 | 2 | 1 | 3 | E | VLS_Inline | 5 | 5 | 5 | 8 | BranchMin_5BranchMax_8 | 6 | 6 | 12 | HeaderMin_6HeaderMax_12 | 8
919 | 159 | 50157-4P-60HP VLSC | VLSC_50157_4P_60HP | 1303.9328 | 1303.9328 | 2607.8655 | 2 | 1 | 3 | E | VLS_Inline | 5 | 5 | 5 | 8 | BranchMin_5BranchMax_8 | 6 | 6 | 12 | HeaderMin_6HeaderMax_12 | 10
919 | 159 | 50157-4P-60HP VLSC | VLSC_50157_4P_60HP | 1303.9328 | 1303.9328 | 2607.8655 | 2 | 1 | 3 | E | VLS_Inline | 5 | 5 | 5 | 8 | BranchMin_5BranchMax_8 | 6 | 6 | 12 | HeaderMin_6HeaderMax_12 | 12
919 | 159 | 50157-4P-60HP VLSC | VLSC_50157_4P_60HP | 1303.9328 | 1303.9328 | 2607.8655 | 2 | 1 | 3 | E | VLS_Inline | 5 | 5 | 5 | 8 | BranchMin_5BranchMax_8 | 8 | 6 | 12 | HeaderMin_6HeaderMax_12 | 6 | INVALID
919 | 159 | 50157-4P-60HP VLSC | VLSC_50157_4P_60HP | 1303.9328 | 1303.9328 | 2607.8655 | 2 | 1 | 3 | E | VLS_Inline | 5 | 5 | 5 | 8 | BranchMin_5BranchMax_8 | 8 | 6 | 12 | HeaderMin_6HeaderMax_12 | 8 | INVALID
919 | 159 | 50157-4P-60HP VLSC | VLSC_50157_4P_60HP | 1303.9328 | 1303.9328 | 2607.8655 | 2 | 1 | 3 | E | VLS_Inline | 5 | 5 | 5 | 8 | BranchMin_5BranchMax_8 | 8 | 6 | 12 | HeaderMin_6HeaderMax_12 | 10
919 | 159 | 50157-4P-60HP VLSC | VLSC_50157_4P_60HP | 1303.9328 | 1303.9328 | 2607.8655 | 2 | 1 | 3 | E | VLS_Inline | 5 | 5 | 5 | 8 | BranchMin_5BranchMax_8 | 8 | 6 | 12 | HeaderMin_6HeaderMax_12 | 12
920 | 160 | 50157-4P-75HP VLSC | VLSC_50157_4P_75HP | 1403.874 | 1403.874 | 2807.748 | 2 | 1 | 3 | E | VLS_Inline | 5 | 5 | 5 | 8 | BranchMin_5BranchMax_8 | 5 | 6 | 12 | HeaderMin_6HeaderMax_12 | 6
920 | 160 | 50157-4P-75HP VLSC | VLSC_50157_4P_75HP | 1403.874 | 1403.874 | 2807.748 | 2 | 1 | 3 | E | VLS_Inline | 5 | 5 | 5 | 8 | BranchMin_5BranchMax_8 | 5 | 6 | 12 | HeaderMin_6HeaderMax_12 | 8
920 | 160 | 50157-4P-75HP VLSC | VLSC_50157_4P_75HP | 1403.874 | 1403.874 | 2807.748 | 2 | 1 | 3 | E | VLS_Inline | 5 | 5 | 5 | 8 | BranchMin_5BranchMax_8 | 5 | 6 | 12 | HeaderMin_6HeaderMax_12 | 10
920 | 160 | 50157-4P-75HP VLSC | VLSC_50157_4P_75HP | 1403.874 | 1403.874 | 2807.748 | 2 | 1 | 3 | E | VLS_Inline | 5 | 5 | 5 | 8 | BranchMin_5BranchMax_8 | 5 | 6 | 12 | HeaderMin_6HeaderMax_12 | 12
920 | 160 | 50157-4P-75HP VLSC | VLSC_50157_4P_75HP | 1403.874 | 1403.874 | 2807.748 | 2 | 1 | 3 | E | VLS_Inline | 5 | 5 | 5 | 8 | BranchMin_5BranchMax_8 | 6 | 6 | 12 | HeaderMin_6HeaderMax_12 | 6 | INVALID
920 | 160 | 50157-4P-75HP VLSC | VLSC_50157_4P_75HP | 1403.874 | 1403.874 | 2807.748 | 2 | 1 | 3 | E | VLS_Inline | 5 | 5 | 5 | 8 | BranchMin_5BranchMax_8 | 6 | 6 | 12 | HeaderMin_6HeaderMax_12 | 8
920 | 160 | 50157-4P-75HP VLSC | VLSC_50157_4P_75HP | 1403.874 | 1403.874 | 2807.748 | 2 | 1 | 3 | E | VLS_Inline | 5 | 5 | 5 | 8 | BranchMin_5BranchMax_8 | 6 | 6 | 12 | HeaderMin_6HeaderMax_12 | 10
920 | 160 | 50157-4P-75HP VLSC | VLSC_50157_4P_75HP | 1403.874 | 1403.874 | 2807.748 | 2 | 1 | 3 | E | VLS_Inline | 5 | 5 | 5 | 8 | BranchMin_5BranchMax_8 | 6 | 6 | 12 | HeaderMin_6HeaderMax_12 | 12
920 | 160 | 50157-4P-75HP VLSC | VLSC_50157_4P_75HP | 1403.874 | 1403.874 | 2807.748 | 2 | 1 | 3 | E | VLS_Inline | 5 | 5 | 5 | 8 | BranchMin_5BranchMax_8 | 8 | 6 | 12 | HeaderMin_6HeaderMax_12 | 6 | INVALID
920 | 160 | 50157-4P-75HP VLSC | VLSC_50157_4P_75HP | 1403.874 | 1403.874 | 2807.748 | 2 | 1 | 3 | E | VLS_Inline | 5 | 5 | 5 | 8 | BranchMin_5BranchMax_8 | 8 | 6 | 12 | HeaderMin_6HeaderMax_12 | 8 | INVALID
920 | 160 | 50157-4P-75HP VLSC | VLSC_50157_4P_75HP | 1403.874 | 1403.874 | 2807.748 | 2 | 1 | 3 | E | VLS_Inline | 5 | 5 | 5 | 8 | BranchMin_5BranchMax_8 | 8 | 6 | 12 | HeaderMin_6HeaderMax_12 | 10
920 | 160 | 50157-4P-75HP VLSC | VLSC_50157_4P_75HP | 1403.874 | 1403.874 | 2807.748 | 2 | 1 | 3 | E | VLS_Inline | 5 | 5 | 5 | 8 | BranchMin_5BranchMax_8 | 8 | 6 | 12 | HeaderMin_6HeaderMax_12 | 12
921 | 161 | 50157-4P-100HP VLSC | VLSC_50157_4P_100HP | 1484.3188 | 1484.3188 | 2968.6376 | 2 | 1 | 3 | E | VLS_Inline | 5 | 5 | 5 | 8 | BranchMin_5BranchMax_8 | 5 | 6 | 12 | HeaderMin_6HeaderMax_12 | 6
921 | 161 | 50157-4P-100HP VLSC | VLSC_50157_4P_100HP | 1484.3188 | 1484.3188 | 2968.6376 | 2 | 1 | 3 | E | VLS_Inline | 5 | 5 | 5 | 8 | BranchMin_5BranchMax_8 | 5 | 6 | 12 | HeaderMin_6HeaderMax_12 | 8
921 | 161 | 50157-4P-100HP VLSC | VLSC_50157_4P_100HP | 1484.3188 | 1484.3188 | 2968.6376 | 2 | 1 | 3 | E | VLS_Inline | 5 | 5 | 5 | 8 | BranchMin_5BranchMax_8 | 5 | 6 | 12 | HeaderMin_6HeaderMax_12 | 10
921 | 161 | 50157-4P-100HP VLSC | VLSC_50157_4P_100HP | 1484.3188 | 1484.3188 | 2968.6376 | 2 | 1 | 3 | E | VLS_Inline | 5 | 5 | 5 | 8 | BranchMin_5BranchMax_8 | 5 | 6 | 12 | HeaderMin_6HeaderMax_12 | 12
921 | 161 | 50157-4P-100HP VLSC | VLSC_50157_4P_100HP | 1484.3188 | 1484.3188 | 2968.6376 | 2 | 1 | 3 | E | VLS_Inline | 5 | 5 | 5 | 8 | BranchMin_5BranchMax_8 | 6 | 6 | 12 | HeaderMin_6HeaderMax_12 | 6 | INVALID
921 | 161 | 50157-4P-100HP VLSC | VLSC_50157_4P_100HP | 1484.3188 | 1484.3188 | 2968.6376 | 2 | 1 | 3 | E | VLS_Inline | 5 | 5 | 5 | 8 | BranchMin_5BranchMax_8 | 6 | 6 | 12 | HeaderMin_6HeaderMax_12 | 8
921 | 161 | 50157-4P-100HP VLSC | VLSC_50157_4P_100HP | 1484.3188 | 1484.3188 | 2968.6376 | 2 | 1 | 3 | E | VLS_Inline | 5 | 5 | 5 | 8 | BranchMin_5BranchMax_8 | 6 | 6 | 12 | HeaderMin_6HeaderMax_12 | 10
921 | 161 | 50157-4P-100HP VLSC | VLSC_50157_4P_100HP | 1484.3188 | 1484.3188 | 2968.6376 | 2 | 1 | 3 | E | VLS_Inline | 5 | 5 | 5 | 8 | BranchMin_5BranchMax_8 | 6 | 6 | 12 | HeaderMin_6HeaderMax_12 | 12
921 | 161 | 50157-4P-100HP VLSC | VLSC_50157_4P_100HP | 1484.3188 | 1484.3188 | 2968.6376 | 2 | 1 | 3 | E | VLS_Inline | 5 | 5 | 5 | 8 | BranchMin_5BranchMax_8 | 8 | 6 | 12 | HeaderMin_6HeaderMax_12 | 6 | INVALID
921 | 161 | 50157-4P-100HP VLSC | VLSC_50157_4P_100HP | 1484.3188 | 1484.3188 | 2968.6376 | 2 | 1 | 3 | E | VLS_Inline | 5 | 5 | 5 | 8 | BranchMin_5BranchMax_8 | 8 | 6 | 12 | HeaderMin_6HeaderMax_12 | 8 | INVALID
921 | 161 | 50157-4P-100HP VLSC | VLSC_50157_4P_100HP | 1484.3188 | 1484.3188 | 2968.6376 | 2 | 1 | 3 | E | VLS_Inline | 5 | 5 | 5 | 8 | BranchMin_5BranchMax_8 | 8 | 6 | 12 | HeaderMin_6HeaderMax_12 | 10
921 | 161 | 50157-4P-100HP VLSC | VLSC_50157_4P_100HP | 1484.3188 | 1484.3188 | 2968.6376 | 2 | 1 | 3 | E | VLS_Inline | 5 | 5 | 5 | 8 | BranchMin_5BranchMax_8 | 8 | 6 | 12 | HeaderMin_6HeaderMax_12 | 12
922 | 162 | 60957-4P-15HP VLSC | VLSC_60957_4P_15HP | 1171.9065 | 1171.9065 | 2343.8131 | 2 | 1 | 3 | E | VLS_Inline | 6 | 6 | 6 | 8 | BranchMin_6BranchMax_8 | 6 | 8 | 10 | HeaderMin_8HeaderMax_10 | 8
922 | 162 | 60957-4P-15HP VLSC | VLSC_60957_4P_15HP | 1171.9065 | 1171.9065 | 2343.8131 | 2 | 1 | 3 | E | VLS_Inline | 6 | 6 | 6 | 8 | BranchMin_6BranchMax_8 | 6 | 8 | 10 | HeaderMin_8HeaderMax_10 | 10
922 | 162 | 60957-4P-15HP VLSC | VLSC_60957_4P_15HP | 1171.9065 | 1171.9065 | 2343.8131 | 2 | 1 | 3 | E | VLS_Inline | 6 | 6 | 6 | 8 | BranchMin_6BranchMax_8 | 8 | 8 | 10 | HeaderMin_8HeaderMax_10 | 8 | INVALID
922 | 162 | 60957-4P-15HP VLSC | VLSC_60957_4P_15HP | 1171.9065 | 1171.9065 | 2343.8131 | 2 | 1 | 3 | E | VLS_Inline | 6 | 6 | 6 | 8 | BranchMin_6BranchMax_8 | 8 | 8 | 10 | HeaderMin_8HeaderMax_10 | 10
923 | 163 | 60957-4P-20HP VLSC | VLSC_60957_4P_20HP | 1316.9347 | 1316.9347 | 2633.8694 | 2 | 1 | 3 | E | VLS_Inline | 6 | 6 | 6 | 8 | BranchMin_6BranchMax_8 | 6 | 8 | 12 | HeaderMin_8HeaderMax_12 | 8
923 | 163 | 60957-4P-20HP VLSC | VLSC_60957_4P_20HP | 1316.9347 | 1316.9347 | 2633.8694 | 2 | 1 | 3 | E | VLS_Inline | 6 | 6 | 6 | 8 | BranchMin_6BranchMax_8 | 6 | 8 | 12 | HeaderMin_8HeaderMax_12 | 10
923 | 163 | 60957-4P-20HP VLSC | VLSC_60957_4P_20HP | 1316.9347 | 1316.9347 | 2633.8694 | 2 | 1 | 3 | E | VLS_Inline | 6 | 6 | 6 | 8 | BranchMin_6BranchMax_8 | 6 | 8 | 12 | HeaderMin_8HeaderMax_12 | 12
923 | 163 | 60957-4P-20HP VLSC | VLSC_60957_4P_20HP | 1316.9347 | 1316.9347 | 2633.8694 | 2 | 1 | 3 | E | VLS_Inline | 6 | 6 | 6 | 8 | BranchMin_6BranchMax_8 | 8 | 8 | 12 | HeaderMin_8HeaderMax_12 | 8 | INVALID
923 | 163 | 60957-4P-20HP VLSC | VLSC_60957_4P_20HP | 1316.9347 | 1316.9347 | 2633.8694 | 2 | 1 | 3 | E | VLS_Inline | 6 | 6 | 6 | 8 | BranchMin_6BranchMax_8 | 8 | 8 | 12 | HeaderMin_8HeaderMax_12 | 10
923 | 163 | 60957-4P-20HP VLSC | VLSC_60957_4P_20HP | 1316.9347 | 1316.9347 | 2633.8694 | 2 | 1 | 3 | E | VLS_Inline | 6 | 6 | 6 | 8 | BranchMin_6BranchMax_8 | 8 | 8 | 12 | HeaderMin_8HeaderMax_12 | 12
924 | 164 | 60957-4P-25HP VLSC | VLSC_60957_4P_25HP | 1454.2378 | 1454.2378 | 2908.4756 | 2 | 1 | 3 | E | VLS_Inline | 6 | 6 | 6 | 8 | BranchMin_6BranchMax_8 | 6 | 8 | 12 | HeaderMin_8HeaderMax_12 | 8
924 | 164 | 60957-4P-25HP VLSC | VLSC_60957_4P_25HP | 1454.2378 | 1454.2378 | 2908.4756 | 2 | 1 | 3 | E | VLS_Inline | 6 | 6 | 6 | 8 | BranchMin_6BranchMax_8 | 6 | 8 | 12 | HeaderMin_8HeaderMax_12 | 10
924 | 164 | 60957-4P-25HP VLSC | VLSC_60957_4P_25HP | 1454.2378 | 1454.2378 | 2908.4756 | 2 | 1 | 3 | E | VLS_Inline | 6 | 6 | 6 | 8 | BranchMin_6BranchMax_8 | 6 | 8 | 12 | HeaderMin_8HeaderMax_12 | 12
924 | 164 | 60957-4P-25HP VLSC | VLSC_60957_4P_25HP | 1454.2378 | 1454.2378 | 2908.4756 | 2 | 1 | 3 | E | VLS_Inline | 6 | 6 | 6 | 8 | BranchMin_6BranchMax_8 | 8 | 8 | 12 | HeaderMin_8HeaderMax_12 | 8 | INVALID
924 | 164 | 60957-4P-25HP VLSC | VLSC_60957_4P_25HP | 1454.2378 | 1454.2378 | 2908.4756 | 2 | 1 | 3 | E | VLS_Inline | 6 | 6 | 6 | 8 | BranchMin_6BranchMax_8 | 8 | 8 | 12 | HeaderMin_8HeaderMax_12 | 10
924 | 164 | 60957-4P-25HP VLSC | VLSC_60957_4P_25HP | 1454.2378 | 1454.2378 | 2908.4756 | 2 | 1 | 3 | E | VLS_Inline | 6 | 6 | 6 | 8 | BranchMin_6BranchMax_8 | 8 | 8 | 12 | HeaderMin_8HeaderMax_12 | 12
925 | 165 | 60957-4P-30HP VLSC | VLSC_60957_4P_30HP | 1568.7217 | 1568.7217 | 3137.4434 | 2 | 1 | 3 | E | VLS_Inline | 6 | 6 | 6 | 8 | BranchMin_6BranchMax_8 | 6 | 8 | 12 | HeaderMin_8HeaderMax_12 | 8
925 | 165 | 60957-4P-30HP VLSC | VLSC_60957_4P_30HP | 1568.7217 | 1568.7217 | 3137.4434 | 2 | 1 | 3 | E | VLS_Inline | 6 | 6 | 6 | 8 | BranchMin_6BranchMax_8 | 6 | 8 | 12 | HeaderMin_8HeaderMax_12 | 10
925 | 165 | 60957-4P-30HP VLSC | VLSC_60957_4P_30HP | 1568.7217 | 1568.7217 | 3137.4434 | 2 | 1 | 3 | E | VLS_Inline | 6 | 6 | 6 | 8 | BranchMin_6BranchMax_8 | 6 | 8 | 12 | HeaderMin_8HeaderMax_12 | 12
925 | 165 | 60957-4P-30HP VLSC | VLSC_60957_4P_30HP | 1568.7217 | 1568.7217 | 3137.4434 | 2 | 1 | 3 | E | VLS_Inline | 6 | 6 | 6 | 8 | BranchMin_6BranchMax_8 | 8 | 8 | 12 | HeaderMin_8HeaderMax_12 | 8 | INVALID
925 | 165 | 60957-4P-30HP VLSC | VLSC_60957_4P_30HP | 1568.7217 | 1568.7217 | 3137.4434 | 2 | 1 | 3 | E | VLS_Inline | 6 | 6 | 6 | 8 | BranchMin_6BranchMax_8 | 8 | 8 | 12 | HeaderMin_8HeaderMax_12 | 10
925 | 165 | 60957-4P-30HP VLSC | VLSC_60957_4P_30HP | 1568.7217 | 1568.7217 | 3137.4434 | 2 | 1 | 3 | E | VLS_Inline | 6 | 6 | 6 | 8 | BranchMin_6BranchMax_8 | 8 | 8 | 12 | HeaderMin_8HeaderMax_12 | 12
926 | 166 | 60125-4P-20HP VLSC | VLSC_60125_4P_20HP | 1414.8836 | 1414.8836 | 2829.7672 | 2 | 1 | 3 | E | VLS_Inline | 6 | 6 | 6 | 8 | BranchMin_6BranchMax_8 | 6 | 8 | 12 | HeaderMin_8HeaderMax_12 | 8
926 | 166 | 60125-4P-20HP VLSC | VLSC_60125_4P_20HP | 1414.8836 | 1414.8836 | 2829.7672 | 2 | 1 | 3 | E | VLS_Inline | 6 | 6 | 6 | 8 | BranchMin_6BranchMax_8 | 6 | 8 | 12 | HeaderMin_8HeaderMax_12 | 10
926 | 166 | 60125-4P-20HP VLSC | VLSC_60125_4P_20HP | 1414.8836 | 1414.8836 | 2829.7672 | 2 | 1 | 3 | E | VLS_Inline | 6 | 6 | 6 | 8 | BranchMin_6BranchMax_8 | 6 | 8 | 12 | HeaderMin_8HeaderMax_12 | 12
926 | 166 | 60125-4P-20HP VLSC | VLSC_60125_4P_20HP | 1414.8836 | 1414.8836 | 2829.7672 | 2 | 1 | 3 | E | VLS_Inline | 6 | 6 | 6 | 8 | BranchMin_6BranchMax_8 | 8 | 8 | 12 | HeaderMin_8HeaderMax_12 | 8 | INVALID
926 | 166 | 60125-4P-20HP VLSC | VLSC_60125_4P_20HP | 1414.8836 | 1414.8836 | 2829.7672 | 2 | 1 | 3 | E | VLS_Inline | 6 | 6 | 6 | 8 | BranchMin_6BranchMax_8 | 8 | 8 | 12 | HeaderMin_8HeaderMax_12 | 10
926 | 166 | 60125-4P-20HP VLSC | VLSC_60125_4P_20HP | 1414.8836 | 1414.8836 | 2829.7672 | 2 | 1 | 3 | E | VLS_Inline | 6 | 6 | 6 | 8 | BranchMin_6BranchMax_8 | 8 | 8 | 12 | HeaderMin_8HeaderMax_12 | 12
927 | 167 | 60125-4P-25HP VLSC | VLSC_60125_4P_25HP | 1523.3743 | 1523.3743 | 3046.7486 | 2 | 1 | 3 | E | VLS_Inline | 6 | 6 | 6 | 8 | BranchMin_6BranchMax_8 | 6 | 8 | 12 | HeaderMin_8HeaderMax_12 | 8
927 | 167 | 60125-4P-25HP VLSC | VLSC_60125_4P_25HP | 1523.3743 | 1523.3743 | 3046.7486 | 2 | 1 | 3 | E | VLS_Inline | 6 | 6 | 6 | 8 | BranchMin_6BranchMax_8 | 6 | 8 | 12 | HeaderMin_8HeaderMax_12 | 10
927 | 167 | 60125-4P-25HP VLSC | VLSC_60125_4P_25HP | 1523.3743 | 1523.3743 | 3046.7486 | 2 | 1 | 3 | E | VLS_Inline | 6 | 6 | 6 | 8 | BranchMin_6BranchMax_8 | 6 | 8 | 12 | HeaderMin_8HeaderMax_12 | 12
927 | 167 | 60125-4P-25HP VLSC | VLSC_60125_4P_25HP | 1523.3743 | 1523.3743 | 3046.7486 | 2 | 1 | 3 | E | VLS_Inline | 6 | 6 | 6 | 8 | BranchMin_6BranchMax_8 | 8 | 8 | 12 | HeaderMin_8HeaderMax_12 | 8 | INVALID
927 | 167 | 60125-4P-25HP VLSC | VLSC_60125_4P_25HP | 1523.3743 | 1523.3743 | 3046.7486 | 2 | 1 | 3 | E | VLS_Inline | 6 | 6 | 6 | 8 | BranchMin_6BranchMax_8 | 8 | 8 | 12 | HeaderMin_8HeaderMax_12 | 10
927 | 167 | 60125-4P-25HP VLSC | VLSC_60125_4P_25HP | 1523.3743 | 1523.3743 | 3046.7486 | 2 | 1 | 3 | E | VLS_Inline | 6 | 6 | 6 | 8 | BranchMin_6BranchMax_8 | 8 | 8 | 12 | HeaderMin_8HeaderMax_12 | 12
928 | 168 | 60125-4P-30HP VLSC | VLSC_60125_4P_30HP | 1625.1171 | 1625.1171 | 3250.2342 | 2 | 1 | 3 | E | VLS_Inline | 6 | 6 | 6 | 10 | BranchMin_6BranchMax_10 | 6 | 8 | 12 | HeaderMin_8HeaderMax_12 | 8
928 | 168 | 60125-4P-30HP VLSC | VLSC_60125_4P_30HP | 1625.1171 | 1625.1171 | 3250.2342 | 2 | 1 | 3 | E | VLS_Inline | 6 | 6 | 6 | 10 | BranchMin_6BranchMax_10 | 6 | 8 | 12 | HeaderMin_8HeaderMax_12 | 10
928 | 168 | 60125-4P-30HP VLSC | VLSC_60125_4P_30HP | 1625.1171 | 1625.1171 | 3250.2342 | 2 | 1 | 3 | E | VLS_Inline | 6 | 6 | 6 | 10 | BranchMin_6BranchMax_10 | 6 | 8 | 12 | HeaderMin_8HeaderMax_12 | 12
928 | 168 | 60125-4P-30HP VLSC | VLSC_60125_4P_30HP | 1625.1171 | 1625.1171 | 3250.2342 | 2 | 1 | 3 | E | VLS_Inline | 6 | 6 | 6 | 10 | BranchMin_6BranchMax_10 | 8 | 8 | 12 | HeaderMin_8HeaderMax_12 | 8 | INVALID
928 | 168 | 60125-4P-30HP VLSC | VLSC_60125_4P_30HP | 1625.1171 | 1625.1171 | 3250.2342 | 2 | 1 | 3 | E | VLS_Inline | 6 | 6 | 6 | 10 | BranchMin_6BranchMax_10 | 8 | 8 | 12 | HeaderMin_8HeaderMax_12 | 10
928 | 168 | 60125-4P-30HP VLSC | VLSC_60125_4P_30HP | 1625.1171 | 1625.1171 | 3250.2342 | 2 | 1 | 3 | E | VLS_Inline | 6 | 6 | 6 | 10 | BranchMin_6BranchMax_10 | 8 | 8 | 12 | HeaderMin_8HeaderMax_12 | 12
928 | 168 | 60125-4P-30HP VLSC | VLSC_60125_4P_30HP | 1625.1171 | 1625.1171 | 3250.2342 | 2 | 1 | 3 | E | VLS_Inline | 6 | 6 | 6 | 10 | BranchMin_6BranchMax_10 | 10 | 8 | 12 | HeaderMin_8HeaderMax_12 | 8 | INVALID
928 | 168 | 60125-4P-30HP VLSC | VLSC_60125_4P_30HP | 1625.1171 | 1625.1171 | 3250.2342 | 2 | 1 | 3 | E | VLS_Inline | 6 | 6 | 6 | 10 | BranchMin_6BranchMax_10 | 10 | 8 | 12 | HeaderMin_8HeaderMax_12 | 10 | INVALID
928 | 168 | 60125-4P-30HP VLSC | VLSC_60125_4P_30HP | 1625.1171 | 1625.1171 | 3250.2342 | 2 | 1 | 3 | E | VLS_Inline | 6 | 6 | 6 | 10 | BranchMin_6BranchMax_10 | 10 | 8 | 12 | HeaderMin_8HeaderMax_12 | 12
929 | 169 | 60125-4P-40HP VLSC | VLSC_60125_4P_40HP | 1757.2796 | 1757.2796 | 3514.5593 | 2 | 1 | 3 | E | VLS_Inline | 6 | 6 | 6 | 10 | BranchMin_6BranchMax_10 | 6 | 8 | 12 | HeaderMin_8HeaderMax_12 | 8
929 | 169 | 60125-4P-40HP VLSC | VLSC_60125_4P_40HP | 1757.2796 | 1757.2796 | 3514.5593 | 2 | 1 | 3 | E | VLS_Inline | 6 | 6 | 6 | 10 | BranchMin_6BranchMax_10 | 6 | 8 | 12 | HeaderMin_8HeaderMax_12 | 10
929 | 169 | 60125-4P-40HP VLSC | VLSC_60125_4P_40HP | 1757.2796 | 1757.2796 | 3514.5593 | 2 | 1 | 3 | E | VLS_Inline | 6 | 6 | 6 | 10 | BranchMin_6BranchMax_10 | 6 | 8 | 12 | HeaderMin_8HeaderMax_12 | 12
929 | 169 | 60125-4P-40HP VLSC | VLSC_60125_4P_40HP | 1757.2796 | 1757.2796 | 3514.5593 | 2 | 1 | 3 | E | VLS_Inline | 6 | 6 | 6 | 10 | BranchMin_6BranchMax_10 | 8 | 8 | 12 | HeaderMin_8HeaderMax_12 | 8 | INVALID
929 | 169 | 60125-4P-40HP VLSC | VLSC_60125_4P_40HP | 1757.2796 | 1757.2796 | 3514.5593 | 2 | 1 | 3 | E | VLS_Inline | 6 | 6 | 6 | 10 | BranchMin_6BranchMax_10 | 8 | 8 | 12 | HeaderMin_8HeaderMax_12 | 10
929 | 169 | 60125-4P-40HP VLSC | VLSC_60125_4P_40HP | 1757.2796 | 1757.2796 | 3514.5593 | 2 | 1 | 3 | E | VLS_Inline | 6 | 6 | 6 | 10 | BranchMin_6BranchMax_10 | 8 | 8 | 12 | HeaderMin_8HeaderMax_12 | 12
929 | 169 | 60125-4P-40HP VLSC | VLSC_60125_4P_40HP | 1757.2796 | 1757.2796 | 3514.5593 | 2 | 1 | 3 | E | VLS_Inline | 6 | 6 | 6 | 10 | BranchMin_6BranchMax_10 | 10 | 8 | 12 | HeaderMin_8HeaderMax_12 | 8 | INVALID
929 | 169 | 60125-4P-40HP VLSC | VLSC_60125_4P_40HP | 1757.2796 | 1757.2796 | 3514.5593 | 2 | 1 | 3 | E | VLS_Inline | 6 | 6 | 6 | 10 | BranchMin_6BranchMax_10 | 10 | 8 | 12 | HeaderMin_8HeaderMax_12 | 10 | INVALID
929 | 169 | 60125-4P-40HP VLSC | VLSC_60125_4P_40HP | 1757.2796 | 1757.2796 | 3514.5593 | 2 | 1 | 3 | E | VLS_Inline | 6 | 6 | 6 | 10 | BranchMin_6BranchMax_10 | 10 | 8 | 12 | HeaderMin_8HeaderMax_12 | 12
930 | 170 | 60125-4P-50HP VLSC | VLSC_60125_4P_50HP | 1846.8509 | 1846.8509 | 3693.7017 | 2 | 1 | 3 | E | VLS_Inline | 6 | 6 | 6 | 10 | BranchMin_6BranchMax_10 | 6 | 8 | 14 | HeaderMin_8HeaderMax_14 | 8
930 | 170 | 60125-4P-50HP VLSC | VLSC_60125_4P_50HP | 1846.8509 | 1846.8509 | 3693.7017 | 2 | 1 | 3 | E | VLS_Inline | 6 | 6 | 6 | 10 | BranchMin_6BranchMax_10 | 6 | 8 | 14 | HeaderMin_8HeaderMax_14 | 10
930 | 170 | 60125-4P-50HP VLSC | VLSC_60125_4P_50HP | 1846.8509 | 1846.8509 | 3693.7017 | 2 | 1 | 3 | E | VLS_Inline | 6 | 6 | 6 | 10 | BranchMin_6BranchMax_10 | 6 | 8 | 14 | HeaderMin_8HeaderMax_14 | 12
930 | 170 | 60125-4P-50HP VLSC | VLSC_60125_4P_50HP | 1846.8509 | 1846.8509 | 3693.7017 | 2 | 1 | 3 | E | VLS_Inline | 6 | 6 | 6 | 10 | BranchMin_6BranchMax_10 | 6 | 8 | 14 | HeaderMin_8HeaderMax_14 | 14
930 | 170 | 60125-4P-50HP VLSC | VLSC_60125_4P_50HP | 1846.8509 | 1846.8509 | 3693.7017 | 2 | 1 | 3 | E | VLS_Inline | 6 | 6 | 6 | 10 | BranchMin_6BranchMax_10 | 8 | 8 | 14 | HeaderMin_8HeaderMax_14 | 8 | INVALID
930 | 170 | 60125-4P-50HP VLSC | VLSC_60125_4P_50HP | 1846.8509 | 1846.8509 | 3693.7017 | 2 | 1 | 3 | E | VLS_Inline | 6 | 6 | 6 | 10 | BranchMin_6BranchMax_10 | 8 | 8 | 14 | HeaderMin_8HeaderMax_14 | 10
930 | 170 | 60125-4P-50HP VLSC | VLSC_60125_4P_50HP | 1846.8509 | 1846.8509 | 3693.7017 | 2 | 1 | 3 | E | VLS_Inline | 6 | 6 | 6 | 10 | BranchMin_6BranchMax_10 | 8 | 8 | 14 | HeaderMin_8HeaderMax_14 | 12
930 | 170 | 60125-4P-50HP VLSC | VLSC_60125_4P_50HP | 1846.8509 | 1846.8509 | 3693.7017 | 2 | 1 | 3 | E | VLS_Inline | 6 | 6 | 6 | 10 | BranchMin_6BranchMax_10 | 8 | 8 | 14 | HeaderMin_8HeaderMax_14 | 14
930 | 170 | 60125-4P-50HP VLSC | VLSC_60125_4P_50HP | 1846.8509 | 1846.8509 | 3693.7017 | 2 | 1 | 3 | E | VLS_Inline | 6 | 6 | 6 | 10 | BranchMin_6BranchMax_10 | 10 | 8 | 14 | HeaderMin_8HeaderMax_14 | 8 | INVALID
930 | 170 | 60125-4P-50HP VLSC | VLSC_60125_4P_50HP | 1846.8509 | 1846.8509 | 3693.7017 | 2 | 1 | 3 | E | VLS_Inline | 6 | 6 | 6 | 10 | BranchMin_6BranchMax_10 | 10 | 8 | 14 | HeaderMin_8HeaderMax_14 | 10 | INVALID
930 | 170 | 60125-4P-50HP VLSC | VLSC_60125_4P_50HP | 1846.8509 | 1846.8509 | 3693.7017 | 2 | 1 | 3 | E | VLS_Inline | 6 | 6 | 6 | 10 | BranchMin_6BranchMax_10 | 10 | 8 | 14 | HeaderMin_8HeaderMax_14 | 12
930 | 170 | 60125-4P-50HP VLSC | VLSC_60125_4P_50HP | 1846.8509 | 1846.8509 | 3693.7017 | 2 | 1 | 3 | E | VLS_Inline | 6 | 6 | 6 | 10 | BranchMin_6BranchMax_10 | 10 | 8 | 14 | HeaderMin_8HeaderMax_14 | 14
931 | 171 | 60125-4P-60HP VLSC | VLSC_60125_4P_60HP | 1914.581 | 1914.581 | 3829.162 | 2 | 1 | 3 | E | VLS_Inline | 6 | 6 | 6 | 10 | BranchMin_6BranchMax_10 | 6 | 8 | 14 | HeaderMin_8HeaderMax_14 | 8
931 | 171 | 60125-4P-60HP VLSC | VLSC_60125_4P_60HP | 1914.581 | 1914.581 | 3829.162 | 2 | 1 | 3 | E | VLS_Inline | 6 | 6 | 6 | 10 | BranchMin_6BranchMax_10 | 6 | 8 | 14 | HeaderMin_8HeaderMax_14 | 10
931 | 171 | 60125-4P-60HP VLSC | VLSC_60125_4P_60HP | 1914.581 | 1914.581 | 3829.162 | 2 | 1 | 3 | E | VLS_Inline | 6 | 6 | 6 | 10 | BranchMin_6BranchMax_10 | 6 | 8 | 14 | HeaderMin_8HeaderMax_14 | 12
931 | 171 | 60125-4P-60HP VLSC | VLSC_60125_4P_60HP | 1914.581 | 1914.581 | 3829.162 | 2 | 1 | 3 | E | VLS_Inline | 6 | 6 | 6 | 10 | BranchMin_6BranchMax_10 | 6 | 8 | 14 | HeaderMin_8HeaderMax_14 | 14
931 | 171 | 60125-4P-60HP VLSC | VLSC_60125_4P_60HP | 1914.581 | 1914.581 | 3829.162 | 2 | 1 | 3 | E | VLS_Inline | 6 | 6 | 6 | 10 | BranchMin_6BranchMax_10 | 8 | 8 | 14 | HeaderMin_8HeaderMax_14 | 8 | INVALID
931 | 171 | 60125-4P-60HP VLSC | VLSC_60125_4P_60HP | 1914.581 | 1914.581 | 3829.162 | 2 | 1 | 3 | E | VLS_Inline | 6 | 6 | 6 | 10 | BranchMin_6BranchMax_10 | 8 | 8 | 14 | HeaderMin_8HeaderMax_14 | 10
931 | 171 | 60125-4P-60HP VLSC | VLSC_60125_4P_60HP | 1914.581 | 1914.581 | 3829.162 | 2 | 1 | 3 | E | VLS_Inline | 6 | 6 | 6 | 10 | BranchMin_6BranchMax_10 | 8 | 8 | 14 | HeaderMin_8HeaderMax_14 | 12
931 | 171 | 60125-4P-60HP VLSC | VLSC_60125_4P_60HP | 1914.581 | 1914.581 | 3829.162 | 2 | 1 | 3 | E | VLS_Inline | 6 | 6 | 6 | 10 | BranchMin_6BranchMax_10 | 8 | 8 | 14 | HeaderMin_8HeaderMax_14 | 14
931 | 171 | 60125-4P-60HP VLSC | VLSC_60125_4P_60HP | 1914.581 | 1914.581 | 3829.162 | 2 | 1 | 3 | E | VLS_Inline | 6 | 6 | 6 | 10 | BranchMin_6BranchMax_10 | 10 | 8 | 14 | HeaderMin_8HeaderMax_14 | 8 | INVALID
931 | 171 | 60125-4P-60HP VLSC | VLSC_60125_4P_60HP | 1914.581 | 1914.581 | 3829.162 | 2 | 1 | 3 | E | VLS_Inline | 6 | 6 | 6 | 10 | BranchMin_6BranchMax_10 | 10 | 8 | 14 | HeaderMin_8HeaderMax_14 | 10 | INVALID
931 | 171 | 60125-4P-60HP VLSC | VLSC_60125_4P_60HP | 1914.581 | 1914.581 | 3829.162 | 2 | 1 | 3 | E | VLS_Inline | 6 | 6 | 6 | 10 | BranchMin_6BranchMax_10 | 10 | 8 | 14 | HeaderMin_8HeaderMax_14 | 12
931 | 171 | 60125-4P-60HP VLSC | VLSC_60125_4P_60HP | 1914.581 | 1914.581 | 3829.162 | 2 | 1 | 3 | E | VLS_Inline | 6 | 6 | 6 | 10 | BranchMin_6BranchMax_10 | 10 | 8 | 14 | HeaderMin_8HeaderMax_14 | 14
932 | 172 | 60157-4P-75HP VLSC | VLSC_60157_4P_75HP | 1634.3829 | 1634.3829 | 3268.7658 | 2 | 1 | 3 | E | VLS_Inline | 6 | 6 | 6 | 10 | BranchMin_6BranchMax_10 | 6 | 8 | 12 | HeaderMin_8HeaderMax_12 | 8
932 | 172 | 60157-4P-75HP VLSC | VLSC_60157_4P_75HP | 1634.3829 | 1634.3829 | 3268.7658 | 2 | 1 | 3 | E | VLS_Inline | 6 | 6 | 6 | 10 | BranchMin_6BranchMax_10 | 6 | 8 | 12 | HeaderMin_8HeaderMax_12 | 10
932 | 172 | 60157-4P-75HP VLSC | VLSC_60157_4P_75HP | 1634.3829 | 1634.3829 | 3268.7658 | 2 | 1 | 3 | E | VLS_Inline | 6 | 6 | 6 | 10 | BranchMin_6BranchMax_10 | 6 | 8 | 12 | HeaderMin_8HeaderMax_12 | 12
932 | 172 | 60157-4P-75HP VLSC | VLSC_60157_4P_75HP | 1634.3829 | 1634.3829 | 3268.7658 | 2 | 1 | 3 | E | VLS_Inline | 6 | 6 | 6 | 10 | BranchMin_6BranchMax_10 | 8 | 8 | 12 | HeaderMin_8HeaderMax_12 | 8 | INVALID
932 | 172 | 60157-4P-75HP VLSC | VLSC_60157_4P_75HP | 1634.3829 | 1634.3829 | 3268.7658 | 2 | 1 | 3 | E | VLS_Inline | 6 | 6 | 6 | 10 | BranchMin_6BranchMax_10 | 8 | 8 | 12 | HeaderMin_8HeaderMax_12 | 10
932 | 172 | 60157-4P-75HP VLSC | VLSC_60157_4P_75HP | 1634.3829 | 1634.3829 | 3268.7658 | 2 | 1 | 3 | E | VLS_Inline | 6 | 6 | 6 | 10 | BranchMin_6BranchMax_10 | 8 | 8 | 12 | HeaderMin_8HeaderMax_12 | 12
932 | 172 | 60157-4P-75HP VLSC | VLSC_60157_4P_75HP | 1634.3829 | 1634.3829 | 3268.7658 | 2 | 1 | 3 | E | VLS_Inline | 6 | 6 | 6 | 10 | BranchMin_6BranchMax_10 | 10 | 8 | 12 | HeaderMin_8HeaderMax_12 | 8 | INVALID
932 | 172 | 60157-4P-75HP VLSC | VLSC_60157_4P_75HP | 1634.3829 | 1634.3829 | 3268.7658 | 2 | 1 | 3 | E | VLS_Inline | 6 | 6 | 6 | 10 | BranchMin_6BranchMax_10 | 10 | 8 | 12 | HeaderMin_8HeaderMax_12 | 10 | INVALID
932 | 172 | 60157-4P-75HP VLSC | VLSC_60157_4P_75HP | 1634.3829 | 1634.3829 | 3268.7658 | 2 | 1 | 3 | E | VLS_Inline | 6 | 6 | 6 | 10 | BranchMin_6BranchMax_10 | 10 | 8 | 12 | HeaderMin_8HeaderMax_12 | 12
933 | 173 | 60157-4P-100HP VLSC | VLSC_60157_4P_100HP | 1915.2738 | 1915.2738 | 3830.5476 | 2 | 1 | 3 | E | VLS_Inline | 6 | 6 | 6 | 10 | BranchMin_6BranchMax_10 | 6 | 8 | 14 | HeaderMin_8HeaderMax_14 | 8
933 | 173 | 60157-4P-100HP VLSC | VLSC_60157_4P_100HP | 1915.2738 | 1915.2738 | 3830.5476 | 2 | 1 | 3 | E | VLS_Inline | 6 | 6 | 6 | 10 | BranchMin_6BranchMax_10 | 6 | 8 | 14 | HeaderMin_8HeaderMax_14 | 10
933 | 173 | 60157-4P-100HP VLSC | VLSC_60157_4P_100HP | 1915.2738 | 1915.2738 | 3830.5476 | 2 | 1 | 3 | E | VLS_Inline | 6 | 6 | 6 | 10 | BranchMin_6BranchMax_10 | 6 | 8 | 14 | HeaderMin_8HeaderMax_14 | 12
933 | 173 | 60157-4P-100HP VLSC | VLSC_60157_4P_100HP | 1915.2738 | 1915.2738 | 3830.5476 | 2 | 1 | 3 | E | VLS_Inline | 6 | 6 | 6 | 10 | BranchMin_6BranchMax_10 | 6 | 8 | 14 | HeaderMin_8HeaderMax_14 | 14
933 | 173 | 60157-4P-100HP VLSC | VLSC_60157_4P_100HP | 1915.2738 | 1915.2738 | 3830.5476 | 2 | 1 | 3 | E | VLS_Inline | 6 | 6 | 6 | 10 | BranchMin_6BranchMax_10 | 8 | 8 | 14 | HeaderMin_8HeaderMax_14 | 8 | INVALID
933 | 173 | 60157-4P-100HP VLSC | VLSC_60157_4P_100HP | 1915.2738 | 1915.2738 | 3830.5476 | 2 | 1 | 3 | E | VLS_Inline | 6 | 6 | 6 | 10 | BranchMin_6BranchMax_10 | 8 | 8 | 14 | HeaderMin_8HeaderMax_14 | 10
933 | 173 | 60157-4P-100HP VLSC | VLSC_60157_4P_100HP | 1915.2738 | 1915.2738 | 3830.5476 | 2 | 1 | 3 | E | VLS_Inline | 6 | 6 | 6 | 10 | BranchMin_6BranchMax_10 | 8 | 8 | 14 | HeaderMin_8HeaderMax_14 | 12
933 | 173 | 60157-4P-100HP VLSC | VLSC_60157_4P_100HP | 1915.2738 | 1915.2738 | 3830.5476 | 2 | 1 | 3 | E | VLS_Inline | 6 | 6 | 6 | 10 | BranchMin_6BranchMax_10 | 8 | 8 | 14 | HeaderMin_8HeaderMax_14 | 14
933 | 173 | 60157-4P-100HP VLSC | VLSC_60157_4P_100HP | 1915.2738 | 1915.2738 | 3830.5476 | 2 | 1 | 3 | E | VLS_Inline | 6 | 6 | 6 | 10 | BranchMin_6BranchMax_10 | 10 | 8 | 14 | HeaderMin_8HeaderMax_14 | 8 | INVALID
933 | 173 | 60157-4P-100HP VLSC | VLSC_60157_4P_100HP | 1915.2738 | 1915.2738 | 3830.5476 | 2 | 1 | 3 | E | VLS_Inline | 6 | 6 | 6 | 10 | BranchMin_6BranchMax_10 | 10 | 8 | 14 | HeaderMin_8HeaderMax_14 | 10 | INVALID
933 | 173 | 60157-4P-100HP VLSC | VLSC_60157_4P_100HP | 1915.2738 | 1915.2738 | 3830.5476 | 2 | 1 | 3 | E | VLS_Inline | 6 | 6 | 6 | 10 | BranchMin_6BranchMax_10 | 10 | 8 | 14 | HeaderMin_8HeaderMax_14 | 12
933 | 173 | 60157-4P-100HP VLSC | VLSC_60157_4P_100HP | 1915.2738 | 1915.2738 | 3830.5476 | 2 | 1 | 3 | E | VLS_Inline | 6 | 6 | 6 | 10 | BranchMin_6BranchMax_10 | 10 | 8 | 14 | HeaderMin_8HeaderMax_14 | 14
934 | 174 | 60157-4P-125HP VLSC | VLSC_60157_4P_125HP | 2165.2718 | 2165.2718 | 4330.5437 | 2 | 1 | 3 | E | VLS_Inline | 6 | 6 | 6 | 10 | BranchMin_6BranchMax_10 | 6 | 8 | 16 | HeaderMin_8HeaderMax_16 | 8
934 | 174 | 60157-4P-125HP VLSC | VLSC_60157_4P_125HP | 2165.2718 | 2165.2718 | 4330.5437 | 2 | 1 | 3 | E | VLS_Inline | 6 | 6 | 6 | 10 | BranchMin_6BranchMax_10 | 6 | 8 | 16 | HeaderMin_8HeaderMax_16 | 10
934 | 174 | 60157-4P-125HP VLSC | VLSC_60157_4P_125HP | 2165.2718 | 2165.2718 | 4330.5437 | 2 | 1 | 3 | E | VLS_Inline | 6 | 6 | 6 | 10 | BranchMin_6BranchMax_10 | 6 | 8 | 16 | HeaderMin_8HeaderMax_16 | 12
934 | 174 | 60157-4P-125HP VLSC | VLSC_60157_4P_125HP | 2165.2718 | 2165.2718 | 4330.5437 | 2 | 1 | 3 | E | VLS_Inline | 6 | 6 | 6 | 10 | BranchMin_6BranchMax_10 | 6 | 8 | 16 | HeaderMin_8HeaderMax_16 | 14
934 | 174 | 60157-4P-125HP VLSC | VLSC_60157_4P_125HP | 2165.2718 | 2165.2718 | 4330.5437 | 2 | 1 | 3 | E | VLS_Inline | 6 | 6 | 6 | 10 | BranchMin_6BranchMax_10 | 6 | 8 | 16 | HeaderMin_8HeaderMax_16 | 16
934 | 174 | 60157-4P-125HP VLSC | VLSC_60157_4P_125HP | 2165.2718 | 2165.2718 | 4330.5437 | 2 | 1 | 3 | E | VLS_Inline | 6 | 6 | 6 | 10 | BranchMin_6BranchMax_10 | 8 | 8 | 16 | HeaderMin_8HeaderMax_16 | 8 | INVALID
934 | 174 | 60157-4P-125HP VLSC | VLSC_60157_4P_125HP | 2165.2718 | 2165.2718 | 4330.5437 | 2 | 1 | 3 | E | VLS_Inline | 6 | 6 | 6 | 10 | BranchMin_6BranchMax_10 | 8 | 8 | 16 | HeaderMin_8HeaderMax_16 | 10
934 | 174 | 60157-4P-125HP VLSC | VLSC_60157_4P_125HP | 2165.2718 | 2165.2718 | 4330.5437 | 2 | 1 | 3 | E | VLS_Inline | 6 | 6 | 6 | 10 | BranchMin_6BranchMax_10 | 8 | 8 | 16 | HeaderMin_8HeaderMax_16 | 12
934 | 174 | 60157-4P-125HP VLSC | VLSC_60157_4P_125HP | 2165.2718 | 2165.2718 | 4330.5437 | 2 | 1 | 3 | E | VLS_Inline | 6 | 6 | 6 | 10 | BranchMin_6BranchMax_10 | 8 | 8 | 16 | HeaderMin_8HeaderMax_16 | 14
934 | 174 | 60157-4P-125HP VLSC | VLSC_60157_4P_125HP | 2165.2718 | 2165.2718 | 4330.5437 | 2 | 1 | 3 | E | VLS_Inline | 6 | 6 | 6 | 10 | BranchMin_6BranchMax_10 | 8 | 8 | 16 | HeaderMin_8HeaderMax_16 | 16
934 | 174 | 60157-4P-125HP VLSC | VLSC_60157_4P_125HP | 2165.2718 | 2165.2718 | 4330.5437 | 2 | 1 | 3 | E | VLS_Inline | 6 | 6 | 6 | 10 | BranchMin_6BranchMax_10 | 10 | 8 | 16 | HeaderMin_8HeaderMax_16 | 8 | INVALID
934 | 174 | 60157-4P-125HP VLSC | VLSC_60157_4P_125HP | 2165.2718 | 2165.2718 | 4330.5437 | 2 | 1 | 3 | E | VLS_Inline | 6 | 6 | 6 | 10 | BranchMin_6BranchMax_10 | 10 | 8 | 16 | HeaderMin_8HeaderMax_16 | 10 | INVALID
934 | 174 | 60157-4P-125HP VLSC | VLSC_60157_4P_125HP | 2165.2718 | 2165.2718 | 4330.5437 | 2 | 1 | 3 | E | VLS_Inline | 6 | 6 | 6 | 10 | BranchMin_6BranchMax_10 | 10 | 8 | 16 | HeaderMin_8HeaderMax_16 | 12
934 | 174 | 60157-4P-125HP VLSC | VLSC_60157_4P_125HP | 2165.2718 | 2165.2718 | 4330.5437 | 2 | 1 | 3 | E | VLS_Inline | 6 | 6 | 6 | 10 | BranchMin_6BranchMax_10 | 10 | 8 | 16 | HeaderMin_8HeaderMax_16 | 14
934 | 174 | 60157-4P-125HP VLSC | VLSC_60157_4P_125HP | 2165.2718 | 2165.2718 | 4330.5437 | 2 | 1 | 3 | E | VLS_Inline | 6 | 6 | 6 | 10 | BranchMin_6BranchMax_10 | 10 | 8 | 16 | HeaderMin_8HeaderMax_16 | 16
935 | 175 | 80951-4P-20HP VLSC | VLSC_80951_4P_20HP | 1914.1469 | 1914.1469 | 3828.2938 | 2 | 1 | 3 | E | VLS_Inline | 8 | 8 | 8 | 10 | BranchMin_8BranchMax_10 | 8 | 10 | 14 | HeaderMin_10HeaderMax_14 | 10
935 | 175 | 80951-4P-20HP VLSC | VLSC_80951_4P_20HP | 1914.1469 | 1914.1469 | 3828.2938 | 2 | 1 | 3 | E | VLS_Inline | 8 | 8 | 8 | 10 | BranchMin_8BranchMax_10 | 8 | 10 | 14 | HeaderMin_10HeaderMax_14 | 12
935 | 175 | 80951-4P-20HP VLSC | VLSC_80951_4P_20HP | 1914.1469 | 1914.1469 | 3828.2938 | 2 | 1 | 3 | E | VLS_Inline | 8 | 8 | 8 | 10 | BranchMin_8BranchMax_10 | 8 | 10 | 14 | HeaderMin_10HeaderMax_14 | 14
935 | 175 | 80951-4P-20HP VLSC | VLSC_80951_4P_20HP | 1914.1469 | 1914.1469 | 3828.2938 | 2 | 1 | 3 | E | VLS_Inline | 8 | 8 | 8 | 10 | BranchMin_8BranchMax_10 | 10 | 10 | 14 | HeaderMin_10HeaderMax_14 | 10 | INVALID
935 | 175 | 80951-4P-20HP VLSC | VLSC_80951_4P_20HP | 1914.1469 | 1914.1469 | 3828.2938 | 2 | 1 | 3 | E | VLS_Inline | 8 | 8 | 8 | 10 | BranchMin_8BranchMax_10 | 10 | 10 | 14 | HeaderMin_10HeaderMax_14 | 12
935 | 175 | 80951-4P-20HP VLSC | VLSC_80951_4P_20HP | 1914.1469 | 1914.1469 | 3828.2938 | 2 | 1 | 3 | E | VLS_Inline | 8 | 8 | 8 | 10 | BranchMin_8BranchMax_10 | 10 | 10 | 14 | HeaderMin_10HeaderMax_14 | 14
936 | 176 | 80951-4P-25HP VLSC | VLSC_80951_4P_25HP | 2017.9874 | 2017.9874 | 4035.9748 | 2 | 1 | 3 | E | VLS_Inline | 8 | 8 | 8 | 10 | BranchMin_8BranchMax_10 | 8 | 10 | 14 | HeaderMin_10HeaderMax_14 | 10
936 | 176 | 80951-4P-25HP VLSC | VLSC_80951_4P_25HP | 2017.9874 | 2017.9874 | 4035.9748 | 2 | 1 | 3 | E | VLS_Inline | 8 | 8 | 8 | 10 | BranchMin_8BranchMax_10 | 8 | 10 | 14 | HeaderMin_10HeaderMax_14 | 12
936 | 176 | 80951-4P-25HP VLSC | VLSC_80951_4P_25HP | 2017.9874 | 2017.9874 | 4035.9748 | 2 | 1 | 3 | E | VLS_Inline | 8 | 8 | 8 | 10 | BranchMin_8BranchMax_10 | 8 | 10 | 14 | HeaderMin_10HeaderMax_14 | 14
936 | 176 | 80951-4P-25HP VLSC | VLSC_80951_4P_25HP | 2017.9874 | 2017.9874 | 4035.9748 | 2 | 1 | 3 | E | VLS_Inline | 8 | 8 | 8 | 10 | BranchMin_8BranchMax_10 | 10 | 10 | 14 | HeaderMin_10HeaderMax_14 | 10 | INVALID
936 | 176 | 80951-4P-25HP VLSC | VLSC_80951_4P_25HP | 2017.9874 | 2017.9874 | 4035.9748 | 2 | 1 | 3 | E | VLS_Inline | 8 | 8 | 8 | 10 | BranchMin_8BranchMax_10 | 10 | 10 | 14 | HeaderMin_10HeaderMax_14 | 12
936 | 176 | 80951-4P-25HP VLSC | VLSC_80951_4P_25HP | 2017.9874 | 2017.9874 | 4035.9748 | 2 | 1 | 3 | E | VLS_Inline | 8 | 8 | 8 | 10 | BranchMin_8BranchMax_10 | 10 | 10 | 14 | HeaderMin_10HeaderMax_14 | 14
937 | 177 | 80951-4P-30HP VLSC | VLSC_80951_4P_30HP | 2141.5995 | 2141.5995 | 4283.199 | 2 | 1 | 3 | E | VLS_Inline | 8 | 8 | 8 | 10 | BranchMin_8BranchMax_10 | 8 | 10 | 16 | HeaderMin_10HeaderMax_16 | 10
937 | 177 | 80951-4P-30HP VLSC | VLSC_80951_4P_30HP | 2141.5995 | 2141.5995 | 4283.199 | 2 | 1 | 3 | E | VLS_Inline | 8 | 8 | 8 | 10 | BranchMin_8BranchMax_10 | 8 | 10 | 16 | HeaderMin_10HeaderMax_16 | 12
937 | 177 | 80951-4P-30HP VLSC | VLSC_80951_4P_30HP | 2141.5995 | 2141.5995 | 4283.199 | 2 | 1 | 3 | E | VLS_Inline | 8 | 8 | 8 | 10 | BranchMin_8BranchMax_10 | 8 | 10 | 16 | HeaderMin_10HeaderMax_16 | 14
937 | 177 | 80951-4P-30HP VLSC | VLSC_80951_4P_30HP | 2141.5995 | 2141.5995 | 4283.199 | 2 | 1 | 3 | E | VLS_Inline | 8 | 8 | 8 | 10 | BranchMin_8BranchMax_10 | 8 | 10 | 16 | HeaderMin_10HeaderMax_16 | 16
937 | 177 | 80951-4P-30HP VLSC | VLSC_80951_4P_30HP | 2141.5995 | 2141.5995 | 4283.199 | 2 | 1 | 3 | E | VLS_Inline | 8 | 8 | 8 | 10 | BranchMin_8BranchMax_10 | 10 | 10 | 16 | HeaderMin_10HeaderMax_16 | 10 | INVALID
937 | 177 | 80951-4P-30HP VLSC | VLSC_80951_4P_30HP | 2141.5995 | 2141.5995 | 4283.199 | 2 | 1 | 3 | E | VLS_Inline | 8 | 8 | 8 | 10 | BranchMin_8BranchMax_10 | 10 | 10 | 16 | HeaderMin_10HeaderMax_16 | 12
937 | 177 | 80951-4P-30HP VLSC | VLSC_80951_4P_30HP | 2141.5995 | 2141.5995 | 4283.199 | 2 | 1 | 3 | E | VLS_Inline | 8 | 8 | 8 | 10 | BranchMin_8BranchMax_10 | 10 | 10 | 16 | HeaderMin_10HeaderMax_16 | 14
937 | 177 | 80951-4P-30HP VLSC | VLSC_80951_4P_30HP | 2141.5995 | 2141.5995 | 4283.199 | 2 | 1 | 3 | E | VLS_Inline | 8 | 8 | 8 | 10 | BranchMin_8BranchMax_10 | 10 | 10 | 16 | HeaderMin_10HeaderMax_16 | 16
938 | 178 | 80951-4P-40HP VLSC | VLSC_80951_4P_40HP | 2290.5785 | 2290.5785 | 4581.157 | 2 | 1 | 3 | E | VLS_Inline | 8 | 8 | 8 | 10 | BranchMin_8BranchMax_10 | 8 | 10 | 16 | HeaderMin_10HeaderMax_16 | 10
938 | 178 | 80951-4P-40HP VLSC | VLSC_80951_4P_40HP | 2290.5785 | 2290.5785 | 4581.157 | 2 | 1 | 3 | E | VLS_Inline | 8 | 8 | 8 | 10 | BranchMin_8BranchMax_10 | 8 | 10 | 16 | HeaderMin_10HeaderMax_16 | 12
938 | 178 | 80951-4P-40HP VLSC | VLSC_80951_4P_40HP | 2290.5785 | 2290.5785 | 4581.157 | 2 | 1 | 3 | E | VLS_Inline | 8 | 8 | 8 | 10 | BranchMin_8BranchMax_10 | 8 | 10 | 16 | HeaderMin_10HeaderMax_16 | 14
938 | 178 | 80951-4P-40HP VLSC | VLSC_80951_4P_40HP | 2290.5785 | 2290.5785 | 4581.157 | 2 | 1 | 3 | E | VLS_Inline | 8 | 8 | 8 | 10 | BranchMin_8BranchMax_10 | 8 | 10 | 16 | HeaderMin_10HeaderMax_16 | 16
938 | 178 | 80951-4P-40HP VLSC | VLSC_80951_4P_40HP | 2290.5785 | 2290.5785 | 4581.157 | 2 | 1 | 3 | E | VLS_Inline | 8 | 8 | 8 | 10 | BranchMin_8BranchMax_10 | 10 | 10 | 16 | HeaderMin_10HeaderMax_16 | 10 | INVALID
938 | 178 | 80951-4P-40HP VLSC | VLSC_80951_4P_40HP | 2290.5785 | 2290.5785 | 4581.157 | 2 | 1 | 3 | E | VLS_Inline | 8 | 8 | 8 | 10 | BranchMin_8BranchMax_10 | 10 | 10 | 16 | HeaderMin_10HeaderMax_16 | 12
938 | 178 | 80951-4P-40HP VLSC | VLSC_80951_4P_40HP | 2290.5785 | 2290.5785 | 4581.157 | 2 | 1 | 3 | E | VLS_Inline | 8 | 8 | 8 | 10 | BranchMin_8BranchMax_10 | 10 | 10 | 16 | HeaderMin_10HeaderMax_16 | 14
938 | 178 | 80951-4P-40HP VLSC | VLSC_80951_4P_40HP | 2290.5785 | 2290.5785 | 4581.157 | 2 | 1 | 3 | E | VLS_Inline | 8 | 8 | 8 | 10 | BranchMin_8BranchMax_10 | 10 | 10 | 16 | HeaderMin_10HeaderMax_16 | 16
939 | 179 | 80123-4P-25HP VLSC | VLSC_80123_4P_25HP | 1727.4951 | 1727.4951 | 3454.9903 | 2 | 1 | 3 | E | VLS_Inline | 8 | 8 | 8 | 10 | BranchMin_8BranchMax_10 | 8 | 10 | 12 | HeaderMin_10HeaderMax_12 | 10
939 | 179 | 80123-4P-25HP VLSC | VLSC_80123_4P_25HP | 1727.4951 | 1727.4951 | 3454.9903 | 2 | 1 | 3 | E | VLS_Inline | 8 | 8 | 8 | 10 | BranchMin_8BranchMax_10 | 8 | 10 | 12 | HeaderMin_10HeaderMax_12 | 12
939 | 179 | 80123-4P-25HP VLSC | VLSC_80123_4P_25HP | 1727.4951 | 1727.4951 | 3454.9903 | 2 | 1 | 3 | E | VLS_Inline | 8 | 8 | 8 | 10 | BranchMin_8BranchMax_10 | 10 | 10 | 12 | HeaderMin_10HeaderMax_12 | 10 | INVALID
939 | 179 | 80123-4P-25HP VLSC | VLSC_80123_4P_25HP | 1727.4951 | 1727.4951 | 3454.9903 | 2 | 1 | 3 | E | VLS_Inline | 8 | 8 | 8 | 10 | BranchMin_8BranchMax_10 | 10 | 10 | 12 | HeaderMin_10HeaderMax_12 | 12
940 | 180 | 80123-4P-30HP VLSC | VLSC_80123_4P_30HP | 1826.6982 | 1826.6982 | 3653.3965 | 2 | 1 | 3 | E | VLS_Inline | 8 | 8 | 8 | 10 | BranchMin_8BranchMax_10 | 8 | 10 | 14 | HeaderMin_10HeaderMax_14 | 10
940 | 180 | 80123-4P-30HP VLSC | VLSC_80123_4P_30HP | 1826.6982 | 1826.6982 | 3653.3965 | 2 | 1 | 3 | E | VLS_Inline | 8 | 8 | 8 | 10 | BranchMin_8BranchMax_10 | 8 | 10 | 14 | HeaderMin_10HeaderMax_14 | 12
940 | 180 | 80123-4P-30HP VLSC | VLSC_80123_4P_30HP | 1826.6982 | 1826.6982 | 3653.3965 | 2 | 1 | 3 | E | VLS_Inline | 8 | 8 | 8 | 10 | BranchMin_8BranchMax_10 | 8 | 10 | 14 | HeaderMin_10HeaderMax_14 | 14
940 | 180 | 80123-4P-30HP VLSC | VLSC_80123_4P_30HP | 1826.6982 | 1826.6982 | 3653.3965 | 2 | 1 | 3 | E | VLS_Inline | 8 | 8 | 8 | 10 | BranchMin_8BranchMax_10 | 10 | 10 | 14 | HeaderMin_10HeaderMax_14 | 10 | INVALID
940 | 180 | 80123-4P-30HP VLSC | VLSC_80123_4P_30HP | 1826.6982 | 1826.6982 | 3653.3965 | 2 | 1 | 3 | E | VLS_Inline | 8 | 8 | 8 | 10 | BranchMin_8BranchMax_10 | 10 | 10 | 14 | HeaderMin_10HeaderMax_14 | 12
940 | 180 | 80123-4P-30HP VLSC | VLSC_80123_4P_30HP | 1826.6982 | 1826.6982 | 3653.3965 | 2 | 1 | 3 | E | VLS_Inline | 8 | 8 | 8 | 10 | BranchMin_8BranchMax_10 | 10 | 10 | 14 | HeaderMin_10HeaderMax_14 | 14
941 | 181 | 80123-4P-40HP VLSC | VLSC_80123_4P_40HP | 2003.3556 | 2003.3556 | 4006.7112 | 2 | 1 | 3 | E | VLS_Inline | 8 | 8 | 8 | 10 | BranchMin_8BranchMax_10 | 8 | 10 | 14 | HeaderMin_10HeaderMax_14 | 10
941 | 181 | 80123-4P-40HP VLSC | VLSC_80123_4P_40HP | 2003.3556 | 2003.3556 | 4006.7112 | 2 | 1 | 3 | E | VLS_Inline | 8 | 8 | 8 | 10 | BranchMin_8BranchMax_10 | 8 | 10 | 14 | HeaderMin_10HeaderMax_14 | 12
941 | 181 | 80123-4P-40HP VLSC | VLSC_80123_4P_40HP | 2003.3556 | 2003.3556 | 4006.7112 | 2 | 1 | 3 | E | VLS_Inline | 8 | 8 | 8 | 10 | BranchMin_8BranchMax_10 | 8 | 10 | 14 | HeaderMin_10HeaderMax_14 | 14
941 | 181 | 80123-4P-40HP VLSC | VLSC_80123_4P_40HP | 2003.3556 | 2003.3556 | 4006.7112 | 2 | 1 | 3 | E | VLS_Inline | 8 | 8 | 8 | 10 | BranchMin_8BranchMax_10 | 10 | 10 | 14 | HeaderMin_10HeaderMax_14 | 10 | INVALID
941 | 181 | 80123-4P-40HP VLSC | VLSC_80123_4P_40HP | 2003.3556 | 2003.3556 | 4006.7112 | 2 | 1 | 3 | E | VLS_Inline | 8 | 8 | 8 | 10 | BranchMin_8BranchMax_10 | 10 | 10 | 14 | HeaderMin_10HeaderMax_14 | 12
941 | 181 | 80123-4P-40HP VLSC | VLSC_80123_4P_40HP | 2003.3556 | 2003.3556 | 4006.7112 | 2 | 1 | 3 | E | VLS_Inline | 8 | 8 | 8 | 10 | BranchMin_8BranchMax_10 | 10 | 10 | 14 | HeaderMin_10HeaderMax_14 | 14
942 | 182 | 80123-4P-50HP VLSC | VLSC_80123_4P_50HP | 2187.1986 | 2187.1986 | 4374.3972 | 2 | 1 | 3 | E | VLS_Inline | 8 | 8 | 8 | 10 | BranchMin_8BranchMax_10 | 8 | 10 | 16 | HeaderMin_10HeaderMax_16 | 10
942 | 182 | 80123-4P-50HP VLSC | VLSC_80123_4P_50HP | 2187.1986 | 2187.1986 | 4374.3972 | 2 | 1 | 3 | E | VLS_Inline | 8 | 8 | 8 | 10 | BranchMin_8BranchMax_10 | 8 | 10 | 16 | HeaderMin_10HeaderMax_16 | 12
942 | 182 | 80123-4P-50HP VLSC | VLSC_80123_4P_50HP | 2187.1986 | 2187.1986 | 4374.3972 | 2 | 1 | 3 | E | VLS_Inline | 8 | 8 | 8 | 10 | BranchMin_8BranchMax_10 | 8 | 10 | 16 | HeaderMin_10HeaderMax_16 | 14
942 | 182 | 80123-4P-50HP VLSC | VLSC_80123_4P_50HP | 2187.1986 | 2187.1986 | 4374.3972 | 2 | 1 | 3 | E | VLS_Inline | 8 | 8 | 8 | 10 | BranchMin_8BranchMax_10 | 8 | 10 | 16 | HeaderMin_10HeaderMax_16 | 16
942 | 182 | 80123-4P-50HP VLSC | VLSC_80123_4P_50HP | 2187.1986 | 2187.1986 | 4374.3972 | 2 | 1 | 3 | E | VLS_Inline | 8 | 8 | 8 | 10 | BranchMin_8BranchMax_10 | 10 | 10 | 16 | HeaderMin_10HeaderMax_16 | 10 | INVALID
942 | 182 | 80123-4P-50HP VLSC | VLSC_80123_4P_50HP | 2187.1986 | 2187.1986 | 4374.3972 | 2 | 1 | 3 | E | VLS_Inline | 8 | 8 | 8 | 10 | BranchMin_8BranchMax_10 | 10 | 10 | 16 | HeaderMin_10HeaderMax_16 | 12
942 | 182 | 80123-4P-50HP VLSC | VLSC_80123_4P_50HP | 2187.1986 | 2187.1986 | 4374.3972 | 2 | 1 | 3 | E | VLS_Inline | 8 | 8 | 8 | 10 | BranchMin_8BranchMax_10 | 10 | 10 | 16 | HeaderMin_10HeaderMax_16 | 14
942 | 182 | 80123-4P-50HP VLSC | VLSC_80123_4P_50HP | 2187.1986 | 2187.1986 | 4374.3972 | 2 | 1 | 3 | E | VLS_Inline | 8 | 8 | 8 | 10 | BranchMin_8BranchMax_10 | 10 | 10 | 16 | HeaderMin_10HeaderMax_16 | 16
943 | 183 | 80123-4P-60HP VLSC | VLSC_80123_4P_60HP | 2293.6739 | 2293.6739 | 4587.3477 | 2 | 1 | 3 | E | VLS_Inline | 8 | 8 | 8 | 10 | BranchMin_8BranchMax_10 | 8 | 10 | 16 | HeaderMin_10HeaderMax_16 | 10
943 | 183 | 80123-4P-60HP VLSC | VLSC_80123_4P_60HP | 2293.6739 | 2293.6739 | 4587.3477 | 2 | 1 | 3 | E | VLS_Inline | 8 | 8 | 8 | 10 | BranchMin_8BranchMax_10 | 8 | 10 | 16 | HeaderMin_10HeaderMax_16 | 12
943 | 183 | 80123-4P-60HP VLSC | VLSC_80123_4P_60HP | 2293.6739 | 2293.6739 | 4587.3477 | 2 | 1 | 3 | E | VLS_Inline | 8 | 8 | 8 | 10 | BranchMin_8BranchMax_10 | 8 | 10 | 16 | HeaderMin_10HeaderMax_16 | 14
943 | 183 | 80123-4P-60HP VLSC | VLSC_80123_4P_60HP | 2293.6739 | 2293.6739 | 4587.3477 | 2 | 1 | 3 | E | VLS_Inline | 8 | 8 | 8 | 10 | BranchMin_8BranchMax_10 | 8 | 10 | 16 | HeaderMin_10HeaderMax_16 | 16
943 | 183 | 80123-4P-60HP VLSC | VLSC_80123_4P_60HP | 2293.6739 | 2293.6739 | 4587.3477 | 2 | 1 | 3 | E | VLS_Inline | 8 | 8 | 8 | 10 | BranchMin_8BranchMax_10 | 10 | 10 | 16 | HeaderMin_10HeaderMax_16 | 10 | INVALID
943 | 183 | 80123-4P-60HP VLSC | VLSC_80123_4P_60HP | 2293.6739 | 2293.6739 | 4587.3477 | 2 | 1 | 3 | E | VLS_Inline | 8 | 8 | 8 | 10 | BranchMin_8BranchMax_10 | 10 | 10 | 16 | HeaderMin_10HeaderMax_16 | 12
943 | 183 | 80123-4P-60HP VLSC | VLSC_80123_4P_60HP | 2293.6739 | 2293.6739 | 4587.3477 | 2 | 1 | 3 | E | VLS_Inline | 8 | 8 | 8 | 10 | BranchMin_8BranchMax_10 | 10 | 10 | 16 | HeaderMin_10HeaderMax_16 | 14
943 | 183 | 80123-4P-60HP VLSC | VLSC_80123_4P_60HP | 2293.6739 | 2293.6739 | 4587.3477 | 2 | 1 | 3 | E | VLS_Inline | 8 | 8 | 8 | 10 | BranchMin_8BranchMax_10 | 10 | 10 | 16 | HeaderMin_10HeaderMax_16 | 16
944 | 184 | 80123-4P-75HP VLSC | VLSC_80123_4P_75HP | 2422.2984 | 2422.2984 | 4844.5968 | 2 | 1 | 3 | E | VLS_Inline | 8 | 8 | 8 | 10 | BranchMin_8BranchMax_10 | 8 | 10 | 16 | HeaderMin_10HeaderMax_16 | 10
944 | 184 | 80123-4P-75HP VLSC | VLSC_80123_4P_75HP | 2422.2984 | 2422.2984 | 4844.5968 | 2 | 1 | 3 | E | VLS_Inline | 8 | 8 | 8 | 10 | BranchMin_8BranchMax_10 | 8 | 10 | 16 | HeaderMin_10HeaderMax_16 | 12
944 | 184 | 80123-4P-75HP VLSC | VLSC_80123_4P_75HP | 2422.2984 | 2422.2984 | 4844.5968 | 2 | 1 | 3 | E | VLS_Inline | 8 | 8 | 8 | 10 | BranchMin_8BranchMax_10 | 8 | 10 | 16 | HeaderMin_10HeaderMax_16 | 14
944 | 184 | 80123-4P-75HP VLSC | VLSC_80123_4P_75HP | 2422.2984 | 2422.2984 | 4844.5968 | 2 | 1 | 3 | E | VLS_Inline | 8 | 8 | 8 | 10 | BranchMin_8BranchMax_10 | 8 | 10 | 16 | HeaderMin_10HeaderMax_16 | 16
944 | 184 | 80123-4P-75HP VLSC | VLSC_80123_4P_75HP | 2422.2984 | 2422.2984 | 4844.5968 | 2 | 1 | 3 | E | VLS_Inline | 8 | 8 | 8 | 10 | BranchMin_8BranchMax_10 | 10 | 10 | 16 | HeaderMin_10HeaderMax_16 | 10 | INVALID
944 | 184 | 80123-4P-75HP VLSC | VLSC_80123_4P_75HP | 2422.2984 | 2422.2984 | 4844.5968 | 2 | 1 | 3 | E | VLS_Inline | 8 | 8 | 8 | 10 | BranchMin_8BranchMax_10 | 10 | 10 | 16 | HeaderMin_10HeaderMax_16 | 12
944 | 184 | 80123-4P-75HP VLSC | VLSC_80123_4P_75HP | 2422.2984 | 2422.2984 | 4844.5968 | 2 | 1 | 3 | E | VLS_Inline | 8 | 8 | 8 | 10 | BranchMin_8BranchMax_10 | 10 | 10 | 16 | HeaderMin_10HeaderMax_16 | 14
944 | 184 | 80123-4P-75HP VLSC | VLSC_80123_4P_75HP | 2422.2984 | 2422.2984 | 4844.5968 | 2 | 1 | 3 | E | VLS_Inline | 8 | 8 | 8 | 10 | BranchMin_8BranchMax_10 | 10 | 10 | 16 | HeaderMin_10HeaderMax_16 | 16
945 | 185 | 80123-4P-100HP VLSC | VLSC_80123_4P_100HP | 2547.3614 | 2547.3614 | 5094.7228 | 2 | 1 | 3 | E | VLS_Inline | 8 | 8 | 8 | 12 | BranchMin_8BranchMax_12 | 8 | 10 | 16 | HeaderMin_10HeaderMax_16 | 10
945 | 185 | 80123-4P-100HP VLSC | VLSC_80123_4P_100HP | 2547.3614 | 2547.3614 | 5094.7228 | 2 | 1 | 3 | E | VLS_Inline | 8 | 8 | 8 | 12 | BranchMin_8BranchMax_12 | 8 | 10 | 16 | HeaderMin_10HeaderMax_16 | 12
945 | 185 | 80123-4P-100HP VLSC | VLSC_80123_4P_100HP | 2547.3614 | 2547.3614 | 5094.7228 | 2 | 1 | 3 | E | VLS_Inline | 8 | 8 | 8 | 12 | BranchMin_8BranchMax_12 | 8 | 10 | 16 | HeaderMin_10HeaderMax_16 | 14
945 | 185 | 80123-4P-100HP VLSC | VLSC_80123_4P_100HP | 2547.3614 | 2547.3614 | 5094.7228 | 2 | 1 | 3 | E | VLS_Inline | 8 | 8 | 8 | 12 | BranchMin_8BranchMax_12 | 8 | 10 | 16 | HeaderMin_10HeaderMax_16 | 16
945 | 185 | 80123-4P-100HP VLSC | VLSC_80123_4P_100HP | 2547.3614 | 2547.3614 | 5094.7228 | 2 | 1 | 3 | E | VLS_Inline | 8 | 8 | 8 | 12 | BranchMin_8BranchMax_12 | 10 | 10 | 16 | HeaderMin_10HeaderMax_16 | 10 | INVALID
945 | 185 | 80123-4P-100HP VLSC | VLSC_80123_4P_100HP | 2547.3614 | 2547.3614 | 5094.7228 | 2 | 1 | 3 | E | VLS_Inline | 8 | 8 | 8 | 12 | BranchMin_8BranchMax_12 | 10 | 10 | 16 | HeaderMin_10HeaderMax_16 | 12
945 | 185 | 80123-4P-100HP VLSC | VLSC_80123_4P_100HP | 2547.3614 | 2547.3614 | 5094.7228 | 2 | 1 | 3 | E | VLS_Inline | 8 | 8 | 8 | 12 | BranchMin_8BranchMax_12 | 10 | 10 | 16 | HeaderMin_10HeaderMax_16 | 14
945 | 185 | 80123-4P-100HP VLSC | VLSC_80123_4P_100HP | 2547.3614 | 2547.3614 | 5094.7228 | 2 | 1 | 3 | E | VLS_Inline | 8 | 8 | 8 | 12 | BranchMin_8BranchMax_12 | 10 | 10 | 16 | HeaderMin_10HeaderMax_16 | 16
945 | 185 | 80123-4P-100HP VLSC | VLSC_80123_4P_100HP | 2547.3614 | 2547.3614 | 5094.7228 | 2 | 1 | 3 | E | VLS_Inline | 8 | 8 | 8 | 12 | BranchMin_8BranchMax_12 | 12 | 10 | 16 | HeaderMin_10HeaderMax_16 | 10 | INVALID
945 | 185 | 80123-4P-100HP VLSC | VLSC_80123_4P_100HP | 2547.3614 | 2547.3614 | 5094.7228 | 2 | 1 | 3 | E | VLS_Inline | 8 | 8 | 8 | 12 | BranchMin_8BranchMax_12 | 12 | 10 | 16 | HeaderMin_10HeaderMax_16 | 12 | INVALID
945 | 185 | 80123-4P-100HP VLSC | VLSC_80123_4P_100HP | 2547.3614 | 2547.3614 | 5094.7228 | 2 | 1 | 3 | E | VLS_Inline | 8 | 8 | 8 | 12 | BranchMin_8BranchMax_12 | 12 | 10 | 16 | HeaderMin_10HeaderMax_16 | 14
945 | 185 | 80123-4P-100HP VLSC | VLSC_80123_4P_100HP | 2547.3614 | 2547.3614 | 5094.7228 | 2 | 1 | 3 | E | VLS_Inline | 8 | 8 | 8 | 12 | BranchMin_8BranchMax_12 | 12 | 10 | 16 | HeaderMin_10HeaderMax_16 | 16
946 | 186 | 80157-4P-100HP VLSC | VLSC_80157_4P_100HP | 2953.0528 | 2953.0528 | 5906.1056 | 2 | 1 | 3 | E | VLS_Inline | 8 | 8 | 8 | 12 | BranchMin_8BranchMax_12 | 8 | 10 | 18 | HeaderMin_10HeaderMax_18 | 10
946 | 186 | 80157-4P-100HP VLSC | VLSC_80157_4P_100HP | 2953.0528 | 2953.0528 | 5906.1056 | 2 | 1 | 3 | E | VLS_Inline | 8 | 8 | 8 | 12 | BranchMin_8BranchMax_12 | 8 | 10 | 18 | HeaderMin_10HeaderMax_18 | 12
946 | 186 | 80157-4P-100HP VLSC | VLSC_80157_4P_100HP | 2953.0528 | 2953.0528 | 5906.1056 | 2 | 1 | 3 | E | VLS_Inline | 8 | 8 | 8 | 12 | BranchMin_8BranchMax_12 | 8 | 10 | 18 | HeaderMin_10HeaderMax_18 | 14
946 | 186 | 80157-4P-100HP VLSC | VLSC_80157_4P_100HP | 2953.0528 | 2953.0528 | 5906.1056 | 2 | 1 | 3 | E | VLS_Inline | 8 | 8 | 8 | 12 | BranchMin_8BranchMax_12 | 8 | 10 | 18 | HeaderMin_10HeaderMax_18 | 16
946 | 186 | 80157-4P-100HP VLSC | VLSC_80157_4P_100HP | 2953.0528 | 2953.0528 | 5906.1056 | 2 | 1 | 3 | E | VLS_Inline | 8 | 8 | 8 | 12 | BranchMin_8BranchMax_12 | 8 | 10 | 18 | HeaderMin_10HeaderMax_18 | 18
946 | 186 | 80157-4P-100HP VLSC | VLSC_80157_4P_100HP | 2953.0528 | 2953.0528 | 5906.1056 | 2 | 1 | 3 | E | VLS_Inline | 8 | 8 | 8 | 12 | BranchMin_8BranchMax_12 | 10 | 10 | 18 | HeaderMin_10HeaderMax_18 | 10 | INVALID
946 | 186 | 80157-4P-100HP VLSC | VLSC_80157_4P_100HP | 2953.0528 | 2953.0528 | 5906.1056 | 2 | 1 | 3 | E | VLS_Inline | 8 | 8 | 8 | 12 | BranchMin_8BranchMax_12 | 10 | 10 | 18 | HeaderMin_10HeaderMax_18 | 12
946 | 186 | 80157-4P-100HP VLSC | VLSC_80157_4P_100HP | 2953.0528 | 2953.0528 | 5906.1056 | 2 | 1 | 3 | E | VLS_Inline | 8 | 8 | 8 | 12 | BranchMin_8BranchMax_12 | 10 | 10 | 18 | HeaderMin_10HeaderMax_18 | 14
946 | 186 | 80157-4P-100HP VLSC | VLSC_80157_4P_100HP | 2953.0528 | 2953.0528 | 5906.1056 | 2 | 1 | 3 | E | VLS_Inline | 8 | 8 | 8 | 12 | BranchMin_8BranchMax_12 | 10 | 10 | 18 | HeaderMin_10HeaderMax_18 | 16
946 | 186 | 80157-4P-100HP VLSC | VLSC_80157_4P_100HP | 2953.0528 | 2953.0528 | 5906.1056 | 2 | 1 | 3 | E | VLS_Inline | 8 | 8 | 8 | 12 | BranchMin_8BranchMax_12 | 10 | 10 | 18 | HeaderMin_10HeaderMax_18 | 18
946 | 186 | 80157-4P-100HP VLSC | VLSC_80157_4P_100HP | 2953.0528 | 2953.0528 | 5906.1056 | 2 | 1 | 3 | E | VLS_Inline | 8 | 8 | 8 | 12 | BranchMin_8BranchMax_12 | 12 | 10 | 18 | HeaderMin_10HeaderMax_18 | 10 | INVALID
946 | 186 | 80157-4P-100HP VLSC | VLSC_80157_4P_100HP | 2953.0528 | 2953.0528 | 5906.1056 | 2 | 1 | 3 | E | VLS_Inline | 8 | 8 | 8 | 12 | BranchMin_8BranchMax_12 | 12 | 10 | 18 | HeaderMin_10HeaderMax_18 | 12 | INVALID
946 | 186 | 80157-4P-100HP VLSC | VLSC_80157_4P_100HP | 2953.0528 | 2953.0528 | 5906.1056 | 2 | 1 | 3 | E | VLS_Inline | 8 | 8 | 8 | 12 | BranchMin_8BranchMax_12 | 12 | 10 | 18 | HeaderMin_10HeaderMax_18 | 14
946 | 186 | 80157-4P-100HP VLSC | VLSC_80157_4P_100HP | 2953.0528 | 2953.0528 | 5906.1056 | 2 | 1 | 3 | E | VLS_Inline | 8 | 8 | 8 | 12 | BranchMin_8BranchMax_12 | 12 | 10 | 18 | HeaderMin_10HeaderMax_18 | 16
946 | 186 | 80157-4P-100HP VLSC | VLSC_80157_4P_100HP | 2953.0528 | 2953.0528 | 5906.1056 | 2 | 1 | 3 | E | VLS_Inline | 8 | 8 | 8 | 12 | BranchMin_8BranchMax_12 | 12 | 10 | 18 | HeaderMin_10HeaderMax_18 | 18
947 | 187 | 80157-4P-125HP VLSC | VLSC_80157_4P_125HP | 3220.9607 | 3220.9607 | 6441.9215 | 2 | 1 | 3 | E | VLS_Inline | 8 | 8 | 8 | 12 | BranchMin_8BranchMax_12 | 8 | 10 | 18 | HeaderMin_10HeaderMax_18 | 10
947 | 187 | 80157-4P-125HP VLSC | VLSC_80157_4P_125HP | 3220.9607 | 3220.9607 | 6441.9215 | 2 | 1 | 3 | E | VLS_Inline | 8 | 8 | 8 | 12 | BranchMin_8BranchMax_12 | 8 | 10 | 18 | HeaderMin_10HeaderMax_18 | 12
947 | 187 | 80157-4P-125HP VLSC | VLSC_80157_4P_125HP | 3220.9607 | 3220.9607 | 6441.9215 | 2 | 1 | 3 | E | VLS_Inline | 8 | 8 | 8 | 12 | BranchMin_8BranchMax_12 | 8 | 10 | 18 | HeaderMin_10HeaderMax_18 | 14
947 | 187 | 80157-4P-125HP VLSC | VLSC_80157_4P_125HP | 3220.9607 | 3220.9607 | 6441.9215 | 2 | 1 | 3 | E | VLS_Inline | 8 | 8 | 8 | 12 | BranchMin_8BranchMax_12 | 8 | 10 | 18 | HeaderMin_10HeaderMax_18 | 16
947 | 187 | 80157-4P-125HP VLSC | VLSC_80157_4P_125HP | 3220.9607 | 3220.9607 | 6441.9215 | 2 | 1 | 3 | E | VLS_Inline | 8 | 8 | 8 | 12 | BranchMin_8BranchMax_12 | 8 | 10 | 18 | HeaderMin_10HeaderMax_18 | 18
947 | 187 | 80157-4P-125HP VLSC | VLSC_80157_4P_125HP | 3220.9607 | 3220.9607 | 6441.9215 | 2 | 1 | 3 | E | VLS_Inline | 8 | 8 | 8 | 12 | BranchMin_8BranchMax_12 | 10 | 10 | 18 | HeaderMin_10HeaderMax_18 | 10 | INVALID
947 | 187 | 80157-4P-125HP VLSC | VLSC_80157_4P_125HP | 3220.9607 | 3220.9607 | 6441.9215 | 2 | 1 | 3 | E | VLS_Inline | 8 | 8 | 8 | 12 | BranchMin_8BranchMax_12 | 10 | 10 | 18 | HeaderMin_10HeaderMax_18 | 12
947 | 187 | 80157-4P-125HP VLSC | VLSC_80157_4P_125HP | 3220.9607 | 3220.9607 | 6441.9215 | 2 | 1 | 3 | E | VLS_Inline | 8 | 8 | 8 | 12 | BranchMin_8BranchMax_12 | 10 | 10 | 18 | HeaderMin_10HeaderMax_18 | 14
947 | 187 | 80157-4P-125HP VLSC | VLSC_80157_4P_125HP | 3220.9607 | 3220.9607 | 6441.9215 | 2 | 1 | 3 | E | VLS_Inline | 8 | 8 | 8 | 12 | BranchMin_8BranchMax_12 | 10 | 10 | 18 | HeaderMin_10HeaderMax_18 | 16
947 | 187 | 80157-4P-125HP VLSC | VLSC_80157_4P_125HP | 3220.9607 | 3220.9607 | 6441.9215 | 2 | 1 | 3 | E | VLS_Inline | 8 | 8 | 8 | 12 | BranchMin_8BranchMax_12 | 10 | 10 | 18 | HeaderMin_10HeaderMax_18 | 18
947 | 187 | 80157-4P-125HP VLSC | VLSC_80157_4P_125HP | 3220.9607 | 3220.9607 | 6441.9215 | 2 | 1 | 3 | E | VLS_Inline | 8 | 8 | 8 | 12 | BranchMin_8BranchMax_12 | 12 | 10 | 18 | HeaderMin_10HeaderMax_18 | 10 | INVALID
947 | 187 | 80157-4P-125HP VLSC | VLSC_80157_4P_125HP | 3220.9607 | 3220.9607 | 6441.9215 | 2 | 1 | 3 | E | VLS_Inline | 8 | 8 | 8 | 12 | BranchMin_8BranchMax_12 | 12 | 10 | 18 | HeaderMin_10HeaderMax_18 | 12 | INVALID
947 | 187 | 80157-4P-125HP VLSC | VLSC_80157_4P_125HP | 3220.9607 | 3220.9607 | 6441.9215 | 2 | 1 | 3 | E | VLS_Inline | 8 | 8 | 8 | 12 | BranchMin_8BranchMax_12 | 12 | 10 | 18 | HeaderMin_10HeaderMax_18 | 14
947 | 187 | 80157-4P-125HP VLSC | VLSC_80157_4P_125HP | 3220.9607 | 3220.9607 | 6441.9215 | 2 | 1 | 3 | E | VLS_Inline | 8 | 8 | 8 | 12 | BranchMin_8BranchMax_12 | 12 | 10 | 18 | HeaderMin_10HeaderMax_18 | 16
947 | 187 | 80157-4P-125HP VLSC | VLSC_80157_4P_125HP | 3220.9607 | 3220.9607 | 6441.9215 | 2 | 1 | 3 | E | VLS_Inline | 8 | 8 | 8 | 12 | BranchMin_8BranchMax_12 | 12 | 10 | 18 | HeaderMin_10HeaderMax_18 | 18
948 | 188 | 10123-4P-75HP VLSC | VLSC_10123_4P_75HP | 3579.8797 | 3579.8797 | 7159.7593 | 2 | 1 | 3 | E | VLS_Inline | 10 | 10 | 10 | 14 | BranchMin_10BranchMax_14 | 10 | 12 | 20 | HeaderMin_12HeaderMax_20 | 12
948 | 188 | 10123-4P-75HP VLSC | VLSC_10123_4P_75HP | 3579.8797 | 3579.8797 | 7159.7593 | 2 | 1 | 3 | E | VLS_Inline | 10 | 10 | 10 | 14 | BranchMin_10BranchMax_14 | 10 | 12 | 20 | HeaderMin_12HeaderMax_20 | 14
948 | 188 | 10123-4P-75HP VLSC | VLSC_10123_4P_75HP | 3579.8797 | 3579.8797 | 7159.7593 | 2 | 1 | 3 | E | VLS_Inline | 10 | 10 | 10 | 14 | BranchMin_10BranchMax_14 | 10 | 12 | 20 | HeaderMin_12HeaderMax_20 | 16
948 | 188 | 10123-4P-75HP VLSC | VLSC_10123_4P_75HP | 3579.8797 | 3579.8797 | 7159.7593 | 2 | 1 | 3 | E | VLS_Inline | 10 | 10 | 10 | 14 | BranchMin_10BranchMax_14 | 10 | 12 | 20 | HeaderMin_12HeaderMax_20 | 18
948 | 188 | 10123-4P-75HP VLSC | VLSC_10123_4P_75HP | 3579.8797 | 3579.8797 | 7159.7593 | 2 | 1 | 3 | E | VLS_Inline | 10 | 10 | 10 | 14 | BranchMin_10BranchMax_14 | 10 | 12 | 20 | HeaderMin_12HeaderMax_20 | 20
948 | 188 | 10123-4P-75HP VLSC | VLSC_10123_4P_75HP | 3579.8797 | 3579.8797 | 7159.7593 | 2 | 1 | 3 | E | VLS_Inline | 10 | 10 | 10 | 14 | BranchMin_10BranchMax_14 | 12 | 12 | 20 | HeaderMin_12HeaderMax_20 | 12 | INVALID
948 | 188 | 10123-4P-75HP VLSC | VLSC_10123_4P_75HP | 3579.8797 | 3579.8797 | 7159.7593 | 2 | 1 | 3 | E | VLS_Inline | 10 | 10 | 10 | 14 | BranchMin_10BranchMax_14 | 12 | 12 | 20 | HeaderMin_12HeaderMax_20 | 14
948 | 188 | 10123-4P-75HP VLSC | VLSC_10123_4P_75HP | 3579.8797 | 3579.8797 | 7159.7593 | 2 | 1 | 3 | E | VLS_Inline | 10 | 10 | 10 | 14 | BranchMin_10BranchMax_14 | 12 | 12 | 20 | HeaderMin_12HeaderMax_20 | 16
948 | 188 | 10123-4P-75HP VLSC | VLSC_10123_4P_75HP | 3579.8797 | 3579.8797 | 7159.7593 | 2 | 1 | 3 | E | VLS_Inline | 10 | 10 | 10 | 14 | BranchMin_10BranchMax_14 | 12 | 12 | 20 | HeaderMin_12HeaderMax_20 | 18
948 | 188 | 10123-4P-75HP VLSC | VLSC_10123_4P_75HP | 3579.8797 | 3579.8797 | 7159.7593 | 2 | 1 | 3 | E | VLS_Inline | 10 | 10 | 10 | 14 | BranchMin_10BranchMax_14 | 12 | 12 | 20 | HeaderMin_12HeaderMax_20 | 20
948 | 188 | 10123-4P-75HP VLSC | VLSC_10123_4P_75HP | 3579.8797 | 3579.8797 | 7159.7593 | 2 | 1 | 3 | E | VLS_Inline | 10 | 10 | 10 | 14 | BranchMin_10BranchMax_14 | 14 | 12 | 20 | HeaderMin_12HeaderMax_20 | 12 | INVALID
948 | 188 | 10123-4P-75HP VLSC | VLSC_10123_4P_75HP | 3579.8797 | 3579.8797 | 7159.7593 | 2 | 1 | 3 | E | VLS_Inline | 10 | 10 | 10 | 14 | BranchMin_10BranchMax_14 | 14 | 12 | 20 | HeaderMin_12HeaderMax_20 | 14 | INVALID
948 | 188 | 10123-4P-75HP VLSC | VLSC_10123_4P_75HP | 3579.8797 | 3579.8797 | 7159.7593 | 2 | 1 | 3 | E | VLS_Inline | 10 | 10 | 10 | 14 | BranchMin_10BranchMax_14 | 14 | 12 | 20 | HeaderMin_12HeaderMax_20 | 16
948 | 188 | 10123-4P-75HP VLSC | VLSC_10123_4P_75HP | 3579.8797 | 3579.8797 | 7159.7593 | 2 | 1 | 3 | E | VLS_Inline | 10 | 10 | 10 | 14 | BranchMin_10BranchMax_14 | 14 | 12 | 20 | HeaderMin_12HeaderMax_20 | 18
948 | 188 | 10123-4P-75HP VLSC | VLSC_10123_4P_75HP | 3579.8797 | 3579.8797 | 7159.7593 | 2 | 1 | 3 | E | VLS_Inline | 10 | 10 | 10 | 14 | BranchMin_10BranchMax_14 | 14 | 12 | 20 | HeaderMin_12HeaderMax_20 | 20
949 | 189 | 10123-4P-100HP VLSC | VLSC_10123_4P_100HP | 3926.8748 | 3926.8748 | 7853.7497 | 2 | 1 | 3 | E | VLS_Inline | 10 | 10 | 10 | 14 | BranchMin_10BranchMax_14 | 10 | 12 | 20 | HeaderMin_12HeaderMax_20 | 12
949 | 189 | 10123-4P-100HP VLSC | VLSC_10123_4P_100HP | 3926.8748 | 3926.8748 | 7853.7497 | 2 | 1 | 3 | E | VLS_Inline | 10 | 10 | 10 | 14 | BranchMin_10BranchMax_14 | 10 | 12 | 20 | HeaderMin_12HeaderMax_20 | 14
949 | 189 | 10123-4P-100HP VLSC | VLSC_10123_4P_100HP | 3926.8748 | 3926.8748 | 7853.7497 | 2 | 1 | 3 | E | VLS_Inline | 10 | 10 | 10 | 14 | BranchMin_10BranchMax_14 | 10 | 12 | 20 | HeaderMin_12HeaderMax_20 | 16
949 | 189 | 10123-4P-100HP VLSC | VLSC_10123_4P_100HP | 3926.8748 | 3926.8748 | 7853.7497 | 2 | 1 | 3 | E | VLS_Inline | 10 | 10 | 10 | 14 | BranchMin_10BranchMax_14 | 10 | 12 | 20 | HeaderMin_12HeaderMax_20 | 18
949 | 189 | 10123-4P-100HP VLSC | VLSC_10123_4P_100HP | 3926.8748 | 3926.8748 | 7853.7497 | 2 | 1 | 3 | E | VLS_Inline | 10 | 10 | 10 | 14 | BranchMin_10BranchMax_14 | 10 | 12 | 20 | HeaderMin_12HeaderMax_20 | 20
949 | 189 | 10123-4P-100HP VLSC | VLSC_10123_4P_100HP | 3926.8748 | 3926.8748 | 7853.7497 | 2 | 1 | 3 | E | VLS_Inline | 10 | 10 | 10 | 14 | BranchMin_10BranchMax_14 | 12 | 12 | 20 | HeaderMin_12HeaderMax_20 | 12 | INVALID
949 | 189 | 10123-4P-100HP VLSC | VLSC_10123_4P_100HP | 3926.8748 | 3926.8748 | 7853.7497 | 2 | 1 | 3 | E | VLS_Inline | 10 | 10 | 10 | 14 | BranchMin_10BranchMax_14 | 12 | 12 | 20 | HeaderMin_12HeaderMax_20 | 14
949 | 189 | 10123-4P-100HP VLSC | VLSC_10123_4P_100HP | 3926.8748 | 3926.8748 | 7853.7497 | 2 | 1 | 3 | E | VLS_Inline | 10 | 10 | 10 | 14 | BranchMin_10BranchMax_14 | 12 | 12 | 20 | HeaderMin_12HeaderMax_20 | 16
949 | 189 | 10123-4P-100HP VLSC | VLSC_10123_4P_100HP | 3926.8748 | 3926.8748 | 7853.7497 | 2 | 1 | 3 | E | VLS_Inline | 10 | 10 | 10 | 14 | BranchMin_10BranchMax_14 | 12 | 12 | 20 | HeaderMin_12HeaderMax_20 | 18
949 | 189 | 10123-4P-100HP VLSC | VLSC_10123_4P_100HP | 3926.8748 | 3926.8748 | 7853.7497 | 2 | 1 | 3 | E | VLS_Inline | 10 | 10 | 10 | 14 | BranchMin_10BranchMax_14 | 12 | 12 | 20 | HeaderMin_12HeaderMax_20 | 20
949 | 189 | 10123-4P-100HP VLSC | VLSC_10123_4P_100HP | 3926.8748 | 3926.8748 | 7853.7497 | 2 | 1 | 3 | E | VLS_Inline | 10 | 10 | 10 | 14 | BranchMin_10BranchMax_14 | 14 | 12 | 20 | HeaderMin_12HeaderMax_20 | 12 | INVALID
949 | 189 | 10123-4P-100HP VLSC | VLSC_10123_4P_100HP | 3926.8748 | 3926.8748 | 7853.7497 | 2 | 1 | 3 | E | VLS_Inline | 10 | 10 | 10 | 14 | BranchMin_10BranchMax_14 | 14 | 12 | 20 | HeaderMin_12HeaderMax_20 | 14 | INVALID
949 | 189 | 10123-4P-100HP VLSC | VLSC_10123_4P_100HP | 3926.8748 | 3926.8748 | 7853.7497 | 2 | 1 | 3 | E | VLS_Inline | 10 | 10 | 10 | 14 | BranchMin_10BranchMax_14 | 14 | 12 | 20 | HeaderMin_12HeaderMax_20 | 16
949 | 189 | 10123-4P-100HP VLSC | VLSC_10123_4P_100HP | 3926.8748 | 3926.8748 | 7853.7497 | 2 | 1 | 3 | E | VLS_Inline | 10 | 10 | 10 | 14 | BranchMin_10BranchMax_14 | 14 | 12 | 20 | HeaderMin_12HeaderMax_20 | 18
949 | 189 | 10123-4P-100HP VLSC | VLSC_10123_4P_100HP | 3926.8748 | 3926.8748 | 7853.7497 | 2 | 1 | 3 | E | VLS_Inline | 10 | 10 | 10 | 14 | BranchMin_10BranchMax_14 | 14 | 12 | 20 | HeaderMin_12HeaderMax_20 | 20
950 | 190 | 10123-4P-125HP VLSC | VLSC_10123_4P_125HP | 4128.2784 | 4128.2784 | 8256.5567 | 2 | 1 | 3 | E | VLS_Inline | 10 | 10 | 10 | 14 | BranchMin_10BranchMax_14 | 10 | 12 | 20 | HeaderMin_12HeaderMax_20 | 12
950 | 190 | 10123-4P-125HP VLSC | VLSC_10123_4P_125HP | 4128.2784 | 4128.2784 | 8256.5567 | 2 | 1 | 3 | E | VLS_Inline | 10 | 10 | 10 | 14 | BranchMin_10BranchMax_14 | 10 | 12 | 20 | HeaderMin_12HeaderMax_20 | 14
950 | 190 | 10123-4P-125HP VLSC | VLSC_10123_4P_125HP | 4128.2784 | 4128.2784 | 8256.5567 | 2 | 1 | 3 | E | VLS_Inline | 10 | 10 | 10 | 14 | BranchMin_10BranchMax_14 | 10 | 12 | 20 | HeaderMin_12HeaderMax_20 | 16
950 | 190 | 10123-4P-125HP VLSC | VLSC_10123_4P_125HP | 4128.2784 | 4128.2784 | 8256.5567 | 2 | 1 | 3 | E | VLS_Inline | 10 | 10 | 10 | 14 | BranchMin_10BranchMax_14 | 10 | 12 | 20 | HeaderMin_12HeaderMax_20 | 18
950 | 190 | 10123-4P-125HP VLSC | VLSC_10123_4P_125HP | 4128.2784 | 4128.2784 | 8256.5567 | 2 | 1 | 3 | E | VLS_Inline | 10 | 10 | 10 | 14 | BranchMin_10BranchMax_14 | 10 | 12 | 20 | HeaderMin_12HeaderMax_20 | 20
950 | 190 | 10123-4P-125HP VLSC | VLSC_10123_4P_125HP | 4128.2784 | 4128.2784 | 8256.5567 | 2 | 1 | 3 | E | VLS_Inline | 10 | 10 | 10 | 14 | BranchMin_10BranchMax_14 | 12 | 12 | 20 | HeaderMin_12HeaderMax_20 | 12 | INVALID
950 | 190 | 10123-4P-125HP VLSC | VLSC_10123_4P_125HP | 4128.2784 | 4128.2784 | 8256.5567 | 2 | 1 | 3 | E | VLS_Inline | 10 | 10 | 10 | 14 | BranchMin_10BranchMax_14 | 12 | 12 | 20 | HeaderMin_12HeaderMax_20 | 14
950 | 190 | 10123-4P-125HP VLSC | VLSC_10123_4P_125HP | 4128.2784 | 4128.2784 | 8256.5567 | 2 | 1 | 3 | E | VLS_Inline | 10 | 10 | 10 | 14 | BranchMin_10BranchMax_14 | 12 | 12 | 20 | HeaderMin_12HeaderMax_20 | 16
950 | 190 | 10123-4P-125HP VLSC | VLSC_10123_4P_125HP | 4128.2784 | 4128.2784 | 8256.5567 | 2 | 1 | 3 | E | VLS_Inline | 10 | 10 | 10 | 14 | BranchMin_10BranchMax_14 | 12 | 12 | 20 | HeaderMin_12HeaderMax_20 | 18
950 | 190 | 10123-4P-125HP VLSC | VLSC_10123_4P_125HP | 4128.2784 | 4128.2784 | 8256.5567 | 2 | 1 | 3 | E | VLS_Inline | 10 | 10 | 10 | 14 | BranchMin_10BranchMax_14 | 12 | 12 | 20 | HeaderMin_12HeaderMax_20 | 20
950 | 190 | 10123-4P-125HP VLSC | VLSC_10123_4P_125HP | 4128.2784 | 4128.2784 | 8256.5567 | 2 | 1 | 3 | E | VLS_Inline | 10 | 10 | 10 | 14 | BranchMin_10BranchMax_14 | 14 | 12 | 20 | HeaderMin_12HeaderMax_20 | 12 | INVALID
950 | 190 | 10123-4P-125HP VLSC | VLSC_10123_4P_125HP | 4128.2784 | 4128.2784 | 8256.5567 | 2 | 1 | 3 | E | VLS_Inline | 10 | 10 | 10 | 14 | BranchMin_10BranchMax_14 | 14 | 12 | 20 | HeaderMin_12HeaderMax_20 | 14 | INVALID
950 | 190 | 10123-4P-125HP VLSC | VLSC_10123_4P_125HP | 4128.2784 | 4128.2784 | 8256.5567 | 2 | 1 | 3 | E | VLS_Inline | 10 | 10 | 10 | 14 | BranchMin_10BranchMax_14 | 14 | 12 | 20 | HeaderMin_12HeaderMax_20 | 16
950 | 190 | 10123-4P-125HP VLSC | VLSC_10123_4P_125HP | 4128.2784 | 4128.2784 | 8256.5567 | 2 | 1 | 3 | E | VLS_Inline | 10 | 10 | 10 | 14 | BranchMin_10BranchMax_14 | 14 | 12 | 20 | HeaderMin_12HeaderMax_20 | 18
950 | 190 | 10123-4P-125HP VLSC | VLSC_10123_4P_125HP | 4128.2784 | 4128.2784 | 8256.5567 | 2 | 1 | 3 | E | VLS_Inline | 10 | 10 | 10 | 14 | BranchMin_10BranchMax_14 | 14 | 12 | 20 | HeaderMin_12HeaderMax_20 | 20
951 | 1 | 12707-2P-5HP VLSC | VLSC_12707_2P_5HP | 120.9035 | 120.9035 | 362.7105 | 3 | 1 | 4 | F | VLS_Inline | 1.25 | 1.25 | 2 | 2.5 | BranchMin_2BranchMax_2.5 | 2 | 2.5 | 4 | HeaderMin_2.5HeaderMax_4 | 2.5
951 | 1 | 12707-2P-5HP VLSC | VLSC_12707_2P_5HP | 120.9035 | 120.9035 | 362.7105 | 3 | 1 | 4 | F | VLS_Inline | 1.25 | 1.25 | 2 | 2.5 | BranchMin_2BranchMax_2.5 | 2 | 2.5 | 4 | HeaderMin_2.5HeaderMax_4 | 3
951 | 1 | 12707-2P-5HP VLSC | VLSC_12707_2P_5HP | 120.9035 | 120.9035 | 362.7105 | 3 | 1 | 4 | F | VLS_Inline | 1.25 | 1.25 | 2 | 2.5 | BranchMin_2BranchMax_2.5 | 2 | 2.5 | 4 | HeaderMin_2.5HeaderMax_4 | 4
951 | 1 | 12707-2P-5HP VLSC | VLSC_12707_2P_5HP | 120.9035 | 120.9035 | 362.7105 | 3 | 1 | 4 | F | VLS_Inline | 1.25 | 1.25 | 2 | 2.5 | BranchMin_2BranchMax_2.5 | 2.5 | 2.5 | 4 | HeaderMin_2.5HeaderMax_4 | 2.5 | INVALID
951 | 1 | 12707-2P-5HP VLSC | VLSC_12707_2P_5HP | 120.9035 | 120.9035 | 362.7105 | 3 | 1 | 4 | F | VLS_Inline | 1.25 | 1.25 | 2 | 2.5 | BranchMin_2BranchMax_2.5 | 2.5 | 2.5 | 4 | HeaderMin_2.5HeaderMax_4 | 3
951 | 1 | 12707-2P-5HP VLSC | VLSC_12707_2P_5HP | 120.9035 | 120.9035 | 362.7105 | 3 | 1 | 4 | F | VLS_Inline | 1.25 | 1.25 | 2 | 2.5 | BranchMin_2BranchMax_2.5 | 2.5 | 2.5 | 4 | HeaderMin_2.5HeaderMax_4 | 4
952 | 2 | 12707-2P-7.5HP VLSC | VLSC_12707_2P_7.5HP | 134.1949 | 134.1949 | 402.5848 | 3 | 1 | 4 | F | VLS_Inline | 1.25 | 1.25 | 2 | 3 | BranchMin_2BranchMax_3 | 2 | 2.5 | 5 | HeaderMin_2.5HeaderMax_5 | 2.5
952 | 2 | 12707-2P-7.5HP VLSC | VLSC_12707_2P_7.5HP | 134.1949 | 134.1949 | 402.5848 | 3 | 1 | 4 | F | VLS_Inline | 1.25 | 1.25 | 2 | 3 | BranchMin_2BranchMax_3 | 2 | 2.5 | 5 | HeaderMin_2.5HeaderMax_5 | 3
952 | 2 | 12707-2P-7.5HP VLSC | VLSC_12707_2P_7.5HP | 134.1949 | 134.1949 | 402.5848 | 3 | 1 | 4 | F | VLS_Inline | 1.25 | 1.25 | 2 | 3 | BranchMin_2BranchMax_3 | 2 | 2.5 | 5 | HeaderMin_2.5HeaderMax_5 | 4
952 | 2 | 12707-2P-7.5HP VLSC | VLSC_12707_2P_7.5HP | 134.1949 | 134.1949 | 402.5848 | 3 | 1 | 4 | F | VLS_Inline | 1.25 | 1.25 | 2 | 3 | BranchMin_2BranchMax_3 | 2 | 2.5 | 5 | HeaderMin_2.5HeaderMax_5 | 5
952 | 2 | 12707-2P-7.5HP VLSC | VLSC_12707_2P_7.5HP | 134.1949 | 134.1949 | 402.5848 | 3 | 1 | 4 | F | VLS_Inline | 1.25 | 1.25 | 2 | 3 | BranchMin_2BranchMax_3 | 2.5 | 2.5 | 5 | HeaderMin_2.5HeaderMax_5 | 2.5 | INVALID
952 | 2 | 12707-2P-7.5HP VLSC | VLSC_12707_2P_7.5HP | 134.1949 | 134.1949 | 402.5848 | 3 | 1 | 4 | F | VLS_Inline | 1.25 | 1.25 | 2 | 3 | BranchMin_2BranchMax_3 | 2.5 | 2.5 | 5 | HeaderMin_2.5HeaderMax_5 | 3
952 | 2 | 12707-2P-7.5HP VLSC | VLSC_12707_2P_7.5HP | 134.1949 | 134.1949 | 402.5848 | 3 | 1 | 4 | F | VLS_Inline | 1.25 | 1.25 | 2 | 3 | BranchMin_2BranchMax_3 | 2.5 | 2.5 | 5 | HeaderMin_2.5HeaderMax_5 | 4
952 | 2 | 12707-2P-7.5HP VLSC | VLSC_12707_2P_7.5HP | 134.1949 | 134.1949 | 402.5848 | 3 | 1 | 4 | F | VLS_Inline | 1.25 | 1.25 | 2 | 3 | BranchMin_2BranchMax_3 | 2.5 | 2.5 | 5 | HeaderMin_2.5HeaderMax_5 | 5
952 | 2 | 12707-2P-7.5HP VLSC | VLSC_12707_2P_7.5HP | 134.1949 | 134.1949 | 402.5848 | 3 | 1 | 4 | F | VLS_Inline | 1.25 | 1.25 | 2 | 3 | BranchMin_2BranchMax_3 | 3 | 2.5 | 5 | HeaderMin_2.5HeaderMax_5 | 2.5 | INVALID
952 | 2 | 12707-2P-7.5HP VLSC | VLSC_12707_2P_7.5HP | 134.1949 | 134.1949 | 402.5848 | 3 | 1 | 4 | F | VLS_Inline | 1.25 | 1.25 | 2 | 3 | BranchMin_2BranchMax_3 | 3 | 2.5 | 5 | HeaderMin_2.5HeaderMax_5 | 3 | INVALID
952 | 2 | 12707-2P-7.5HP VLSC | VLSC_12707_2P_7.5HP | 134.1949 | 134.1949 | 402.5848 | 3 | 1 | 4 | F | VLS_Inline | 1.25 | 1.25 | 2 | 3 | BranchMin_2BranchMax_3 | 3 | 2.5 | 5 | HeaderMin_2.5HeaderMax_5 | 4
952 | 2 | 12707-2P-7.5HP VLSC | VLSC_12707_2P_7.5HP | 134.1949 | 134.1949 | 402.5848 | 3 | 1 | 4 | F | VLS_Inline | 1.25 | 1.25 | 2 | 3 | BranchMin_2BranchMax_3 | 3 | 2.5 | 5 | HeaderMin_2.5HeaderMax_5 | 5
953 | 3 | 12707-2P-10HP VLSC | VLSC_12707_2P_10HP | 146.7341 | 146.7341 | 440.2024 | 3 | 1 | 4 | F | VLS_Inline | 1.25 | 1.25 | 2 | 3 | BranchMin_2BranchMax_3 | 2 | 2.5 | 5 | HeaderMin_2.5HeaderMax_5 | 2.5
953 | 3 | 12707-2P-10HP VLSC | VLSC_12707_2P_10HP | 146.7341 | 146.7341 | 440.2024 | 3 | 1 | 4 | F | VLS_Inline | 1.25 | 1.25 | 2 | 3 | BranchMin_2BranchMax_3 | 2 | 2.5 | 5 | HeaderMin_2.5HeaderMax_5 | 3
953 | 3 | 12707-2P-10HP VLSC | VLSC_12707_2P_10HP | 146.7341 | 146.7341 | 440.2024 | 3 | 1 | 4 | F | VLS_Inline | 1.25 | 1.25 | 2 | 3 | BranchMin_2BranchMax_3 | 2 | 2.5 | 5 | HeaderMin_2.5HeaderMax_5 | 4
953 | 3 | 12707-2P-10HP VLSC | VLSC_12707_2P_10HP | 146.7341 | 146.7341 | 440.2024 | 3 | 1 | 4 | F | VLS_Inline | 1.25 | 1.25 | 2 | 3 | BranchMin_2BranchMax_3 | 2 | 2.5 | 5 | HeaderMin_2.5HeaderMax_5 | 5
953 | 3 | 12707-2P-10HP VLSC | VLSC_12707_2P_10HP | 146.7341 | 146.7341 | 440.2024 | 3 | 1 | 4 | F | VLS_Inline | 1.25 | 1.25 | 2 | 3 | BranchMin_2BranchMax_3 | 2.5 | 2.5 | 5 | HeaderMin_2.5HeaderMax_5 | 2.5 | INVALID
953 | 3 | 12707-2P-10HP VLSC | VLSC_12707_2P_10HP | 146.7341 | 146.7341 | 440.2024 | 3 | 1 | 4 | F | VLS_Inline | 1.25 | 1.25 | 2 | 3 | BranchMin_2BranchMax_3 | 2.5 | 2.5 | 5 | HeaderMin_2.5HeaderMax_5 | 3
953 | 3 | 12707-2P-10HP VLSC | VLSC_12707_2P_10HP | 146.7341 | 146.7341 | 440.2024 | 3 | 1 | 4 | F | VLS_Inline | 1.25 | 1.25 | 2 | 3 | BranchMin_2BranchMax_3 | 2.5 | 2.5 | 5 | HeaderMin_2.5HeaderMax_5 | 4
953 | 3 | 12707-2P-10HP VLSC | VLSC_12707_2P_10HP | 146.7341 | 146.7341 | 440.2024 | 3 | 1 | 4 | F | VLS_Inline | 1.25 | 1.25 | 2 | 3 | BranchMin_2BranchMax_3 | 2.5 | 2.5 | 5 | HeaderMin_2.5HeaderMax_5 | 5
953 | 3 | 12707-2P-10HP VLSC | VLSC_12707_2P_10HP | 146.7341 | 146.7341 | 440.2024 | 3 | 1 | 4 | F | VLS_Inline | 1.25 | 1.25 | 2 | 3 | BranchMin_2BranchMax_3 | 3 | 2.5 | 5 | HeaderMin_2.5HeaderMax_5 | 2.5 | INVALID
953 | 3 | 12707-2P-10HP VLSC | VLSC_12707_2P_10HP | 146.7341 | 146.7341 | 440.2024 | 3 | 1 | 4 | F | VLS_Inline | 1.25 | 1.25 | 2 | 3 | BranchMin_2BranchMax_3 | 3 | 2.5 | 5 | HeaderMin_2.5HeaderMax_5 | 3 | INVALID
953 | 3 | 12707-2P-10HP VLSC | VLSC_12707_2P_10HP | 146.7341 | 146.7341 | 440.2024 | 3 | 1 | 4 | F | VLS_Inline | 1.25 | 1.25 | 2 | 3 | BranchMin_2BranchMax_3 | 3 | 2.5 | 5 | HeaderMin_2.5HeaderMax_5 | 4
953 | 3 | 12707-2P-10HP VLSC | VLSC_12707_2P_10HP | 146.7341 | 146.7341 | 440.2024 | 3 | 1 | 4 | F | VLS_Inline | 1.25 | 1.25 | 2 | 3 | BranchMin_2BranchMax_3 | 3 | 2.5 | 5 | HeaderMin_2.5HeaderMax_5 | 5
954 | 4 | 12707-2P-15HP VLSC | VLSC_12707_2P_15HP | 154 | 154 | 462 | 3 | 1 | 4 | F | VLS_Inline | 1.25 | 1.25 | 2 | 3 | BranchMin_2BranchMax_3 | 2 | 2.5 | 5 | HeaderMin_2.5HeaderMax_5 | 2.5
954 | 4 | 12707-2P-15HP VLSC | VLSC_12707_2P_15HP | 154 | 154 | 462 | 3 | 1 | 4 | F | VLS_Inline | 1.25 | 1.25 | 2 | 3 | BranchMin_2BranchMax_3 | 2 | 2.5 | 5 | HeaderMin_2.5HeaderMax_5 | 3
954 | 4 | 12707-2P-15HP VLSC | VLSC_12707_2P_15HP | 154 | 154 | 462 | 3 | 1 | 4 | F | VLS_Inline | 1.25 | 1.25 | 2 | 3 | BranchMin_2BranchMax_3 | 2 | 2.5 | 5 | HeaderMin_2.5HeaderMax_5 | 4
954 | 4 | 12707-2P-15HP VLSC | VLSC_12707_2P_15HP | 154 | 154 | 462 | 3 | 1 | 4 | F | VLS_Inline | 1.25 | 1.25 | 2 | 3 | BranchMin_2BranchMax_3 | 2 | 2.5 | 5 | HeaderMin_2.5HeaderMax_5 | 5
954 | 4 | 12707-2P-15HP VLSC | VLSC_12707_2P_15HP | 154 | 154 | 462 | 3 | 1 | 4 | F | VLS_Inline | 1.25 | 1.25 | 2 | 3 | BranchMin_2BranchMax_3 | 2.5 | 2.5 | 5 | HeaderMin_2.5HeaderMax_5 | 2.5 | INVALID
954 | 4 | 12707-2P-15HP VLSC | VLSC_12707_2P_15HP | 154 | 154 | 462 | 3 | 1 | 4 | F | VLS_Inline | 1.25 | 1.25 | 2 | 3 | BranchMin_2BranchMax_3 | 2.5 | 2.5 | 5 | HeaderMin_2.5HeaderMax_5 | 3
954 | 4 | 12707-2P-15HP VLSC | VLSC_12707_2P_15HP | 154 | 154 | 462 | 3 | 1 | 4 | F | VLS_Inline | 1.25 | 1.25 | 2 | 3 | BranchMin_2BranchMax_3 | 2.5 | 2.5 | 5 | HeaderMin_2.5HeaderMax_5 | 4
954 | 4 | 12707-2P-15HP VLSC | VLSC_12707_2P_15HP | 154 | 154 | 462 | 3 | 1 | 4 | F | VLS_Inline | 1.25 | 1.25 | 2 | 3 | BranchMin_2BranchMax_3 | 2.5 | 2.5 | 5 | HeaderMin_2.5HeaderMax_5 | 5
954 | 4 | 12707-2P-15HP VLSC | VLSC_12707_2P_15HP | 154 | 154 | 462 | 3 | 1 | 4 | F | VLS_Inline | 1.25 | 1.25 | 2 | 3 | BranchMin_2BranchMax_3 | 3 | 2.5 | 5 | HeaderMin_2.5HeaderMax_5 | 2.5 | INVALID
954 | 4 | 12707-2P-15HP VLSC | VLSC_12707_2P_15HP | 154 | 154 | 462 | 3 | 1 | 4 | F | VLS_Inline | 1.25 | 1.25 | 2 | 3 | BranchMin_2BranchMax_3 | 3 | 2.5 | 5 | HeaderMin_2.5HeaderMax_5 | 3 | INVALID
954 | 4 | 12707-2P-15HP VLSC | VLSC_12707_2P_15HP | 154 | 154 | 462 | 3 | 1 | 4 | F | VLS_Inline | 1.25 | 1.25 | 2 | 3 | BranchMin_2BranchMax_3 | 3 | 2.5 | 5 | HeaderMin_2.5HeaderMax_5 | 4
954 | 4 | 12707-2P-15HP VLSC | VLSC_12707_2P_15HP | 154 | 154 | 462 | 3 | 1 | 4 | F | VLS_Inline | 1.25 | 1.25 | 2 | 3 | BranchMin_2BranchMax_3 | 3 | 2.5 | 5 | HeaderMin_2.5HeaderMax_5 | 5
955 | 5 | 12707-4P-3HP VLSC | VLSC_12707_4P_3HP | 79 | 79 | 237 | 3 | 1 | 4 | F | VLS_Inline | 1.25 | 1.25 | 2 | 2 | BranchMin_2BranchMax_2 | 2 | 2.5 | 4 | HeaderMin_2.5HeaderMax_4 | 2.5
955 | 5 | 12707-4P-3HP VLSC | VLSC_12707_4P_3HP | 79 | 79 | 237 | 3 | 1 | 4 | F | VLS_Inline | 1.25 | 1.25 | 2 | 2 | BranchMin_2BranchMax_2 | 2 | 2.5 | 4 | HeaderMin_2.5HeaderMax_4 | 3
955 | 5 | 12707-4P-3HP VLSC | VLSC_12707_4P_3HP | 79 | 79 | 237 | 3 | 1 | 4 | F | VLS_Inline | 1.25 | 1.25 | 2 | 2 | BranchMin_2BranchMax_2 | 2 | 2.5 | 4 | HeaderMin_2.5HeaderMax_4 | 4
956 | 6 | 15709-2P-7.5HP VLSC | VLSC_15709_2P_7.5HP | 169.9715 | 169.9715 | 509.9146 | 3 | 1 | 4 | F | VLS_Inline | 1.5 | 1.5 | 2 | 3 | BranchMin_2BranchMax_3 | 2 | 2.5 | 5 | HeaderMin_2.5HeaderMax_5 | 2.5
956 | 6 | 15709-2P-7.5HP VLSC | VLSC_15709_2P_7.5HP | 169.9715 | 169.9715 | 509.9146 | 3 | 1 | 4 | F | VLS_Inline | 1.5 | 1.5 | 2 | 3 | BranchMin_2BranchMax_3 | 2 | 2.5 | 5 | HeaderMin_2.5HeaderMax_5 | 3
956 | 6 | 15709-2P-7.5HP VLSC | VLSC_15709_2P_7.5HP | 169.9715 | 169.9715 | 509.9146 | 3 | 1 | 4 | F | VLS_Inline | 1.5 | 1.5 | 2 | 3 | BranchMin_2BranchMax_3 | 2 | 2.5 | 5 | HeaderMin_2.5HeaderMax_5 | 4
956 | 6 | 15709-2P-7.5HP VLSC | VLSC_15709_2P_7.5HP | 169.9715 | 169.9715 | 509.9146 | 3 | 1 | 4 | F | VLS_Inline | 1.5 | 1.5 | 2 | 3 | BranchMin_2BranchMax_3 | 2 | 2.5 | 5 | HeaderMin_2.5HeaderMax_5 | 5
956 | 6 | 15709-2P-7.5HP VLSC | VLSC_15709_2P_7.5HP | 169.9715 | 169.9715 | 509.9146 | 3 | 1 | 4 | F | VLS_Inline | 1.5 | 1.5 | 2 | 3 | BranchMin_2BranchMax_3 | 2.5 | 2.5 | 5 | HeaderMin_2.5HeaderMax_5 | 2.5 | INVALID
956 | 6 | 15709-2P-7.5HP VLSC | VLSC_15709_2P_7.5HP | 169.9715 | 169.9715 | 509.9146 | 3 | 1 | 4 | F | VLS_Inline | 1.5 | 1.5 | 2 | 3 | BranchMin_2BranchMax_3 | 2.5 | 2.5 | 5 | HeaderMin_2.5HeaderMax_5 | 3
956 | 6 | 15709-2P-7.5HP VLSC | VLSC_15709_2P_7.5HP | 169.9715 | 169.9715 | 509.9146 | 3 | 1 | 4 | F | VLS_Inline | 1.5 | 1.5 | 2 | 3 | BranchMin_2BranchMax_3 | 2.5 | 2.5 | 5 | HeaderMin_2.5HeaderMax_5 | 4
956 | 6 | 15709-2P-7.5HP VLSC | VLSC_15709_2P_7.5HP | 169.9715 | 169.9715 | 509.9146 | 3 | 1 | 4 | F | VLS_Inline | 1.5 | 1.5 | 2 | 3 | BranchMin_2BranchMax_3 | 2.5 | 2.5 | 5 | HeaderMin_2.5HeaderMax_5 | 5
956 | 6 | 15709-2P-7.5HP VLSC | VLSC_15709_2P_7.5HP | 169.9715 | 169.9715 | 509.9146 | 3 | 1 | 4 | F | VLS_Inline | 1.5 | 1.5 | 2 | 3 | BranchMin_2BranchMax_3 | 3 | 2.5 | 5 | HeaderMin_2.5HeaderMax_5 | 2.5 | INVALID
956 | 6 | 15709-2P-7.5HP VLSC | VLSC_15709_2P_7.5HP | 169.9715 | 169.9715 | 509.9146 | 3 | 1 | 4 | F | VLS_Inline | 1.5 | 1.5 | 2 | 3 | BranchMin_2BranchMax_3 | 3 | 2.5 | 5 | HeaderMin_2.5HeaderMax_5 | 3 | INVALID
956 | 6 | 15709-2P-7.5HP VLSC | VLSC_15709_2P_7.5HP | 169.9715 | 169.9715 | 509.9146 | 3 | 1 | 4 | F | VLS_Inline | 1.5 | 1.5 | 2 | 3 | BranchMin_2BranchMax_3 | 3 | 2.5 | 5 | HeaderMin_2.5HeaderMax_5 | 4
956 | 6 | 15709-2P-7.5HP VLSC | VLSC_15709_2P_7.5HP | 169.9715 | 169.9715 | 509.9146 | 3 | 1 | 4 | F | VLS_Inline | 1.5 | 1.5 | 2 | 3 | BranchMin_2BranchMax_3 | 3 | 2.5 | 5 | HeaderMin_2.5HeaderMax_5 | 5
957 | 7 | 15709-2P-10HP VLSC | VLSC_15709_2P_10HP | 191.939 | 191.939 | 575.8169 | 3 | 1 | 4 | F | VLS_Inline | 1.5 | 1.5 | 2 | 3 | BranchMin_2BranchMax_3 | 2 | 2.5 | 5 | HeaderMin_2.5HeaderMax_5 | 2.5
957 | 7 | 15709-2P-10HP VLSC | VLSC_15709_2P_10HP | 191.939 | 191.939 | 575.8169 | 3 | 1 | 4 | F | VLS_Inline | 1.5 | 1.5 | 2 | 3 | BranchMin_2BranchMax_3 | 2 | 2.5 | 5 | HeaderMin_2.5HeaderMax_5 | 3
957 | 7 | 15709-2P-10HP VLSC | VLSC_15709_2P_10HP | 191.939 | 191.939 | 575.8169 | 3 | 1 | 4 | F | VLS_Inline | 1.5 | 1.5 | 2 | 3 | BranchMin_2BranchMax_3 | 2 | 2.5 | 5 | HeaderMin_2.5HeaderMax_5 | 4
957 | 7 | 15709-2P-10HP VLSC | VLSC_15709_2P_10HP | 191.939 | 191.939 | 575.8169 | 3 | 1 | 4 | F | VLS_Inline | 1.5 | 1.5 | 2 | 3 | BranchMin_2BranchMax_3 | 2 | 2.5 | 5 | HeaderMin_2.5HeaderMax_5 | 5
957 | 7 | 15709-2P-10HP VLSC | VLSC_15709_2P_10HP | 191.939 | 191.939 | 575.8169 | 3 | 1 | 4 | F | VLS_Inline | 1.5 | 1.5 | 2 | 3 | BranchMin_2BranchMax_3 | 2.5 | 2.5 | 5 | HeaderMin_2.5HeaderMax_5 | 2.5 | INVALID
957 | 7 | 15709-2P-10HP VLSC | VLSC_15709_2P_10HP | 191.939 | 191.939 | 575.8169 | 3 | 1 | 4 | F | VLS_Inline | 1.5 | 1.5 | 2 | 3 | BranchMin_2BranchMax_3 | 2.5 | 2.5 | 5 | HeaderMin_2.5HeaderMax_5 | 3
957 | 7 | 15709-2P-10HP VLSC | VLSC_15709_2P_10HP | 191.939 | 191.939 | 575.8169 | 3 | 1 | 4 | F | VLS_Inline | 1.5 | 1.5 | 2 | 3 | BranchMin_2BranchMax_3 | 2.5 | 2.5 | 5 | HeaderMin_2.5HeaderMax_5 | 4
957 | 7 | 15709-2P-10HP VLSC | VLSC_15709_2P_10HP | 191.939 | 191.939 | 575.8169 | 3 | 1 | 4 | F | VLS_Inline | 1.5 | 1.5 | 2 | 3 | BranchMin_2BranchMax_3 | 2.5 | 2.5 | 5 | HeaderMin_2.5HeaderMax_5 | 5
957 | 7 | 15709-2P-10HP VLSC | VLSC_15709_2P_10HP | 191.939 | 191.939 | 575.8169 | 3 | 1 | 4 | F | VLS_Inline | 1.5 | 1.5 | 2 | 3 | BranchMin_2BranchMax_3 | 3 | 2.5 | 5 | HeaderMin_2.5HeaderMax_5 | 2.5 | INVALID
957 | 7 | 15709-2P-10HP VLSC | VLSC_15709_2P_10HP | 191.939 | 191.939 | 575.8169 | 3 | 1 | 4 | F | VLS_Inline | 1.5 | 1.5 | 2 | 3 | BranchMin_2BranchMax_3 | 3 | 2.5 | 5 | HeaderMin_2.5HeaderMax_5 | 3 | INVALID
957 | 7 | 15709-2P-10HP VLSC | VLSC_15709_2P_10HP | 191.939 | 191.939 | 575.8169 | 3 | 1 | 4 | F | VLS_Inline | 1.5 | 1.5 | 2 | 3 | BranchMin_2BranchMax_3 | 3 | 2.5 | 5 | HeaderMin_2.5HeaderMax_5 | 4
957 | 7 | 15709-2P-10HP VLSC | VLSC_15709_2P_10HP | 191.939 | 191.939 | 575.8169 | 3 | 1 | 4 | F | VLS_Inline | 1.5 | 1.5 | 2 | 3 | BranchMin_2BranchMax_3 | 3 | 2.5 | 5 | HeaderMin_2.5HeaderMax_5 | 5
958 | 8 | 15709-2P-15HP VLSC | VLSC_15709_2P_15HP | 226.3257 | 226.3257 | 678.977 | 3 | 1 | 4 | F | VLS_Inline | 1.5 | 1.5 | 2 | 4 | BranchMin_2BranchMax_4 | 2 | 2.5 | 6 | HeaderMin_2.5HeaderMax_6 | 2.5
958 | 8 | 15709-2P-15HP VLSC | VLSC_15709_2P_15HP | 226.3257 | 226.3257 | 678.977 | 3 | 1 | 4 | F | VLS_Inline | 1.5 | 1.5 | 2 | 4 | BranchMin_2BranchMax_4 | 2 | 2.5 | 6 | HeaderMin_2.5HeaderMax_6 | 3
958 | 8 | 15709-2P-15HP VLSC | VLSC_15709_2P_15HP | 226.3257 | 226.3257 | 678.977 | 3 | 1 | 4 | F | VLS_Inline | 1.5 | 1.5 | 2 | 4 | BranchMin_2BranchMax_4 | 2 | 2.5 | 6 | HeaderMin_2.5HeaderMax_6 | 4
958 | 8 | 15709-2P-15HP VLSC | VLSC_15709_2P_15HP | 226.3257 | 226.3257 | 678.977 | 3 | 1 | 4 | F | VLS_Inline | 1.5 | 1.5 | 2 | 4 | BranchMin_2BranchMax_4 | 2 | 2.5 | 6 | HeaderMin_2.5HeaderMax_6 | 5
958 | 8 | 15709-2P-15HP VLSC | VLSC_15709_2P_15HP | 226.3257 | 226.3257 | 678.977 | 3 | 1 | 4 | F | VLS_Inline | 1.5 | 1.5 | 2 | 4 | BranchMin_2BranchMax_4 | 2 | 2.5 | 6 | HeaderMin_2.5HeaderMax_6 | 6
958 | 8 | 15709-2P-15HP VLSC | VLSC_15709_2P_15HP | 226.3257 | 226.3257 | 678.977 | 3 | 1 | 4 | F | VLS_Inline | 1.5 | 1.5 | 2 | 4 | BranchMin_2BranchMax_4 | 2.5 | 2.5 | 6 | HeaderMin_2.5HeaderMax_6 | 2.5 | INVALID
958 | 8 | 15709-2P-15HP VLSC | VLSC_15709_2P_15HP | 226.3257 | 226.3257 | 678.977 | 3 | 1 | 4 | F | VLS_Inline | 1.5 | 1.5 | 2 | 4 | BranchMin_2BranchMax_4 | 2.5 | 2.5 | 6 | HeaderMin_2.5HeaderMax_6 | 3
958 | 8 | 15709-2P-15HP VLSC | VLSC_15709_2P_15HP | 226.3257 | 226.3257 | 678.977 | 3 | 1 | 4 | F | VLS_Inline | 1.5 | 1.5 | 2 | 4 | BranchMin_2BranchMax_4 | 2.5 | 2.5 | 6 | HeaderMin_2.5HeaderMax_6 | 4
958 | 8 | 15709-2P-15HP VLSC | VLSC_15709_2P_15HP | 226.3257 | 226.3257 | 678.977 | 3 | 1 | 4 | F | VLS_Inline | 1.5 | 1.5 | 2 | 4 | BranchMin_2BranchMax_4 | 2.5 | 2.5 | 6 | HeaderMin_2.5HeaderMax_6 | 5
958 | 8 | 15709-2P-15HP VLSC | VLSC_15709_2P_15HP | 226.3257 | 226.3257 | 678.977 | 3 | 1 | 4 | F | VLS_Inline | 1.5 | 1.5 | 2 | 4 | BranchMin_2BranchMax_4 | 2.5 | 2.5 | 6 | HeaderMin_2.5HeaderMax_6 | 6
958 | 8 | 15709-2P-15HP VLSC | VLSC_15709_2P_15HP | 226.3257 | 226.3257 | 678.977 | 3 | 1 | 4 | F | VLS_Inline | 1.5 | 1.5 | 2 | 4 | BranchMin_2BranchMax_4 | 3 | 2.5 | 6 | HeaderMin_2.5HeaderMax_6 | 2.5 | INVALID
958 | 8 | 15709-2P-15HP VLSC | VLSC_15709_2P_15HP | 226.3257 | 226.3257 | 678.977 | 3 | 1 | 4 | F | VLS_Inline | 1.5 | 1.5 | 2 | 4 | BranchMin_2BranchMax_4 | 3 | 2.5 | 6 | HeaderMin_2.5HeaderMax_6 | 3 | INVALID
958 | 8 | 15709-2P-15HP VLSC | VLSC_15709_2P_15HP | 226.3257 | 226.3257 | 678.977 | 3 | 1 | 4 | F | VLS_Inline | 1.5 | 1.5 | 2 | 4 | BranchMin_2BranchMax_4 | 3 | 2.5 | 6 | HeaderMin_2.5HeaderMax_6 | 4
958 | 8 | 15709-2P-15HP VLSC | VLSC_15709_2P_15HP | 226.3257 | 226.3257 | 678.977 | 3 | 1 | 4 | F | VLS_Inline | 1.5 | 1.5 | 2 | 4 | BranchMin_2BranchMax_4 | 3 | 2.5 | 6 | HeaderMin_2.5HeaderMax_6 | 5
958 | 8 | 15709-2P-15HP VLSC | VLSC_15709_2P_15HP | 226.3257 | 226.3257 | 678.977 | 3 | 1 | 4 | F | VLS_Inline | 1.5 | 1.5 | 2 | 4 | BranchMin_2BranchMax_4 | 3 | 2.5 | 6 | HeaderMin_2.5HeaderMax_6 | 6
958 | 8 | 15709-2P-15HP VLSC | VLSC_15709_2P_15HP | 226.3257 | 226.3257 | 678.977 | 3 | 1 | 4 | F | VLS_Inline | 1.5 | 1.5 | 2 | 4 | BranchMin_2BranchMax_4 | 4 | 2.5 | 6 | HeaderMin_2.5HeaderMax_6 | 2.5 | INVALID
958 | 8 | 15709-2P-15HP VLSC | VLSC_15709_2P_15HP | 226.3257 | 226.3257 | 678.977 | 3 | 1 | 4 | F | VLS_Inline | 1.5 | 1.5 | 2 | 4 | BranchMin_2BranchMax_4 | 4 | 2.5 | 6 | HeaderMin_2.5HeaderMax_6 | 3 | INVALID
958 | 8 | 15709-2P-15HP VLSC | VLSC_15709_2P_15HP | 226.3257 | 226.3257 | 678.977 | 3 | 1 | 4 | F | VLS_Inline | 1.5 | 1.5 | 2 | 4 | BranchMin_2BranchMax_4 | 4 | 2.5 | 6 | HeaderMin_2.5HeaderMax_6 | 4 | INVALID
958 | 8 | 15709-2P-15HP VLSC | VLSC_15709_2P_15HP | 226.3257 | 226.3257 | 678.977 | 3 | 1 | 4 | F | VLS_Inline | 1.5 | 1.5 | 2 | 4 | BranchMin_2BranchMax_4 | 4 | 2.5 | 6 | HeaderMin_2.5HeaderMax_6 | 5
958 | 8 | 15709-2P-15HP VLSC | VLSC_15709_2P_15HP | 226.3257 | 226.3257 | 678.977 | 3 | 1 | 4 | F | VLS_Inline | 1.5 | 1.5 | 2 | 4 | BranchMin_2BranchMax_4 | 4 | 2.5 | 6 | HeaderMin_2.5HeaderMax_6 | 6
959 | 9 | 15709-4P-3HP VLSC | VLSC_15709_4P_3HP | 124.0691 | 124.0691 | 372.2073 | 3 | 1 | 4 | F | VLS_Inline | 1.5 | 1.5 | 2 | 2.5 | BranchMin_2BranchMax_2.5 | 2 | 2.5 | 4 | HeaderMin_2.5HeaderMax_4 | 2.5
959 | 9 | 15709-4P-3HP VLSC | VLSC_15709_4P_3HP | 124.0691 | 124.0691 | 372.2073 | 3 | 1 | 4 | F | VLS_Inline | 1.5 | 1.5 | 2 | 2.5 | BranchMin_2BranchMax_2.5 | 2 | 2.5 | 4 | HeaderMin_2.5HeaderMax_4 | 3
959 | 9 | 15709-4P-3HP VLSC | VLSC_15709_4P_3HP | 124.0691 | 124.0691 | 372.2073 | 3 | 1 | 4 | F | VLS_Inline | 1.5 | 1.5 | 2 | 2.5 | BranchMin_2BranchMax_2.5 | 2 | 2.5 | 4 | HeaderMin_2.5HeaderMax_4 | 4
959 | 9 | 15709-4P-3HP VLSC | VLSC_15709_4P_3HP | 124.0691 | 124.0691 | 372.2073 | 3 | 1 | 4 | F | VLS_Inline | 1.5 | 1.5 | 2 | 2.5 | BranchMin_2BranchMax_2.5 | 2.5 | 2.5 | 4 | HeaderMin_2.5HeaderMax_4 | 2.5 | INVALID
959 | 9 | 15709-4P-3HP VLSC | VLSC_15709_4P_3HP | 124.0691 | 124.0691 | 372.2073 | 3 | 1 | 4 | F | VLS_Inline | 1.5 | 1.5 | 2 | 2.5 | BranchMin_2BranchMax_2.5 | 2.5 | 2.5 | 4 | HeaderMin_2.5HeaderMax_4 | 3
959 | 9 | 15709-4P-3HP VLSC | VLSC_15709_4P_3HP | 124.0691 | 124.0691 | 372.2073 | 3 | 1 | 4 | F | VLS_Inline | 1.5 | 1.5 | 2 | 2.5 | BranchMin_2BranchMax_2.5 | 2.5 | 2.5 | 4 | HeaderMin_2.5HeaderMax_4 | 4
960 | 10 | 20705-2P-7.5HP VLSC | VLSC_20705_2P_7.5HP | 190.191 | 190.191 | 570.5729 | 3 | 1 | 4 | F | VLS_Inline | 2 | 2 | 2 | 3 | BranchMin_2BranchMax_3 | 2 | 2.5 | 5 | HeaderMin_2.5HeaderMax_5 | 2.5
960 | 10 | 20705-2P-7.5HP VLSC | VLSC_20705_2P_7.5HP | 190.191 | 190.191 | 570.5729 | 3 | 1 | 4 | F | VLS_Inline | 2 | 2 | 2 | 3 | BranchMin_2BranchMax_3 | 2 | 2.5 | 5 | HeaderMin_2.5HeaderMax_5 | 3
960 | 10 | 20705-2P-7.5HP VLSC | VLSC_20705_2P_7.5HP | 190.191 | 190.191 | 570.5729 | 3 | 1 | 4 | F | VLS_Inline | 2 | 2 | 2 | 3 | BranchMin_2BranchMax_3 | 2 | 2.5 | 5 | HeaderMin_2.5HeaderMax_5 | 4
960 | 10 | 20705-2P-7.5HP VLSC | VLSC_20705_2P_7.5HP | 190.191 | 190.191 | 570.5729 | 3 | 1 | 4 | F | VLS_Inline | 2 | 2 | 2 | 3 | BranchMin_2BranchMax_3 | 2 | 2.5 | 5 | HeaderMin_2.5HeaderMax_5 | 5
960 | 10 | 20705-2P-7.5HP VLSC | VLSC_20705_2P_7.5HP | 190.191 | 190.191 | 570.5729 | 3 | 1 | 4 | F | VLS_Inline | 2 | 2 | 2 | 3 | BranchMin_2BranchMax_3 | 2.5 | 2.5 | 5 | HeaderMin_2.5HeaderMax_5 | 2.5 | INVALID
960 | 10 | 20705-2P-7.5HP VLSC | VLSC_20705_2P_7.5HP | 190.191 | 190.191 | 570.5729 | 3 | 1 | 4 | F | VLS_Inline | 2 | 2 | 2 | 3 | BranchMin_2BranchMax_3 | 2.5 | 2.5 | 5 | HeaderMin_2.5HeaderMax_5 | 3
960 | 10 | 20705-2P-7.5HP VLSC | VLSC_20705_2P_7.5HP | 190.191 | 190.191 | 570.5729 | 3 | 1 | 4 | F | VLS_Inline | 2 | 2 | 2 | 3 | BranchMin_2BranchMax_3 | 2.5 | 2.5 | 5 | HeaderMin_2.5HeaderMax_5 | 4
960 | 10 | 20705-2P-7.5HP VLSC | VLSC_20705_2P_7.5HP | 190.191 | 190.191 | 570.5729 | 3 | 1 | 4 | F | VLS_Inline | 2 | 2 | 2 | 3 | BranchMin_2BranchMax_3 | 2.5 | 2.5 | 5 | HeaderMin_2.5HeaderMax_5 | 5
960 | 10 | 20705-2P-7.5HP VLSC | VLSC_20705_2P_7.5HP | 190.191 | 190.191 | 570.5729 | 3 | 1 | 4 | F | VLS_Inline | 2 | 2 | 2 | 3 | BranchMin_2BranchMax_3 | 3 | 2.5 | 5 | HeaderMin_2.5HeaderMax_5 | 2.5 | INVALID
960 | 10 | 20705-2P-7.5HP VLSC | VLSC_20705_2P_7.5HP | 190.191 | 190.191 | 570.5729 | 3 | 1 | 4 | F | VLS_Inline | 2 | 2 | 2 | 3 | BranchMin_2BranchMax_3 | 3 | 2.5 | 5 | HeaderMin_2.5HeaderMax_5 | 3 | INVALID
960 | 10 | 20705-2P-7.5HP VLSC | VLSC_20705_2P_7.5HP | 190.191 | 190.191 | 570.5729 | 3 | 1 | 4 | F | VLS_Inline | 2 | 2 | 2 | 3 | BranchMin_2BranchMax_3 | 3 | 2.5 | 5 | HeaderMin_2.5HeaderMax_5 | 4
960 | 10 | 20705-2P-7.5HP VLSC | VLSC_20705_2P_7.5HP | 190.191 | 190.191 | 570.5729 | 3 | 1 | 4 | F | VLS_Inline | 2 | 2 | 2 | 3 | BranchMin_2BranchMax_3 | 3 | 2.5 | 5 | HeaderMin_2.5HeaderMax_5 | 5
961 | 11 | 20705-2P-10HP VLSC | VLSC_20705_2P_10HP | 214.0515 | 214.0515 | 642.1546 | 3 | 1 | 4 | F | VLS_Inline | 2 | 2 | 2 | 3 | BranchMin_2BranchMax_3 | 2 | 2.5 | 5 | HeaderMin_2.5HeaderMax_5 | 2.5
961 | 11 | 20705-2P-10HP VLSC | VLSC_20705_2P_10HP | 214.0515 | 214.0515 | 642.1546 | 3 | 1 | 4 | F | VLS_Inline | 2 | 2 | 2 | 3 | BranchMin_2BranchMax_3 | 2 | 2.5 | 5 | HeaderMin_2.5HeaderMax_5 | 3
961 | 11 | 20705-2P-10HP VLSC | VLSC_20705_2P_10HP | 214.0515 | 214.0515 | 642.1546 | 3 | 1 | 4 | F | VLS_Inline | 2 | 2 | 2 | 3 | BranchMin_2BranchMax_3 | 2 | 2.5 | 5 | HeaderMin_2.5HeaderMax_5 | 4
961 | 11 | 20705-2P-10HP VLSC | VLSC_20705_2P_10HP | 214.0515 | 214.0515 | 642.1546 | 3 | 1 | 4 | F | VLS_Inline | 2 | 2 | 2 | 3 | BranchMin_2BranchMax_3 | 2 | 2.5 | 5 | HeaderMin_2.5HeaderMax_5 | 5
961 | 11 | 20705-2P-10HP VLSC | VLSC_20705_2P_10HP | 214.0515 | 214.0515 | 642.1546 | 3 | 1 | 4 | F | VLS_Inline | 2 | 2 | 2 | 3 | BranchMin_2BranchMax_3 | 2.5 | 2.5 | 5 | HeaderMin_2.5HeaderMax_5 | 2.5 | INVALID
961 | 11 | 20705-2P-10HP VLSC | VLSC_20705_2P_10HP | 214.0515 | 214.0515 | 642.1546 | 3 | 1 | 4 | F | VLS_Inline | 2 | 2 | 2 | 3 | BranchMin_2BranchMax_3 | 2.5 | 2.5 | 5 | HeaderMin_2.5HeaderMax_5 | 3
961 | 11 | 20705-2P-10HP VLSC | VLSC_20705_2P_10HP | 214.0515 | 214.0515 | 642.1546 | 3 | 1 | 4 | F | VLS_Inline | 2 | 2 | 2 | 3 | BranchMin_2BranchMax_3 | 2.5 | 2.5 | 5 | HeaderMin_2.5HeaderMax_5 | 4
961 | 11 | 20705-2P-10HP VLSC | VLSC_20705_2P_10HP | 214.0515 | 214.0515 | 642.1546 | 3 | 1 | 4 | F | VLS_Inline | 2 | 2 | 2 | 3 | BranchMin_2BranchMax_3 | 2.5 | 2.5 | 5 | HeaderMin_2.5HeaderMax_5 | 5
961 | 11 | 20705-2P-10HP VLSC | VLSC_20705_2P_10HP | 214.0515 | 214.0515 | 642.1546 | 3 | 1 | 4 | F | VLS_Inline | 2 | 2 | 2 | 3 | BranchMin_2BranchMax_3 | 3 | 2.5 | 5 | HeaderMin_2.5HeaderMax_5 | 2.5 | INVALID
961 | 11 | 20705-2P-10HP VLSC | VLSC_20705_2P_10HP | 214.0515 | 214.0515 | 642.1546 | 3 | 1 | 4 | F | VLS_Inline | 2 | 2 | 2 | 3 | BranchMin_2BranchMax_3 | 3 | 2.5 | 5 | HeaderMin_2.5HeaderMax_5 | 3 | INVALID
961 | 11 | 20705-2P-10HP VLSC | VLSC_20705_2P_10HP | 214.0515 | 214.0515 | 642.1546 | 3 | 1 | 4 | F | VLS_Inline | 2 | 2 | 2 | 3 | BranchMin_2BranchMax_3 | 3 | 2.5 | 5 | HeaderMin_2.5HeaderMax_5 | 4
961 | 11 | 20705-2P-10HP VLSC | VLSC_20705_2P_10HP | 214.0515 | 214.0515 | 642.1546 | 3 | 1 | 4 | F | VLS_Inline | 2 | 2 | 2 | 3 | BranchMin_2BranchMax_3 | 3 | 2.5 | 5 | HeaderMin_2.5HeaderMax_5 | 5
962 | 12 | 20705-2P-15HP VLSC | VLSC_20705_2P_15HP | 249.8523 | 249.8523 | 749.5569 | 3 | 1 | 4 | F | VLS_Inline | 2 | 2 | 2 | 4 | BranchMin_2BranchMax_4 | 2 | 2.5 | 6 | HeaderMin_2.5HeaderMax_6 | 2.5
962 | 12 | 20705-2P-15HP VLSC | VLSC_20705_2P_15HP | 249.8523 | 249.8523 | 749.5569 | 3 | 1 | 4 | F | VLS_Inline | 2 | 2 | 2 | 4 | BranchMin_2BranchMax_4 | 2 | 2.5 | 6 | HeaderMin_2.5HeaderMax_6 | 3
962 | 12 | 20705-2P-15HP VLSC | VLSC_20705_2P_15HP | 249.8523 | 249.8523 | 749.5569 | 3 | 1 | 4 | F | VLS_Inline | 2 | 2 | 2 | 4 | BranchMin_2BranchMax_4 | 2 | 2.5 | 6 | HeaderMin_2.5HeaderMax_6 | 4
962 | 12 | 20705-2P-15HP VLSC | VLSC_20705_2P_15HP | 249.8523 | 249.8523 | 749.5569 | 3 | 1 | 4 | F | VLS_Inline | 2 | 2 | 2 | 4 | BranchMin_2BranchMax_4 | 2 | 2.5 | 6 | HeaderMin_2.5HeaderMax_6 | 5
962 | 12 | 20705-2P-15HP VLSC | VLSC_20705_2P_15HP | 249.8523 | 249.8523 | 749.5569 | 3 | 1 | 4 | F | VLS_Inline | 2 | 2 | 2 | 4 | BranchMin_2BranchMax_4 | 2 | 2.5 | 6 | HeaderMin_2.5HeaderMax_6 | 6
962 | 12 | 20705-2P-15HP VLSC | VLSC_20705_2P_15HP | 249.8523 | 249.8523 | 749.5569 | 3 | 1 | 4 | F | VLS_Inline | 2 | 2 | 2 | 4 | BranchMin_2BranchMax_4 | 2.5 | 2.5 | 6 | HeaderMin_2.5HeaderMax_6 | 2.5 | INVALID
962 | 12 | 20705-2P-15HP VLSC | VLSC_20705_2P_15HP | 249.8523 | 249.8523 | 749.5569 | 3 | 1 | 4 | F | VLS_Inline | 2 | 2 | 2 | 4 | BranchMin_2BranchMax_4 | 2.5 | 2.5 | 6 | HeaderMin_2.5HeaderMax_6 | 3
962 | 12 | 20705-2P-15HP VLSC | VLSC_20705_2P_15HP | 249.8523 | 249.8523 | 749.5569 | 3 | 1 | 4 | F | VLS_Inline | 2 | 2 | 2 | 4 | BranchMin_2BranchMax_4 | 2.5 | 2.5 | 6 | HeaderMin_2.5HeaderMax_6 | 4
962 | 12 | 20705-2P-15HP VLSC | VLSC_20705_2P_15HP | 249.8523 | 249.8523 | 749.5569 | 3 | 1 | 4 | F | VLS_Inline | 2 | 2 | 2 | 4 | BranchMin_2BranchMax_4 | 2.5 | 2.5 | 6 | HeaderMin_2.5HeaderMax_6 | 5
962 | 12 | 20705-2P-15HP VLSC | VLSC_20705_2P_15HP | 249.8523 | 249.8523 | 749.5569 | 3 | 1 | 4 | F | VLS_Inline | 2 | 2 | 2 | 4 | BranchMin_2BranchMax_4 | 2.5 | 2.5 | 6 | HeaderMin_2.5HeaderMax_6 | 6
962 | 12 | 20705-2P-15HP VLSC | VLSC_20705_2P_15HP | 249.8523 | 249.8523 | 749.5569 | 3 | 1 | 4 | F | VLS_Inline | 2 | 2 | 2 | 4 | BranchMin_2BranchMax_4 | 3 | 2.5 | 6 | HeaderMin_2.5HeaderMax_6 | 2.5 | INVALID
962 | 12 | 20705-2P-15HP VLSC | VLSC_20705_2P_15HP | 249.8523 | 249.8523 | 749.5569 | 3 | 1 | 4 | F | VLS_Inline | 2 | 2 | 2 | 4 | BranchMin_2BranchMax_4 | 3 | 2.5 | 6 | HeaderMin_2.5HeaderMax_6 | 3 | INVALID
962 | 12 | 20705-2P-15HP VLSC | VLSC_20705_2P_15HP | 249.8523 | 249.8523 | 749.5569 | 3 | 1 | 4 | F | VLS_Inline | 2 | 2 | 2 | 4 | BranchMin_2BranchMax_4 | 3 | 2.5 | 6 | HeaderMin_2.5HeaderMax_6 | 4
962 | 12 | 20705-2P-15HP VLSC | VLSC_20705_2P_15HP | 249.8523 | 249.8523 | 749.5569 | 3 | 1 | 4 | F | VLS_Inline | 2 | 2 | 2 | 4 | BranchMin_2BranchMax_4 | 3 | 2.5 | 6 | HeaderMin_2.5HeaderMax_6 | 5
962 | 12 | 20705-2P-15HP VLSC | VLSC_20705_2P_15HP | 249.8523 | 249.8523 | 749.5569 | 3 | 1 | 4 | F | VLS_Inline | 2 | 2 | 2 | 4 | BranchMin_2BranchMax_4 | 3 | 2.5 | 6 | HeaderMin_2.5HeaderMax_6 | 6
962 | 12 | 20705-2P-15HP VLSC | VLSC_20705_2P_15HP | 249.8523 | 249.8523 | 749.5569 | 3 | 1 | 4 | F | VLS_Inline | 2 | 2 | 2 | 4 | BranchMin_2BranchMax_4 | 4 | 2.5 | 6 | HeaderMin_2.5HeaderMax_6 | 2.5 | INVALID
962 | 12 | 20705-2P-15HP VLSC | VLSC_20705_2P_15HP | 249.8523 | 249.8523 | 749.5569 | 3 | 1 | 4 | F | VLS_Inline | 2 | 2 | 2 | 4 | BranchMin_2BranchMax_4 | 4 | 2.5 | 6 | HeaderMin_2.5HeaderMax_6 | 3 | INVALID
962 | 12 | 20705-2P-15HP VLSC | VLSC_20705_2P_15HP | 249.8523 | 249.8523 | 749.5569 | 3 | 1 | 4 | F | VLS_Inline | 2 | 2 | 2 | 4 | BranchMin_2BranchMax_4 | 4 | 2.5 | 6 | HeaderMin_2.5HeaderMax_6 | 4 | INVALID
962 | 12 | 20705-2P-15HP VLSC | VLSC_20705_2P_15HP | 249.8523 | 249.8523 | 749.5569 | 3 | 1 | 4 | F | VLS_Inline | 2 | 2 | 2 | 4 | BranchMin_2BranchMax_4 | 4 | 2.5 | 6 | HeaderMin_2.5HeaderMax_6 | 5
962 | 12 | 20705-2P-15HP VLSC | VLSC_20705_2P_15HP | 249.8523 | 249.8523 | 749.5569 | 3 | 1 | 4 | F | VLS_Inline | 2 | 2 | 2 | 4 | BranchMin_2BranchMax_4 | 4 | 2.5 | 6 | HeaderMin_2.5HeaderMax_6 | 6
963 | 13 | 20705-2P-20HP VLSC | VLSC_20705_2P_20HP | 243.9916 | 243.9916 | 731.9747 | 3 | 1 | 4 | F | VLS_Inline | 2 | 2 | 2 | 4 | BranchMin_2BranchMax_4 | 2 | 2.5 | 6 | HeaderMin_2.5HeaderMax_6 | 2.5
963 | 13 | 20705-2P-20HP VLSC | VLSC_20705_2P_20HP | 243.9916 | 243.9916 | 731.9747 | 3 | 1 | 4 | F | VLS_Inline | 2 | 2 | 2 | 4 | BranchMin_2BranchMax_4 | 2 | 2.5 | 6 | HeaderMin_2.5HeaderMax_6 | 3
963 | 13 | 20705-2P-20HP VLSC | VLSC_20705_2P_20HP | 243.9916 | 243.9916 | 731.9747 | 3 | 1 | 4 | F | VLS_Inline | 2 | 2 | 2 | 4 | BranchMin_2BranchMax_4 | 2 | 2.5 | 6 | HeaderMin_2.5HeaderMax_6 | 4
963 | 13 | 20705-2P-20HP VLSC | VLSC_20705_2P_20HP | 243.9916 | 243.9916 | 731.9747 | 3 | 1 | 4 | F | VLS_Inline | 2 | 2 | 2 | 4 | BranchMin_2BranchMax_4 | 2 | 2.5 | 6 | HeaderMin_2.5HeaderMax_6 | 5
963 | 13 | 20705-2P-20HP VLSC | VLSC_20705_2P_20HP | 243.9916 | 243.9916 | 731.9747 | 3 | 1 | 4 | F | VLS_Inline | 2 | 2 | 2 | 4 | BranchMin_2BranchMax_4 | 2 | 2.5 | 6 | HeaderMin_2.5HeaderMax_6 | 6
963 | 13 | 20705-2P-20HP VLSC | VLSC_20705_2P_20HP | 243.9916 | 243.9916 | 731.9747 | 3 | 1 | 4 | F | VLS_Inline | 2 | 2 | 2 | 4 | BranchMin_2BranchMax_4 | 2.5 | 2.5 | 6 | HeaderMin_2.5HeaderMax_6 | 2.5 | INVALID
963 | 13 | 20705-2P-20HP VLSC | VLSC_20705_2P_20HP | 243.9916 | 243.9916 | 731.9747 | 3 | 1 | 4 | F | VLS_Inline | 2 | 2 | 2 | 4 | BranchMin_2BranchMax_4 | 2.5 | 2.5 | 6 | HeaderMin_2.5HeaderMax_6 | 3
963 | 13 | 20705-2P-20HP VLSC | VLSC_20705_2P_20HP | 243.9916 | 243.9916 | 731.9747 | 3 | 1 | 4 | F | VLS_Inline | 2 | 2 | 2 | 4 | BranchMin_2BranchMax_4 | 2.5 | 2.5 | 6 | HeaderMin_2.5HeaderMax_6 | 4
963 | 13 | 20705-2P-20HP VLSC | VLSC_20705_2P_20HP | 243.9916 | 243.9916 | 731.9747 | 3 | 1 | 4 | F | VLS_Inline | 2 | 2 | 2 | 4 | BranchMin_2BranchMax_4 | 2.5 | 2.5 | 6 | HeaderMin_2.5HeaderMax_6 | 5
963 | 13 | 20705-2P-20HP VLSC | VLSC_20705_2P_20HP | 243.9916 | 243.9916 | 731.9747 | 3 | 1 | 4 | F | VLS_Inline | 2 | 2 | 2 | 4 | BranchMin_2BranchMax_4 | 2.5 | 2.5 | 6 | HeaderMin_2.5HeaderMax_6 | 6
963 | 13 | 20705-2P-20HP VLSC | VLSC_20705_2P_20HP | 243.9916 | 243.9916 | 731.9747 | 3 | 1 | 4 | F | VLS_Inline | 2 | 2 | 2 | 4 | BranchMin_2BranchMax_4 | 3 | 2.5 | 6 | HeaderMin_2.5HeaderMax_6 | 2.5 | INVALID
963 | 13 | 20705-2P-20HP VLSC | VLSC_20705_2P_20HP | 243.9916 | 243.9916 | 731.9747 | 3 | 1 | 4 | F | VLS_Inline | 2 | 2 | 2 | 4 | BranchMin_2BranchMax_4 | 3 | 2.5 | 6 | HeaderMin_2.5HeaderMax_6 | 3 | INVALID
963 | 13 | 20705-2P-20HP VLSC | VLSC_20705_2P_20HP | 243.9916 | 243.9916 | 731.9747 | 3 | 1 | 4 | F | VLS_Inline | 2 | 2 | 2 | 4 | BranchMin_2BranchMax_4 | 3 | 2.5 | 6 | HeaderMin_2.5HeaderMax_6 | 4
963 | 13 | 20705-2P-20HP VLSC | VLSC_20705_2P_20HP | 243.9916 | 243.9916 | 731.9747 | 3 | 1 | 4 | F | VLS_Inline | 2 | 2 | 2 | 4 | BranchMin_2BranchMax_4 | 3 | 2.5 | 6 | HeaderMin_2.5HeaderMax_6 | 5
963 | 13 | 20705-2P-20HP VLSC | VLSC_20705_2P_20HP | 243.9916 | 243.9916 | 731.9747 | 3 | 1 | 4 | F | VLS_Inline | 2 | 2 | 2 | 4 | BranchMin_2BranchMax_4 | 3 | 2.5 | 6 | HeaderMin_2.5HeaderMax_6 | 6
963 | 13 | 20705-2P-20HP VLSC | VLSC_20705_2P_20HP | 243.9916 | 243.9916 | 731.9747 | 3 | 1 | 4 | F | VLS_Inline | 2 | 2 | 2 | 4 | BranchMin_2BranchMax_4 | 4 | 2.5 | 6 | HeaderMin_2.5HeaderMax_6 | 2.5 | INVALID
963 | 13 | 20705-2P-20HP VLSC | VLSC_20705_2P_20HP | 243.9916 | 243.9916 | 731.9747 | 3 | 1 | 4 | F | VLS_Inline | 2 | 2 | 2 | 4 | BranchMin_2BranchMax_4 | 4 | 2.5 | 6 | HeaderMin_2.5HeaderMax_6 | 3 | INVALID
963 | 13 | 20705-2P-20HP VLSC | VLSC_20705_2P_20HP | 243.9916 | 243.9916 | 731.9747 | 3 | 1 | 4 | F | VLS_Inline | 2 | 2 | 2 | 4 | BranchMin_2BranchMax_4 | 4 | 2.5 | 6 | HeaderMin_2.5HeaderMax_6 | 4 | INVALID
963 | 13 | 20705-2P-20HP VLSC | VLSC_20705_2P_20HP | 243.9916 | 243.9916 | 731.9747 | 3 | 1 | 4 | F | VLS_Inline | 2 | 2 | 2 | 4 | BranchMin_2BranchMax_4 | 4 | 2.5 | 6 | HeaderMin_2.5HeaderMax_6 | 5
963 | 13 | 20705-2P-20HP VLSC | VLSC_20705_2P_20HP | 243.9916 | 243.9916 | 731.9747 | 3 | 1 | 4 | F | VLS_Inline | 2 | 2 | 2 | 4 | BranchMin_2BranchMax_4 | 4 | 2.5 | 6 | HeaderMin_2.5HeaderMax_6 | 6
964 | 14 | 20705-4P-3HP VLSC | VLSC_20705_4P_3HP | 128.156 | 128.156 | 384.4681 | 3 | 1 | 4 | F | VLS_Inline | 2 | 2 | 2 | 3 | BranchMin_2BranchMax_3 | 2 | 2.5 | 4 | HeaderMin_2.5HeaderMax_4 | 2.5
964 | 14 | 20705-4P-3HP VLSC | VLSC_20705_4P_3HP | 128.156 | 128.156 | 384.4681 | 3 | 1 | 4 | F | VLS_Inline | 2 | 2 | 2 | 3 | BranchMin_2BranchMax_3 | 2 | 2.5 | 4 | HeaderMin_2.5HeaderMax_4 | 3
964 | 14 | 20705-4P-3HP VLSC | VLSC_20705_4P_3HP | 128.156 | 128.156 | 384.4681 | 3 | 1 | 4 | F | VLS_Inline | 2 | 2 | 2 | 3 | BranchMin_2BranchMax_3 | 2 | 2.5 | 4 | HeaderMin_2.5HeaderMax_4 | 4
964 | 14 | 20705-4P-3HP VLSC | VLSC_20705_4P_3HP | 128.156 | 128.156 | 384.4681 | 3 | 1 | 4 | F | VLS_Inline | 2 | 2 | 2 | 3 | BranchMin_2BranchMax_3 | 2.5 | 2.5 | 4 | HeaderMin_2.5HeaderMax_4 | 2.5 | INVALID
964 | 14 | 20705-4P-3HP VLSC | VLSC_20705_4P_3HP | 128.156 | 128.156 | 384.4681 | 3 | 1 | 4 | F | VLS_Inline | 2 | 2 | 2 | 3 | BranchMin_2BranchMax_3 | 2.5 | 2.5 | 4 | HeaderMin_2.5HeaderMax_4 | 3
964 | 14 | 20705-4P-3HP VLSC | VLSC_20705_4P_3HP | 128.156 | 128.156 | 384.4681 | 3 | 1 | 4 | F | VLS_Inline | 2 | 2 | 2 | 3 | BranchMin_2BranchMax_3 | 2.5 | 2.5 | 4 | HeaderMin_2.5HeaderMax_4 | 4
964 | 14 | 20705-4P-3HP VLSC | VLSC_20705_4P_3HP | 128.156 | 128.156 | 384.4681 | 3 | 1 | 4 | F | VLS_Inline | 2 | 2 | 2 | 3 | BranchMin_2BranchMax_3 | 3 | 2.5 | 4 | HeaderMin_2.5HeaderMax_4 | 2.5 | INVALID
964 | 14 | 20705-4P-3HP VLSC | VLSC_20705_4P_3HP | 128.156 | 128.156 | 384.4681 | 3 | 1 | 4 | F | VLS_Inline | 2 | 2 | 2 | 3 | BranchMin_2BranchMax_3 | 3 | 2.5 | 4 | HeaderMin_2.5HeaderMax_4 | 3 | INVALID
964 | 14 | 20705-4P-3HP VLSC | VLSC_20705_4P_3HP | 128.156 | 128.156 | 384.4681 | 3 | 1 | 4 | F | VLS_Inline | 2 | 2 | 2 | 3 | BranchMin_2BranchMax_3 | 3 | 2.5 | 4 | HeaderMin_2.5HeaderMax_4 | 4
965 | 15 | 20951-2P-15HP VLSC | RC2511-7.70 | 152.95 | 152.95 | 458.85 | 3 | 1 | 4 | F | VLS_Inline | 2 | 2 | 2 | 3 | BranchMin_2BranchMax_3 | 2 | 2.5 | 5 | HeaderMin_2.5HeaderMax_5 | 2.5
965 | 15 | 20951-2P-15HP VLSC | RC2511-7.70 | 152.95 | 152.95 | 458.85 | 3 | 1 | 4 | F | VLS_Inline | 2 | 2 | 2 | 3 | BranchMin_2BranchMax_3 | 2 | 2.5 | 5 | HeaderMin_2.5HeaderMax_5 | 3
965 | 15 | 20951-2P-15HP VLSC | RC2511-7.70 | 152.95 | 152.95 | 458.85 | 3 | 1 | 4 | F | VLS_Inline | 2 | 2 | 2 | 3 | BranchMin_2BranchMax_3 | 2 | 2.5 | 5 | HeaderMin_2.5HeaderMax_5 | 4
965 | 15 | 20951-2P-15HP VLSC | RC2511-7.70 | 152.95 | 152.95 | 458.85 | 3 | 1 | 4 | F | VLS_Inline | 2 | 2 | 2 | 3 | BranchMin_2BranchMax_3 | 2 | 2.5 | 5 | HeaderMin_2.5HeaderMax_5 | 5
965 | 15 | 20951-2P-15HP VLSC | RC2511-7.70 | 152.95 | 152.95 | 458.85 | 3 | 1 | 4 | F | VLS_Inline | 2 | 2 | 2 | 3 | BranchMin_2BranchMax_3 | 2.5 | 2.5 | 5 | HeaderMin_2.5HeaderMax_5 | 2.5 | INVALID
965 | 15 | 20951-2P-15HP VLSC | RC2511-7.70 | 152.95 | 152.95 | 458.85 | 3 | 1 | 4 | F | VLS_Inline | 2 | 2 | 2 | 3 | BranchMin_2BranchMax_3 | 2.5 | 2.5 | 5 | HeaderMin_2.5HeaderMax_5 | 3
965 | 15 | 20951-2P-15HP VLSC | RC2511-7.70 | 152.95 | 152.95 | 458.85 | 3 | 1 | 4 | F | VLS_Inline | 2 | 2 | 2 | 3 | BranchMin_2BranchMax_3 | 2.5 | 2.5 | 5 | HeaderMin_2.5HeaderMax_5 | 4
965 | 15 | 20951-2P-15HP VLSC | RC2511-7.70 | 152.95 | 152.95 | 458.85 | 3 | 1 | 4 | F | VLS_Inline | 2 | 2 | 2 | 3 | BranchMin_2BranchMax_3 | 2.5 | 2.5 | 5 | HeaderMin_2.5HeaderMax_5 | 5
965 | 15 | 20951-2P-15HP VLSC | RC2511-7.70 | 152.95 | 152.95 | 458.85 | 3 | 1 | 4 | F | VLS_Inline | 2 | 2 | 2 | 3 | BranchMin_2BranchMax_3 | 3 | 2.5 | 5 | HeaderMin_2.5HeaderMax_5 | 2.5 | INVALID
965 | 15 | 20951-2P-15HP VLSC | RC2511-7.70 | 152.95 | 152.95 | 458.85 | 3 | 1 | 4 | F | VLS_Inline | 2 | 2 | 2 | 3 | BranchMin_2BranchMax_3 | 3 | 2.5 | 5 | HeaderMin_2.5HeaderMax_5 | 3 | INVALID
965 | 15 | 20951-2P-15HP VLSC | RC2511-7.70 | 152.95 | 152.95 | 458.85 | 3 | 1 | 4 | F | VLS_Inline | 2 | 2 | 2 | 3 | BranchMin_2BranchMax_3 | 3 | 2.5 | 5 | HeaderMin_2.5HeaderMax_5 | 4
965 | 15 | 20951-2P-15HP VLSC | RC2511-7.70 | 152.95 | 152.95 | 458.85 | 3 | 1 | 4 | F | VLS_Inline | 2 | 2 | 2 | 3 | BranchMin_2BranchMax_3 | 3 | 2.5 | 5 | HeaderMin_2.5HeaderMax_5 | 5
966 | 16 | 20951-2P-20HP VLSC | RC2511-8.31 | 168.2305 | 168.2305 | 504.6915 | 3 | 1 | 4 | F | VLS_Inline | 2 | 2 | 2 | 3 | BranchMin_2BranchMax_3 | 2 | 2.5 | 5 | HeaderMin_2.5HeaderMax_5 | 2.5
966 | 16 | 20951-2P-20HP VLSC | RC2511-8.31 | 168.2305 | 168.2305 | 504.6915 | 3 | 1 | 4 | F | VLS_Inline | 2 | 2 | 2 | 3 | BranchMin_2BranchMax_3 | 2 | 2.5 | 5 | HeaderMin_2.5HeaderMax_5 | 3
966 | 16 | 20951-2P-20HP VLSC | RC2511-8.31 | 168.2305 | 168.2305 | 504.6915 | 3 | 1 | 4 | F | VLS_Inline | 2 | 2 | 2 | 3 | BranchMin_2BranchMax_3 | 2 | 2.5 | 5 | HeaderMin_2.5HeaderMax_5 | 4
966 | 16 | 20951-2P-20HP VLSC | RC2511-8.31 | 168.2305 | 168.2305 | 504.6915 | 3 | 1 | 4 | F | VLS_Inline | 2 | 2 | 2 | 3 | BranchMin_2BranchMax_3 | 2 | 2.5 | 5 | HeaderMin_2.5HeaderMax_5 | 5
966 | 16 | 20951-2P-20HP VLSC | RC2511-8.31 | 168.2305 | 168.2305 | 504.6915 | 3 | 1 | 4 | F | VLS_Inline | 2 | 2 | 2 | 3 | BranchMin_2BranchMax_3 | 2.5 | 2.5 | 5 | HeaderMin_2.5HeaderMax_5 | 2.5 | INVALID
966 | 16 | 20951-2P-20HP VLSC | RC2511-8.31 | 168.2305 | 168.2305 | 504.6915 | 3 | 1 | 4 | F | VLS_Inline | 2 | 2 | 2 | 3 | BranchMin_2BranchMax_3 | 2.5 | 2.5 | 5 | HeaderMin_2.5HeaderMax_5 | 3
966 | 16 | 20951-2P-20HP VLSC | RC2511-8.31 | 168.2305 | 168.2305 | 504.6915 | 3 | 1 | 4 | F | VLS_Inline | 2 | 2 | 2 | 3 | BranchMin_2BranchMax_3 | 2.5 | 2.5 | 5 | HeaderMin_2.5HeaderMax_5 | 4
966 | 16 | 20951-2P-20HP VLSC | RC2511-8.31 | 168.2305 | 168.2305 | 504.6915 | 3 | 1 | 4 | F | VLS_Inline | 2 | 2 | 2 | 3 | BranchMin_2BranchMax_3 | 2.5 | 2.5 | 5 | HeaderMin_2.5HeaderMax_5 | 5
966 | 16 | 20951-2P-20HP VLSC | RC2511-8.31 | 168.2305 | 168.2305 | 504.6915 | 3 | 1 | 4 | F | VLS_Inline | 2 | 2 | 2 | 3 | BranchMin_2BranchMax_3 | 3 | 2.5 | 5 | HeaderMin_2.5HeaderMax_5 | 2.5 | INVALID
966 | 16 | 20951-2P-20HP VLSC | RC2511-8.31 | 168.2305 | 168.2305 | 504.6915 | 3 | 1 | 4 | F | VLS_Inline | 2 | 2 | 2 | 3 | BranchMin_2BranchMax_3 | 3 | 2.5 | 5 | HeaderMin_2.5HeaderMax_5 | 3 | INVALID
966 | 16 | 20951-2P-20HP VLSC | RC2511-8.31 | 168.2305 | 168.2305 | 504.6915 | 3 | 1 | 4 | F | VLS_Inline | 2 | 2 | 2 | 3 | BranchMin_2BranchMax_3 | 3 | 2.5 | 5 | HeaderMin_2.5HeaderMax_5 | 4
966 | 16 | 20951-2P-20HP VLSC | RC2511-8.31 | 168.2305 | 168.2305 | 504.6915 | 3 | 1 | 4 | F | VLS_Inline | 2 | 2 | 2 | 3 | BranchMin_2BranchMax_3 | 3 | 2.5 | 5 | HeaderMin_2.5HeaderMax_5 | 5
967 | 17 | 20951-2P-25HP VLSC | RC2511-8.84 | 184.528 | 184.528 | 553.584 | 3 | 1 | 4 | F | VLS_Inline | 2 | 2 | 2 | 3 | BranchMin_2BranchMax_3 | 2 | 2.5 | 5 | HeaderMin_2.5HeaderMax_5 | 2.5
967 | 17 | 20951-2P-25HP VLSC | RC2511-8.84 | 184.528 | 184.528 | 553.584 | 3 | 1 | 4 | F | VLS_Inline | 2 | 2 | 2 | 3 | BranchMin_2BranchMax_3 | 2 | 2.5 | 5 | HeaderMin_2.5HeaderMax_5 | 3
967 | 17 | 20951-2P-25HP VLSC | RC2511-8.84 | 184.528 | 184.528 | 553.584 | 3 | 1 | 4 | F | VLS_Inline | 2 | 2 | 2 | 3 | BranchMin_2BranchMax_3 | 2 | 2.5 | 5 | HeaderMin_2.5HeaderMax_5 | 4
967 | 17 | 20951-2P-25HP VLSC | RC2511-8.84 | 184.528 | 184.528 | 553.584 | 3 | 1 | 4 | F | VLS_Inline | 2 | 2 | 2 | 3 | BranchMin_2BranchMax_3 | 2 | 2.5 | 5 | HeaderMin_2.5HeaderMax_5 | 5
967 | 17 | 20951-2P-25HP VLSC | RC2511-8.84 | 184.528 | 184.528 | 553.584 | 3 | 1 | 4 | F | VLS_Inline | 2 | 2 | 2 | 3 | BranchMin_2BranchMax_3 | 2.5 | 2.5 | 5 | HeaderMin_2.5HeaderMax_5 | 2.5 | INVALID
967 | 17 | 20951-2P-25HP VLSC | RC2511-8.84 | 184.528 | 184.528 | 553.584 | 3 | 1 | 4 | F | VLS_Inline | 2 | 2 | 2 | 3 | BranchMin_2BranchMax_3 | 2.5 | 2.5 | 5 | HeaderMin_2.5HeaderMax_5 | 3
967 | 17 | 20951-2P-25HP VLSC | RC2511-8.84 | 184.528 | 184.528 | 553.584 | 3 | 1 | 4 | F | VLS_Inline | 2 | 2 | 2 | 3 | BranchMin_2BranchMax_3 | 2.5 | 2.5 | 5 | HeaderMin_2.5HeaderMax_5 | 4
967 | 17 | 20951-2P-25HP VLSC | RC2511-8.84 | 184.528 | 184.528 | 553.584 | 3 | 1 | 4 | F | VLS_Inline | 2 | 2 | 2 | 3 | BranchMin_2BranchMax_3 | 2.5 | 2.5 | 5 | HeaderMin_2.5HeaderMax_5 | 5
967 | 17 | 20951-2P-25HP VLSC | RC2511-8.84 | 184.528 | 184.528 | 553.584 | 3 | 1 | 4 | F | VLS_Inline | 2 | 2 | 2 | 3 | BranchMin_2BranchMax_3 | 3 | 2.5 | 5 | HeaderMin_2.5HeaderMax_5 | 2.5 | INVALID
967 | 17 | 20951-2P-25HP VLSC | RC2511-8.84 | 184.528 | 184.528 | 553.584 | 3 | 1 | 4 | F | VLS_Inline | 2 | 2 | 2 | 3 | BranchMin_2BranchMax_3 | 3 | 2.5 | 5 | HeaderMin_2.5HeaderMax_5 | 3 | INVALID
967 | 17 | 20951-2P-25HP VLSC | RC2511-8.84 | 184.528 | 184.528 | 553.584 | 3 | 1 | 4 | F | VLS_Inline | 2 | 2 | 2 | 3 | BranchMin_2BranchMax_3 | 3 | 2.5 | 5 | HeaderMin_2.5HeaderMax_5 | 4
967 | 17 | 20951-2P-25HP VLSC | RC2511-8.84 | 184.528 | 184.528 | 553.584 | 3 | 1 | 4 | F | VLS_Inline | 2 | 2 | 2 | 3 | BranchMin_2BranchMax_3 | 3 | 2.5 | 5 | HeaderMin_2.5HeaderMax_5 | 5
968 | 18 | 20951-2P-30HP VLSC | RC2511-9.44 | 191.32 | 191.32 | 573.96 | 3 | 1 | 4 | F | VLS_Inline | 2 | 2 | 2 | 3 | BranchMin_2BranchMax_3 | 2 | 2.5 | 5 | HeaderMin_2.5HeaderMax_5 | 2.5
968 | 18 | 20951-2P-30HP VLSC | RC2511-9.44 | 191.32 | 191.32 | 573.96 | 3 | 1 | 4 | F | VLS_Inline | 2 | 2 | 2 | 3 | BranchMin_2BranchMax_3 | 2 | 2.5 | 5 | HeaderMin_2.5HeaderMax_5 | 3
968 | 18 | 20951-2P-30HP VLSC | RC2511-9.44 | 191.32 | 191.32 | 573.96 | 3 | 1 | 4 | F | VLS_Inline | 2 | 2 | 2 | 3 | BranchMin_2BranchMax_3 | 2 | 2.5 | 5 | HeaderMin_2.5HeaderMax_5 | 4
968 | 18 | 20951-2P-30HP VLSC | RC2511-9.44 | 191.32 | 191.32 | 573.96 | 3 | 1 | 4 | F | VLS_Inline | 2 | 2 | 2 | 3 | BranchMin_2BranchMax_3 | 2 | 2.5 | 5 | HeaderMin_2.5HeaderMax_5 | 5
968 | 18 | 20951-2P-30HP VLSC | RC2511-9.44 | 191.32 | 191.32 | 573.96 | 3 | 1 | 4 | F | VLS_Inline | 2 | 2 | 2 | 3 | BranchMin_2BranchMax_3 | 2.5 | 2.5 | 5 | HeaderMin_2.5HeaderMax_5 | 2.5 | INVALID
968 | 18 | 20951-2P-30HP VLSC | RC2511-9.44 | 191.32 | 191.32 | 573.96 | 3 | 1 | 4 | F | VLS_Inline | 2 | 2 | 2 | 3 | BranchMin_2BranchMax_3 | 2.5 | 2.5 | 5 | HeaderMin_2.5HeaderMax_5 | 3
968 | 18 | 20951-2P-30HP VLSC | RC2511-9.44 | 191.32 | 191.32 | 573.96 | 3 | 1 | 4 | F | VLS_Inline | 2 | 2 | 2 | 3 | BranchMin_2BranchMax_3 | 2.5 | 2.5 | 5 | HeaderMin_2.5HeaderMax_5 | 4
968 | 18 | 20951-2P-30HP VLSC | RC2511-9.44 | 191.32 | 191.32 | 573.96 | 3 | 1 | 4 | F | VLS_Inline | 2 | 2 | 2 | 3 | BranchMin_2BranchMax_3 | 2.5 | 2.5 | 5 | HeaderMin_2.5HeaderMax_5 | 5
968 | 18 | 20951-2P-30HP VLSC | RC2511-9.44 | 191.32 | 191.32 | 573.96 | 3 | 1 | 4 | F | VLS_Inline | 2 | 2 | 2 | 3 | BranchMin_2BranchMax_3 | 3 | 2.5 | 5 | HeaderMin_2.5HeaderMax_5 | 2.5 | INVALID
968 | 18 | 20951-2P-30HP VLSC | RC2511-9.44 | 191.32 | 191.32 | 573.96 | 3 | 1 | 4 | F | VLS_Inline | 2 | 2 | 2 | 3 | BranchMin_2BranchMax_3 | 3 | 2.5 | 5 | HeaderMin_2.5HeaderMax_5 | 3 | INVALID
968 | 18 | 20951-2P-30HP VLSC | RC2511-9.44 | 191.32 | 191.32 | 573.96 | 3 | 1 | 4 | F | VLS_Inline | 2 | 2 | 2 | 3 | BranchMin_2BranchMax_3 | 3 | 2.5 | 5 | HeaderMin_2.5HeaderMax_5 | 4
968 | 18 | 20951-2P-30HP VLSC | RC2511-9.44 | 191.32 | 191.32 | 573.96 | 3 | 1 | 4 | F | VLS_Inline | 2 | 2 | 2 | 3 | BranchMin_2BranchMax_3 | 3 | 2.5 | 5 | HeaderMin_2.5HeaderMax_5 | 5
969 | 19 | 20951-4P-3HP VLSC | RC2511-8.70 | 90.3291 | 90.3291 | 270.9873 | 3 | 1 | 4 | F | VLS_Inline | 2 | 2 | 2 | 2.5 | BranchMin_2BranchMax_2.5 | 2 | 2.5 | 4 | HeaderMin_2.5HeaderMax_4 | 2.5
969 | 19 | 20951-4P-3HP VLSC | RC2511-8.70 | 90.3291 | 90.3291 | 270.9873 | 3 | 1 | 4 | F | VLS_Inline | 2 | 2 | 2 | 2.5 | BranchMin_2BranchMax_2.5 | 2 | 2.5 | 4 | HeaderMin_2.5HeaderMax_4 | 3
969 | 19 | 20951-4P-3HP VLSC | RC2511-8.70 | 90.3291 | 90.3291 | 270.9873 | 3 | 1 | 4 | F | VLS_Inline | 2 | 2 | 2 | 2.5 | BranchMin_2BranchMax_2.5 | 2 | 2.5 | 4 | HeaderMin_2.5HeaderMax_4 | 4
969 | 19 | 20951-4P-3HP VLSC | RC2511-8.70 | 90.3291 | 90.3291 | 270.9873 | 3 | 1 | 4 | F | VLS_Inline | 2 | 2 | 2 | 2.5 | BranchMin_2BranchMax_2.5 | 2.5 | 2.5 | 4 | HeaderMin_2.5HeaderMax_4 | 2.5 | INVALID
969 | 19 | 20951-4P-3HP VLSC | RC2511-8.70 | 90.3291 | 90.3291 | 270.9873 | 3 | 1 | 4 | F | VLS_Inline | 2 | 2 | 2 | 2.5 | BranchMin_2BranchMax_2.5 | 2.5 | 2.5 | 4 | HeaderMin_2.5HeaderMax_4 | 3
969 | 19 | 20951-4P-3HP VLSC | RC2511-8.70 | 90.3291 | 90.3291 | 270.9873 | 3 | 1 | 4 | F | VLS_Inline | 2 | 2 | 2 | 2.5 | BranchMin_2BranchMax_2.5 | 2.5 | 2.5 | 4 | HeaderMin_2.5HeaderMax_4 | 4
970 | 20 | 20951-4P-5HP VLSC | RC2511-9.6 | 95.22 | 95.22 | 285.66 | 3 | 1 | 4 | F | VLS_Inline | 2 | 2 | 2 | 2.5 | BranchMin_2BranchMax_2.5 | 2 | 2.5 | 4 | HeaderMin_2.5HeaderMax_4 | 2.5
970 | 20 | 20951-4P-5HP VLSC | RC2511-9.6 | 95.22 | 95.22 | 285.66 | 3 | 1 | 4 | F | VLS_Inline | 2 | 2 | 2 | 2.5 | BranchMin_2BranchMax_2.5 | 2 | 2.5 | 4 | HeaderMin_2.5HeaderMax_4 | 3
970 | 20 | 20951-4P-5HP VLSC | RC2511-9.6 | 95.22 | 95.22 | 285.66 | 3 | 1 | 4 | F | VLS_Inline | 2 | 2 | 2 | 2.5 | BranchMin_2BranchMax_2.5 | 2 | 2.5 | 4 | HeaderMin_2.5HeaderMax_4 | 4
970 | 20 | 20951-4P-5HP VLSC | RC2511-9.6 | 95.22 | 95.22 | 285.66 | 3 | 1 | 4 | F | VLS_Inline | 2 | 2 | 2 | 2.5 | BranchMin_2BranchMax_2.5 | 2.5 | 2.5 | 4 | HeaderMin_2.5HeaderMax_4 | 2.5 | INVALID
970 | 20 | 20951-4P-5HP VLSC | RC2511-9.6 | 95.22 | 95.22 | 285.66 | 3 | 1 | 4 | F | VLS_Inline | 2 | 2 | 2 | 2.5 | BranchMin_2BranchMax_2.5 | 2.5 | 2.5 | 4 | HeaderMin_2.5HeaderMax_4 | 3
970 | 20 | 20951-4P-5HP VLSC | RC2511-9.6 | 95.22 | 95.22 | 285.66 | 3 | 1 | 4 | F | VLS_Inline | 2 | 2 | 2 | 2.5 | BranchMin_2BranchMax_2.5 | 2.5 | 2.5 | 4 | HeaderMin_2.5HeaderMax_4 | 4
971 | 21 | 2095A-2P-15HP VLSC | VLSC_2095A_2P_15HP | 176.1225 | 176.1225 | 528.3676 | 3 | 1 | 4 | F | VLS_Inline | 2 | 2 | 2 | 3 | BranchMin_2BranchMax_3 | 2 | 2.5 | 5 | HeaderMin_2.5HeaderMax_5 | 2.5
971 | 21 | 2095A-2P-15HP VLSC | VLSC_2095A_2P_15HP | 176.1225 | 176.1225 | 528.3676 | 3 | 1 | 4 | F | VLS_Inline | 2 | 2 | 2 | 3 | BranchMin_2BranchMax_3 | 2 | 2.5 | 5 | HeaderMin_2.5HeaderMax_5 | 3
971 | 21 | 2095A-2P-15HP VLSC | VLSC_2095A_2P_15HP | 176.1225 | 176.1225 | 528.3676 | 3 | 1 | 4 | F | VLS_Inline | 2 | 2 | 2 | 3 | BranchMin_2BranchMax_3 | 2 | 2.5 | 5 | HeaderMin_2.5HeaderMax_5 | 4
971 | 21 | 2095A-2P-15HP VLSC | VLSC_2095A_2P_15HP | 176.1225 | 176.1225 | 528.3676 | 3 | 1 | 4 | F | VLS_Inline | 2 | 2 | 2 | 3 | BranchMin_2BranchMax_3 | 2 | 2.5 | 5 | HeaderMin_2.5HeaderMax_5 | 5
971 | 21 | 2095A-2P-15HP VLSC | VLSC_2095A_2P_15HP | 176.1225 | 176.1225 | 528.3676 | 3 | 1 | 4 | F | VLS_Inline | 2 | 2 | 2 | 3 | BranchMin_2BranchMax_3 | 2.5 | 2.5 | 5 | HeaderMin_2.5HeaderMax_5 | 2.5 | INVALID
971 | 21 | 2095A-2P-15HP VLSC | VLSC_2095A_2P_15HP | 176.1225 | 176.1225 | 528.3676 | 3 | 1 | 4 | F | VLS_Inline | 2 | 2 | 2 | 3 | BranchMin_2BranchMax_3 | 2.5 | 2.5 | 5 | HeaderMin_2.5HeaderMax_5 | 3
971 | 21 | 2095A-2P-15HP VLSC | VLSC_2095A_2P_15HP | 176.1225 | 176.1225 | 528.3676 | 3 | 1 | 4 | F | VLS_Inline | 2 | 2 | 2 | 3 | BranchMin_2BranchMax_3 | 2.5 | 2.5 | 5 | HeaderMin_2.5HeaderMax_5 | 4
971 | 21 | 2095A-2P-15HP VLSC | VLSC_2095A_2P_15HP | 176.1225 | 176.1225 | 528.3676 | 3 | 1 | 4 | F | VLS_Inline | 2 | 2 | 2 | 3 | BranchMin_2BranchMax_3 | 2.5 | 2.5 | 5 | HeaderMin_2.5HeaderMax_5 | 5
971 | 21 | 2095A-2P-15HP VLSC | VLSC_2095A_2P_15HP | 176.1225 | 176.1225 | 528.3676 | 3 | 1 | 4 | F | VLS_Inline | 2 | 2 | 2 | 3 | BranchMin_2BranchMax_3 | 3 | 2.5 | 5 | HeaderMin_2.5HeaderMax_5 | 2.5 | INVALID
971 | 21 | 2095A-2P-15HP VLSC | VLSC_2095A_2P_15HP | 176.1225 | 176.1225 | 528.3676 | 3 | 1 | 4 | F | VLS_Inline | 2 | 2 | 2 | 3 | BranchMin_2BranchMax_3 | 3 | 2.5 | 5 | HeaderMin_2.5HeaderMax_5 | 3 | INVALID
971 | 21 | 2095A-2P-15HP VLSC | VLSC_2095A_2P_15HP | 176.1225 | 176.1225 | 528.3676 | 3 | 1 | 4 | F | VLS_Inline | 2 | 2 | 2 | 3 | BranchMin_2BranchMax_3 | 3 | 2.5 | 5 | HeaderMin_2.5HeaderMax_5 | 4
971 | 21 | 2095A-2P-15HP VLSC | VLSC_2095A_2P_15HP | 176.1225 | 176.1225 | 528.3676 | 3 | 1 | 4 | F | VLS_Inline | 2 | 2 | 2 | 3 | BranchMin_2BranchMax_3 | 3 | 2.5 | 5 | HeaderMin_2.5HeaderMax_5 | 5
972 | 22 | 2095A-2P-20HP VLSC | VLSC_2095A_2P_20HP | 200.368 | 200.368 | 601.1041 | 3 | 1 | 4 | F | VLS_Inline | 2 | 2 | 2 | 3 | BranchMin_2BranchMax_3 | 2 | 2.5 | 5 | HeaderMin_2.5HeaderMax_5 | 2.5
972 | 22 | 2095A-2P-20HP VLSC | VLSC_2095A_2P_20HP | 200.368 | 200.368 | 601.1041 | 3 | 1 | 4 | F | VLS_Inline | 2 | 2 | 2 | 3 | BranchMin_2BranchMax_3 | 2 | 2.5 | 5 | HeaderMin_2.5HeaderMax_5 | 3
972 | 22 | 2095A-2P-20HP VLSC | VLSC_2095A_2P_20HP | 200.368 | 200.368 | 601.1041 | 3 | 1 | 4 | F | VLS_Inline | 2 | 2 | 2 | 3 | BranchMin_2BranchMax_3 | 2 | 2.5 | 5 | HeaderMin_2.5HeaderMax_5 | 4
972 | 22 | 2095A-2P-20HP VLSC | VLSC_2095A_2P_20HP | 200.368 | 200.368 | 601.1041 | 3 | 1 | 4 | F | VLS_Inline | 2 | 2 | 2 | 3 | BranchMin_2BranchMax_3 | 2 | 2.5 | 5 | HeaderMin_2.5HeaderMax_5 | 5
972 | 22 | 2095A-2P-20HP VLSC | VLSC_2095A_2P_20HP | 200.368 | 200.368 | 601.1041 | 3 | 1 | 4 | F | VLS_Inline | 2 | 2 | 2 | 3 | BranchMin_2BranchMax_3 | 2.5 | 2.5 | 5 | HeaderMin_2.5HeaderMax_5 | 2.5 | INVALID
972 | 22 | 2095A-2P-20HP VLSC | VLSC_2095A_2P_20HP | 200.368 | 200.368 | 601.1041 | 3 | 1 | 4 | F | VLS_Inline | 2 | 2 | 2 | 3 | BranchMin_2BranchMax_3 | 2.5 | 2.5 | 5 | HeaderMin_2.5HeaderMax_5 | 3
972 | 22 | 2095A-2P-20HP VLSC | VLSC_2095A_2P_20HP | 200.368 | 200.368 | 601.1041 | 3 | 1 | 4 | F | VLS_Inline | 2 | 2 | 2 | 3 | BranchMin_2BranchMax_3 | 2.5 | 2.5 | 5 | HeaderMin_2.5HeaderMax_5 | 4
972 | 22 | 2095A-2P-20HP VLSC | VLSC_2095A_2P_20HP | 200.368 | 200.368 | 601.1041 | 3 | 1 | 4 | F | VLS_Inline | 2 | 2 | 2 | 3 | BranchMin_2BranchMax_3 | 2.5 | 2.5 | 5 | HeaderMin_2.5HeaderMax_5 | 5
972 | 22 | 2095A-2P-20HP VLSC | VLSC_2095A_2P_20HP | 200.368 | 200.368 | 601.1041 | 3 | 1 | 4 | F | VLS_Inline | 2 | 2 | 2 | 3 | BranchMin_2BranchMax_3 | 3 | 2.5 | 5 | HeaderMin_2.5HeaderMax_5 | 2.5 | INVALID
972 | 22 | 2095A-2P-20HP VLSC | VLSC_2095A_2P_20HP | 200.368 | 200.368 | 601.1041 | 3 | 1 | 4 | F | VLS_Inline | 2 | 2 | 2 | 3 | BranchMin_2BranchMax_3 | 3 | 2.5 | 5 | HeaderMin_2.5HeaderMax_5 | 3 | INVALID
972 | 22 | 2095A-2P-20HP VLSC | VLSC_2095A_2P_20HP | 200.368 | 200.368 | 601.1041 | 3 | 1 | 4 | F | VLS_Inline | 2 | 2 | 2 | 3 | BranchMin_2BranchMax_3 | 3 | 2.5 | 5 | HeaderMin_2.5HeaderMax_5 | 4
972 | 22 | 2095A-2P-20HP VLSC | VLSC_2095A_2P_20HP | 200.368 | 200.368 | 601.1041 | 3 | 1 | 4 | F | VLS_Inline | 2 | 2 | 2 | 3 | BranchMin_2BranchMax_3 | 3 | 2.5 | 5 | HeaderMin_2.5HeaderMax_5 | 5
973 | 23 | 2095A-2P-25HP VLSC | VLSC_2095A_2P_25HP | 232.5586 | 232.5586 | 697.6759 | 3 | 1 | 4 | F | VLS_Inline | 2 | 2 | 2 | 4 | BranchMin_2BranchMax_4 | 2 | 2.5 | 6 | HeaderMin_2.5HeaderMax_6 | 2.5
973 | 23 | 2095A-2P-25HP VLSC | VLSC_2095A_2P_25HP | 232.5586 | 232.5586 | 697.6759 | 3 | 1 | 4 | F | VLS_Inline | 2 | 2 | 2 | 4 | BranchMin_2BranchMax_4 | 2 | 2.5 | 6 | HeaderMin_2.5HeaderMax_6 | 3
973 | 23 | 2095A-2P-25HP VLSC | VLSC_2095A_2P_25HP | 232.5586 | 232.5586 | 697.6759 | 3 | 1 | 4 | F | VLS_Inline | 2 | 2 | 2 | 4 | BranchMin_2BranchMax_4 | 2 | 2.5 | 6 | HeaderMin_2.5HeaderMax_6 | 4
973 | 23 | 2095A-2P-25HP VLSC | VLSC_2095A_2P_25HP | 232.5586 | 232.5586 | 697.6759 | 3 | 1 | 4 | F | VLS_Inline | 2 | 2 | 2 | 4 | BranchMin_2BranchMax_4 | 2 | 2.5 | 6 | HeaderMin_2.5HeaderMax_6 | 5
973 | 23 | 2095A-2P-25HP VLSC | VLSC_2095A_2P_25HP | 232.5586 | 232.5586 | 697.6759 | 3 | 1 | 4 | F | VLS_Inline | 2 | 2 | 2 | 4 | BranchMin_2BranchMax_4 | 2 | 2.5 | 6 | HeaderMin_2.5HeaderMax_6 | 6
973 | 23 | 2095A-2P-25HP VLSC | VLSC_2095A_2P_25HP | 232.5586 | 232.5586 | 697.6759 | 3 | 1 | 4 | F | VLS_Inline | 2 | 2 | 2 | 4 | BranchMin_2BranchMax_4 | 2.5 | 2.5 | 6 | HeaderMin_2.5HeaderMax_6 | 2.5 | INVALID
973 | 23 | 2095A-2P-25HP VLSC | VLSC_2095A_2P_25HP | 232.5586 | 232.5586 | 697.6759 | 3 | 1 | 4 | F | VLS_Inline | 2 | 2 | 2 | 4 | BranchMin_2BranchMax_4 | 2.5 | 2.5 | 6 | HeaderMin_2.5HeaderMax_6 | 3
973 | 23 | 2095A-2P-25HP VLSC | VLSC_2095A_2P_25HP | 232.5586 | 232.5586 | 697.6759 | 3 | 1 | 4 | F | VLS_Inline | 2 | 2 | 2 | 4 | BranchMin_2BranchMax_4 | 2.5 | 2.5 | 6 | HeaderMin_2.5HeaderMax_6 | 4
973 | 23 | 2095A-2P-25HP VLSC | VLSC_2095A_2P_25HP | 232.5586 | 232.5586 | 697.6759 | 3 | 1 | 4 | F | VLS_Inline | 2 | 2 | 2 | 4 | BranchMin_2BranchMax_4 | 2.5 | 2.5 | 6 | HeaderMin_2.5HeaderMax_6 | 5
973 | 23 | 2095A-2P-25HP VLSC | VLSC_2095A_2P_25HP | 232.5586 | 232.5586 | 697.6759 | 3 | 1 | 4 | F | VLS_Inline | 2 | 2 | 2 | 4 | BranchMin_2BranchMax_4 | 2.5 | 2.5 | 6 | HeaderMin_2.5HeaderMax_6 | 6
973 | 23 | 2095A-2P-25HP VLSC | VLSC_2095A_2P_25HP | 232.5586 | 232.5586 | 697.6759 | 3 | 1 | 4 | F | VLS_Inline | 2 | 2 | 2 | 4 | BranchMin_2BranchMax_4 | 3 | 2.5 | 6 | HeaderMin_2.5HeaderMax_6 | 2.5 | INVALID
973 | 23 | 2095A-2P-25HP VLSC | VLSC_2095A_2P_25HP | 232.5586 | 232.5586 | 697.6759 | 3 | 1 | 4 | F | VLS_Inline | 2 | 2 | 2 | 4 | BranchMin_2BranchMax_4 | 3 | 2.5 | 6 | HeaderMin_2.5HeaderMax_6 | 3 | INVALID
973 | 23 | 2095A-2P-25HP VLSC | VLSC_2095A_2P_25HP | 232.5586 | 232.5586 | 697.6759 | 3 | 1 | 4 | F | VLS_Inline | 2 | 2 | 2 | 4 | BranchMin_2BranchMax_4 | 3 | 2.5 | 6 | HeaderMin_2.5HeaderMax_6 | 4
973 | 23 | 2095A-2P-25HP VLSC | VLSC_2095A_2P_25HP | 232.5586 | 232.5586 | 697.6759 | 3 | 1 | 4 | F | VLS_Inline | 2 | 2 | 2 | 4 | BranchMin_2BranchMax_4 | 3 | 2.5 | 6 | HeaderMin_2.5HeaderMax_6 | 5
973 | 23 | 2095A-2P-25HP VLSC | VLSC_2095A_2P_25HP | 232.5586 | 232.5586 | 697.6759 | 3 | 1 | 4 | F | VLS_Inline | 2 | 2 | 2 | 4 | BranchMin_2BranchMax_4 | 3 | 2.5 | 6 | HeaderMin_2.5HeaderMax_6 | 6
973 | 23 | 2095A-2P-25HP VLSC | VLSC_2095A_2P_25HP | 232.5586 | 232.5586 | 697.6759 | 3 | 1 | 4 | F | VLS_Inline | 2 | 2 | 2 | 4 | BranchMin_2BranchMax_4 | 4 | 2.5 | 6 | HeaderMin_2.5HeaderMax_6 | 2.5 | INVALID
973 | 23 | 2095A-2P-25HP VLSC | VLSC_2095A_2P_25HP | 232.5586 | 232.5586 | 697.6759 | 3 | 1 | 4 | F | VLS_Inline | 2 | 2 | 2 | 4 | BranchMin_2BranchMax_4 | 4 | 2.5 | 6 | HeaderMin_2.5HeaderMax_6 | 3 | INVALID
973 | 23 | 2095A-2P-25HP VLSC | VLSC_2095A_2P_25HP | 232.5586 | 232.5586 | 697.6759 | 3 | 1 | 4 | F | VLS_Inline | 2 | 2 | 2 | 4 | BranchMin_2BranchMax_4 | 4 | 2.5 | 6 | HeaderMin_2.5HeaderMax_6 | 4 | INVALID
973 | 23 | 2095A-2P-25HP VLSC | VLSC_2095A_2P_25HP | 232.5586 | 232.5586 | 697.6759 | 3 | 1 | 4 | F | VLS_Inline | 2 | 2 | 2 | 4 | BranchMin_2BranchMax_4 | 4 | 2.5 | 6 | HeaderMin_2.5HeaderMax_6 | 5
973 | 23 | 2095A-2P-25HP VLSC | VLSC_2095A_2P_25HP | 232.5586 | 232.5586 | 697.6759 | 3 | 1 | 4 | F | VLS_Inline | 2 | 2 | 2 | 4 | BranchMin_2BranchMax_4 | 4 | 2.5 | 6 | HeaderMin_2.5HeaderMax_6 | 6
974 | 24 | 2095A-2P-30HP VLSC | VLSC_2095A_2P_30HP | 232.5586 | 232.5586 | 697.6759 | 3 | 1 | 4 | F | VLS_Inline | 2 | 2 | 2 | 4 | BranchMin_2BranchMax_4 | 2 | 2.5 | 6 | HeaderMin_2.5HeaderMax_6 | 2.5
974 | 24 | 2095A-2P-30HP VLSC | VLSC_2095A_2P_30HP | 232.5586 | 232.5586 | 697.6759 | 3 | 1 | 4 | F | VLS_Inline | 2 | 2 | 2 | 4 | BranchMin_2BranchMax_4 | 2 | 2.5 | 6 | HeaderMin_2.5HeaderMax_6 | 3
974 | 24 | 2095A-2P-30HP VLSC | VLSC_2095A_2P_30HP | 232.5586 | 232.5586 | 697.6759 | 3 | 1 | 4 | F | VLS_Inline | 2 | 2 | 2 | 4 | BranchMin_2BranchMax_4 | 2 | 2.5 | 6 | HeaderMin_2.5HeaderMax_6 | 4
974 | 24 | 2095A-2P-30HP VLSC | VLSC_2095A_2P_30HP | 232.5586 | 232.5586 | 697.6759 | 3 | 1 | 4 | F | VLS_Inline | 2 | 2 | 2 | 4 | BranchMin_2BranchMax_4 | 2 | 2.5 | 6 | HeaderMin_2.5HeaderMax_6 | 5
974 | 24 | 2095A-2P-30HP VLSC | VLSC_2095A_2P_30HP | 232.5586 | 232.5586 | 697.6759 | 3 | 1 | 4 | F | VLS_Inline | 2 | 2 | 2 | 4 | BranchMin_2BranchMax_4 | 2 | 2.5 | 6 | HeaderMin_2.5HeaderMax_6 | 6
974 | 24 | 2095A-2P-30HP VLSC | VLSC_2095A_2P_30HP | 232.5586 | 232.5586 | 697.6759 | 3 | 1 | 4 | F | VLS_Inline | 2 | 2 | 2 | 4 | BranchMin_2BranchMax_4 | 2.5 | 2.5 | 6 | HeaderMin_2.5HeaderMax_6 | 2.5 | INVALID
974 | 24 | 2095A-2P-30HP VLSC | VLSC_2095A_2P_30HP | 232.5586 | 232.5586 | 697.6759 | 3 | 1 | 4 | F | VLS_Inline | 2 | 2 | 2 | 4 | BranchMin_2BranchMax_4 | 2.5 | 2.5 | 6 | HeaderMin_2.5HeaderMax_6 | 3
974 | 24 | 2095A-2P-30HP VLSC | VLSC_2095A_2P_30HP | 232.5586 | 232.5586 | 697.6759 | 3 | 1 | 4 | F | VLS_Inline | 2 | 2 | 2 | 4 | BranchMin_2BranchMax_4 | 2.5 | 2.5 | 6 | HeaderMin_2.5HeaderMax_6 | 4
974 | 24 | 2095A-2P-30HP VLSC | VLSC_2095A_2P_30HP | 232.5586 | 232.5586 | 697.6759 | 3 | 1 | 4 | F | VLS_Inline | 2 | 2 | 2 | 4 | BranchMin_2BranchMax_4 | 2.5 | 2.5 | 6 | HeaderMin_2.5HeaderMax_6 | 5
974 | 24 | 2095A-2P-30HP VLSC | VLSC_2095A_2P_30HP | 232.5586 | 232.5586 | 697.6759 | 3 | 1 | 4 | F | VLS_Inline | 2 | 2 | 2 | 4 | BranchMin_2BranchMax_4 | 2.5 | 2.5 | 6 | HeaderMin_2.5HeaderMax_6 | 6
974 | 24 | 2095A-2P-30HP VLSC | VLSC_2095A_2P_30HP | 232.5586 | 232.5586 | 697.6759 | 3 | 1 | 4 | F | VLS_Inline | 2 | 2 | 2 | 4 | BranchMin_2BranchMax_4 | 3 | 2.5 | 6 | HeaderMin_2.5HeaderMax_6 | 2.5 | INVALID
974 | 24 | 2095A-2P-30HP VLSC | VLSC_2095A_2P_30HP | 232.5586 | 232.5586 | 697.6759 | 3 | 1 | 4 | F | VLS_Inline | 2 | 2 | 2 | 4 | BranchMin_2BranchMax_4 | 3 | 2.5 | 6 | HeaderMin_2.5HeaderMax_6 | 3 | INVALID
974 | 24 | 2095A-2P-30HP VLSC | VLSC_2095A_2P_30HP | 232.5586 | 232.5586 | 697.6759 | 3 | 1 | 4 | F | VLS_Inline | 2 | 2 | 2 | 4 | BranchMin_2BranchMax_4 | 3 | 2.5 | 6 | HeaderMin_2.5HeaderMax_6 | 4
974 | 24 | 2095A-2P-30HP VLSC | VLSC_2095A_2P_30HP | 232.5586 | 232.5586 | 697.6759 | 3 | 1 | 4 | F | VLS_Inline | 2 | 2 | 2 | 4 | BranchMin_2BranchMax_4 | 3 | 2.5 | 6 | HeaderMin_2.5HeaderMax_6 | 5
974 | 24 | 2095A-2P-30HP VLSC | VLSC_2095A_2P_30HP | 232.5586 | 232.5586 | 697.6759 | 3 | 1 | 4 | F | VLS_Inline | 2 | 2 | 2 | 4 | BranchMin_2BranchMax_4 | 3 | 2.5 | 6 | HeaderMin_2.5HeaderMax_6 | 6
974 | 24 | 2095A-2P-30HP VLSC | VLSC_2095A_2P_30HP | 232.5586 | 232.5586 | 697.6759 | 3 | 1 | 4 | F | VLS_Inline | 2 | 2 | 2 | 4 | BranchMin_2BranchMax_4 | 4 | 2.5 | 6 | HeaderMin_2.5HeaderMax_6 | 2.5 | INVALID
974 | 24 | 2095A-2P-30HP VLSC | VLSC_2095A_2P_30HP | 232.5586 | 232.5586 | 697.6759 | 3 | 1 | 4 | F | VLS_Inline | 2 | 2 | 2 | 4 | BranchMin_2BranchMax_4 | 4 | 2.5 | 6 | HeaderMin_2.5HeaderMax_6 | 3 | INVALID
974 | 24 | 2095A-2P-30HP VLSC | VLSC_2095A_2P_30HP | 232.5586 | 232.5586 | 697.6759 | 3 | 1 | 4 | F | VLS_Inline | 2 | 2 | 2 | 4 | BranchMin_2BranchMax_4 | 4 | 2.5 | 6 | HeaderMin_2.5HeaderMax_6 | 4 | INVALID
974 | 24 | 2095A-2P-30HP VLSC | VLSC_2095A_2P_30HP | 232.5586 | 232.5586 | 697.6759 | 3 | 1 | 4 | F | VLS_Inline | 2 | 2 | 2 | 4 | BranchMin_2BranchMax_4 | 4 | 2.5 | 6 | HeaderMin_2.5HeaderMax_6 | 5
974 | 24 | 2095A-2P-30HP VLSC | VLSC_2095A_2P_30HP | 232.5586 | 232.5586 | 697.6759 | 3 | 1 | 4 | F | VLS_Inline | 2 | 2 | 2 | 4 | BranchMin_2BranchMax_4 | 4 | 2.5 | 6 | HeaderMin_2.5HeaderMax_6 | 6
975 | 25 | 2095A-4P-3HP VLSC | VLSC_2095A_4P_3HP | 111.4482 | 111.4482 | 334.3446 | 3 | 1 | 4 | F | VLS_Inline | 2 | 2 | 2 | 2.5 | BranchMin_2BranchMax_2.5 | 2 | 2.5 | 4 | HeaderMin_2.5HeaderMax_4 | 2.5
975 | 25 | 2095A-4P-3HP VLSC | VLSC_2095A_4P_3HP | 111.4482 | 111.4482 | 334.3446 | 3 | 1 | 4 | F | VLS_Inline | 2 | 2 | 2 | 2.5 | BranchMin_2BranchMax_2.5 | 2 | 2.5 | 4 | HeaderMin_2.5HeaderMax_4 | 3
975 | 25 | 2095A-4P-3HP VLSC | VLSC_2095A_4P_3HP | 111.4482 | 111.4482 | 334.3446 | 3 | 1 | 4 | F | VLS_Inline | 2 | 2 | 2 | 2.5 | BranchMin_2BranchMax_2.5 | 2 | 2.5 | 4 | HeaderMin_2.5HeaderMax_4 | 4
975 | 25 | 2095A-4P-3HP VLSC | VLSC_2095A_4P_3HP | 111.4482 | 111.4482 | 334.3446 | 3 | 1 | 4 | F | VLS_Inline | 2 | 2 | 2 | 2.5 | BranchMin_2BranchMax_2.5 | 2.5 | 2.5 | 4 | HeaderMin_2.5HeaderMax_4 | 2.5 | INVALID
975 | 25 | 2095A-4P-3HP VLSC | VLSC_2095A_4P_3HP | 111.4482 | 111.4482 | 334.3446 | 3 | 1 | 4 | F | VLS_Inline | 2 | 2 | 2 | 2.5 | BranchMin_2BranchMax_2.5 | 2.5 | 2.5 | 4 | HeaderMin_2.5HeaderMax_4 | 3
975 | 25 | 2095A-4P-3HP VLSC | VLSC_2095A_4P_3HP | 111.4482 | 111.4482 | 334.3446 | 3 | 1 | 4 | F | VLS_Inline | 2 | 2 | 2 | 2.5 | BranchMin_2BranchMax_2.5 | 2.5 | 2.5 | 4 | HeaderMin_2.5HeaderMax_4 | 4
976 | 26 | 2095A-4P-5HP VLSC | VLSC_2095A_4P_5HP | 118.6369 | 118.6369 | 355.9106 | 3 | 1 | 4 | F | VLS_Inline | 2 | 2 | 2 | 2.5 | BranchMin_2BranchMax_2.5 | 2 | 2.5 | 4 | HeaderMin_2.5HeaderMax_4 | 2.5
976 | 26 | 2095A-4P-5HP VLSC | VLSC_2095A_4P_5HP | 118.6369 | 118.6369 | 355.9106 | 3 | 1 | 4 | F | VLS_Inline | 2 | 2 | 2 | 2.5 | BranchMin_2BranchMax_2.5 | 2 | 2.5 | 4 | HeaderMin_2.5HeaderMax_4 | 3
976 | 26 | 2095A-4P-5HP VLSC | VLSC_2095A_4P_5HP | 118.6369 | 118.6369 | 355.9106 | 3 | 1 | 4 | F | VLS_Inline | 2 | 2 | 2 | 2.5 | BranchMin_2BranchMax_2.5 | 2 | 2.5 | 4 | HeaderMin_2.5HeaderMax_4 | 4
976 | 26 | 2095A-4P-5HP VLSC | VLSC_2095A_4P_5HP | 118.6369 | 118.6369 | 355.9106 | 3 | 1 | 4 | F | VLS_Inline | 2 | 2 | 2 | 2.5 | BranchMin_2BranchMax_2.5 | 2.5 | 2.5 | 4 | HeaderMin_2.5HeaderMax_4 | 2.5 | INVALID
976 | 26 | 2095A-4P-5HP VLSC | VLSC_2095A_4P_5HP | 118.6369 | 118.6369 | 355.9106 | 3 | 1 | 4 | F | VLS_Inline | 2 | 2 | 2 | 2.5 | BranchMin_2BranchMax_2.5 | 2.5 | 2.5 | 4 | HeaderMin_2.5HeaderMax_4 | 3
976 | 26 | 2095A-4P-5HP VLSC | VLSC_2095A_4P_5HP | 118.6369 | 118.6369 | 355.9106 | 3 | 1 | 4 | F | VLS_Inline | 2 | 2 | 2 | 2.5 | BranchMin_2BranchMax_2.5 | 2.5 | 2.5 | 4 | HeaderMin_2.5HeaderMax_4 | 4
977 | 27 | 20955-2P-15HP VLSC | VLSC_20955_2P_15HP | 205.3636 | 205.3636 | 616.0908 | 3 | 1 | 4 | F | VLS_Inline | 2 | 2 | 2 | 3 | BranchMin_2BranchMax_3 | 2 | 2.5 | 5 | HeaderMin_2.5HeaderMax_5 | 2.5
977 | 27 | 20955-2P-15HP VLSC | VLSC_20955_2P_15HP | 205.3636 | 205.3636 | 616.0908 | 3 | 1 | 4 | F | VLS_Inline | 2 | 2 | 2 | 3 | BranchMin_2BranchMax_3 | 2 | 2.5 | 5 | HeaderMin_2.5HeaderMax_5 | 3
977 | 27 | 20955-2P-15HP VLSC | VLSC_20955_2P_15HP | 205.3636 | 205.3636 | 616.0908 | 3 | 1 | 4 | F | VLS_Inline | 2 | 2 | 2 | 3 | BranchMin_2BranchMax_3 | 2 | 2.5 | 5 | HeaderMin_2.5HeaderMax_5 | 4
977 | 27 | 20955-2P-15HP VLSC | VLSC_20955_2P_15HP | 205.3636 | 205.3636 | 616.0908 | 3 | 1 | 4 | F | VLS_Inline | 2 | 2 | 2 | 3 | BranchMin_2BranchMax_3 | 2 | 2.5 | 5 | HeaderMin_2.5HeaderMax_5 | 5
977 | 27 | 20955-2P-15HP VLSC | VLSC_20955_2P_15HP | 205.3636 | 205.3636 | 616.0908 | 3 | 1 | 4 | F | VLS_Inline | 2 | 2 | 2 | 3 | BranchMin_2BranchMax_3 | 2.5 | 2.5 | 5 | HeaderMin_2.5HeaderMax_5 | 2.5 | INVALID
977 | 27 | 20955-2P-15HP VLSC | VLSC_20955_2P_15HP | 205.3636 | 205.3636 | 616.0908 | 3 | 1 | 4 | F | VLS_Inline | 2 | 2 | 2 | 3 | BranchMin_2BranchMax_3 | 2.5 | 2.5 | 5 | HeaderMin_2.5HeaderMax_5 | 3
977 | 27 | 20955-2P-15HP VLSC | VLSC_20955_2P_15HP | 205.3636 | 205.3636 | 616.0908 | 3 | 1 | 4 | F | VLS_Inline | 2 | 2 | 2 | 3 | BranchMin_2BranchMax_3 | 2.5 | 2.5 | 5 | HeaderMin_2.5HeaderMax_5 | 4
977 | 27 | 20955-2P-15HP VLSC | VLSC_20955_2P_15HP | 205.3636 | 205.3636 | 616.0908 | 3 | 1 | 4 | F | VLS_Inline | 2 | 2 | 2 | 3 | BranchMin_2BranchMax_3 | 2.5 | 2.5 | 5 | HeaderMin_2.5HeaderMax_5 | 5
977 | 27 | 20955-2P-15HP VLSC | VLSC_20955_2P_15HP | 205.3636 | 205.3636 | 616.0908 | 3 | 1 | 4 | F | VLS_Inline | 2 | 2 | 2 | 3 | BranchMin_2BranchMax_3 | 3 | 2.5 | 5 | HeaderMin_2.5HeaderMax_5 | 2.5 | INVALID
977 | 27 | 20955-2P-15HP VLSC | VLSC_20955_2P_15HP | 205.3636 | 205.3636 | 616.0908 | 3 | 1 | 4 | F | VLS_Inline | 2 | 2 | 2 | 3 | BranchMin_2BranchMax_3 | 3 | 2.5 | 5 | HeaderMin_2.5HeaderMax_5 | 3 | INVALID
977 | 27 | 20955-2P-15HP VLSC | VLSC_20955_2P_15HP | 205.3636 | 205.3636 | 616.0908 | 3 | 1 | 4 | F | VLS_Inline | 2 | 2 | 2 | 3 | BranchMin_2BranchMax_3 | 3 | 2.5 | 5 | HeaderMin_2.5HeaderMax_5 | 4
977 | 27 | 20955-2P-15HP VLSC | VLSC_20955_2P_15HP | 205.3636 | 205.3636 | 616.0908 | 3 | 1 | 4 | F | VLS_Inline | 2 | 2 | 2 | 3 | BranchMin_2BranchMax_3 | 3 | 2.5 | 5 | HeaderMin_2.5HeaderMax_5 | 5
978 | 28 | 20955-2P-20HP VLSC | VLSC_20955_2P_20HP | 235.6474 | 235.6474 | 706.9421 | 3 | 1 | 4 | F | VLS_Inline | 2 | 2 | 2 | 4 | BranchMin_2BranchMax_4 | 2 | 2.5 | 6 | HeaderMin_2.5HeaderMax_6 | 2.5
978 | 28 | 20955-2P-20HP VLSC | VLSC_20955_2P_20HP | 235.6474 | 235.6474 | 706.9421 | 3 | 1 | 4 | F | VLS_Inline | 2 | 2 | 2 | 4 | BranchMin_2BranchMax_4 | 2 | 2.5 | 6 | HeaderMin_2.5HeaderMax_6 | 3
978 | 28 | 20955-2P-20HP VLSC | VLSC_20955_2P_20HP | 235.6474 | 235.6474 | 706.9421 | 3 | 1 | 4 | F | VLS_Inline | 2 | 2 | 2 | 4 | BranchMin_2BranchMax_4 | 2 | 2.5 | 6 | HeaderMin_2.5HeaderMax_6 | 4
978 | 28 | 20955-2P-20HP VLSC | VLSC_20955_2P_20HP | 235.6474 | 235.6474 | 706.9421 | 3 | 1 | 4 | F | VLS_Inline | 2 | 2 | 2 | 4 | BranchMin_2BranchMax_4 | 2 | 2.5 | 6 | HeaderMin_2.5HeaderMax_6 | 5
978 | 28 | 20955-2P-20HP VLSC | VLSC_20955_2P_20HP | 235.6474 | 235.6474 | 706.9421 | 3 | 1 | 4 | F | VLS_Inline | 2 | 2 | 2 | 4 | BranchMin_2BranchMax_4 | 2 | 2.5 | 6 | HeaderMin_2.5HeaderMax_6 | 6
978 | 28 | 20955-2P-20HP VLSC | VLSC_20955_2P_20HP | 235.6474 | 235.6474 | 706.9421 | 3 | 1 | 4 | F | VLS_Inline | 2 | 2 | 2 | 4 | BranchMin_2BranchMax_4 | 2.5 | 2.5 | 6 | HeaderMin_2.5HeaderMax_6 | 2.5 | INVALID
978 | 28 | 20955-2P-20HP VLSC | VLSC_20955_2P_20HP | 235.6474 | 235.6474 | 706.9421 | 3 | 1 | 4 | F | VLS_Inline | 2 | 2 | 2 | 4 | BranchMin_2BranchMax_4 | 2.5 | 2.5 | 6 | HeaderMin_2.5HeaderMax_6 | 3
978 | 28 | 20955-2P-20HP VLSC | VLSC_20955_2P_20HP | 235.6474 | 235.6474 | 706.9421 | 3 | 1 | 4 | F | VLS_Inline | 2 | 2 | 2 | 4 | BranchMin_2BranchMax_4 | 2.5 | 2.5 | 6 | HeaderMin_2.5HeaderMax_6 | 4
978 | 28 | 20955-2P-20HP VLSC | VLSC_20955_2P_20HP | 235.6474 | 235.6474 | 706.9421 | 3 | 1 | 4 | F | VLS_Inline | 2 | 2 | 2 | 4 | BranchMin_2BranchMax_4 | 2.5 | 2.5 | 6 | HeaderMin_2.5HeaderMax_6 | 5
978 | 28 | 20955-2P-20HP VLSC | VLSC_20955_2P_20HP | 235.6474 | 235.6474 | 706.9421 | 3 | 1 | 4 | F | VLS_Inline | 2 | 2 | 2 | 4 | BranchMin_2BranchMax_4 | 2.5 | 2.5 | 6 | HeaderMin_2.5HeaderMax_6 | 6
978 | 28 | 20955-2P-20HP VLSC | VLSC_20955_2P_20HP | 235.6474 | 235.6474 | 706.9421 | 3 | 1 | 4 | F | VLS_Inline | 2 | 2 | 2 | 4 | BranchMin_2BranchMax_4 | 3 | 2.5 | 6 | HeaderMin_2.5HeaderMax_6 | 2.5 | INVALID
978 | 28 | 20955-2P-20HP VLSC | VLSC_20955_2P_20HP | 235.6474 | 235.6474 | 706.9421 | 3 | 1 | 4 | F | VLS_Inline | 2 | 2 | 2 | 4 | BranchMin_2BranchMax_4 | 3 | 2.5 | 6 | HeaderMin_2.5HeaderMax_6 | 3 | INVALID
978 | 28 | 20955-2P-20HP VLSC | VLSC_20955_2P_20HP | 235.6474 | 235.6474 | 706.9421 | 3 | 1 | 4 | F | VLS_Inline | 2 | 2 | 2 | 4 | BranchMin_2BranchMax_4 | 3 | 2.5 | 6 | HeaderMin_2.5HeaderMax_6 | 4
978 | 28 | 20955-2P-20HP VLSC | VLSC_20955_2P_20HP | 235.6474 | 235.6474 | 706.9421 | 3 | 1 | 4 | F | VLS_Inline | 2 | 2 | 2 | 4 | BranchMin_2BranchMax_4 | 3 | 2.5 | 6 | HeaderMin_2.5HeaderMax_6 | 5
978 | 28 | 20955-2P-20HP VLSC | VLSC_20955_2P_20HP | 235.6474 | 235.6474 | 706.9421 | 3 | 1 | 4 | F | VLS_Inline | 2 | 2 | 2 | 4 | BranchMin_2BranchMax_4 | 3 | 2.5 | 6 | HeaderMin_2.5HeaderMax_6 | 6
978 | 28 | 20955-2P-20HP VLSC | VLSC_20955_2P_20HP | 235.6474 | 235.6474 | 706.9421 | 3 | 1 | 4 | F | VLS_Inline | 2 | 2 | 2 | 4 | BranchMin_2BranchMax_4 | 4 | 2.5 | 6 | HeaderMin_2.5HeaderMax_6 | 2.5 | INVALID
978 | 28 | 20955-2P-20HP VLSC | VLSC_20955_2P_20HP | 235.6474 | 235.6474 | 706.9421 | 3 | 1 | 4 | F | VLS_Inline | 2 | 2 | 2 | 4 | BranchMin_2BranchMax_4 | 4 | 2.5 | 6 | HeaderMin_2.5HeaderMax_6 | 3 | INVALID
978 | 28 | 20955-2P-20HP VLSC | VLSC_20955_2P_20HP | 235.6474 | 235.6474 | 706.9421 | 3 | 1 | 4 | F | VLS_Inline | 2 | 2 | 2 | 4 | BranchMin_2BranchMax_4 | 4 | 2.5 | 6 | HeaderMin_2.5HeaderMax_6 | 4 | INVALID
978 | 28 | 20955-2P-20HP VLSC | VLSC_20955_2P_20HP | 235.6474 | 235.6474 | 706.9421 | 3 | 1 | 4 | F | VLS_Inline | 2 | 2 | 2 | 4 | BranchMin_2BranchMax_4 | 4 | 2.5 | 6 | HeaderMin_2.5HeaderMax_6 | 5
978 | 28 | 20955-2P-20HP VLSC | VLSC_20955_2P_20HP | 235.6474 | 235.6474 | 706.9421 | 3 | 1 | 4 | F | VLS_Inline | 2 | 2 | 2 | 4 | BranchMin_2BranchMax_4 | 4 | 2.5 | 6 | HeaderMin_2.5HeaderMax_6 | 6
979 | 29 | 20955-2P-25HP VLSC | VLSC_20955_2P_25HP | 257.4 | 257.4 | 772.2001 | 3 | 1 | 4 | F | VLS_Inline | 2 | 2 | 2 | 4 | BranchMin_2BranchMax_4 | 2 | 2.5 | 6 | HeaderMin_2.5HeaderMax_6 | 2.5
979 | 29 | 20955-2P-25HP VLSC | VLSC_20955_2P_25HP | 257.4 | 257.4 | 772.2001 | 3 | 1 | 4 | F | VLS_Inline | 2 | 2 | 2 | 4 | BranchMin_2BranchMax_4 | 2 | 2.5 | 6 | HeaderMin_2.5HeaderMax_6 | 3
979 | 29 | 20955-2P-25HP VLSC | VLSC_20955_2P_25HP | 257.4 | 257.4 | 772.2001 | 3 | 1 | 4 | F | VLS_Inline | 2 | 2 | 2 | 4 | BranchMin_2BranchMax_4 | 2 | 2.5 | 6 | HeaderMin_2.5HeaderMax_6 | 4
979 | 29 | 20955-2P-25HP VLSC | VLSC_20955_2P_25HP | 257.4 | 257.4 | 772.2001 | 3 | 1 | 4 | F | VLS_Inline | 2 | 2 | 2 | 4 | BranchMin_2BranchMax_4 | 2 | 2.5 | 6 | HeaderMin_2.5HeaderMax_6 | 5
979 | 29 | 20955-2P-25HP VLSC | VLSC_20955_2P_25HP | 257.4 | 257.4 | 772.2001 | 3 | 1 | 4 | F | VLS_Inline | 2 | 2 | 2 | 4 | BranchMin_2BranchMax_4 | 2 | 2.5 | 6 | HeaderMin_2.5HeaderMax_6 | 6
979 | 29 | 20955-2P-25HP VLSC | VLSC_20955_2P_25HP | 257.4 | 257.4 | 772.2001 | 3 | 1 | 4 | F | VLS_Inline | 2 | 2 | 2 | 4 | BranchMin_2BranchMax_4 | 2.5 | 2.5 | 6 | HeaderMin_2.5HeaderMax_6 | 2.5 | INVALID
979 | 29 | 20955-2P-25HP VLSC | VLSC_20955_2P_25HP | 257.4 | 257.4 | 772.2001 | 3 | 1 | 4 | F | VLS_Inline | 2 | 2 | 2 | 4 | BranchMin_2BranchMax_4 | 2.5 | 2.5 | 6 | HeaderMin_2.5HeaderMax_6 | 3
979 | 29 | 20955-2P-25HP VLSC | VLSC_20955_2P_25HP | 257.4 | 257.4 | 772.2001 | 3 | 1 | 4 | F | VLS_Inline | 2 | 2 | 2 | 4 | BranchMin_2BranchMax_4 | 2.5 | 2.5 | 6 | HeaderMin_2.5HeaderMax_6 | 4
979 | 29 | 20955-2P-25HP VLSC | VLSC_20955_2P_25HP | 257.4 | 257.4 | 772.2001 | 3 | 1 | 4 | F | VLS_Inline | 2 | 2 | 2 | 4 | BranchMin_2BranchMax_4 | 2.5 | 2.5 | 6 | HeaderMin_2.5HeaderMax_6 | 5
979 | 29 | 20955-2P-25HP VLSC | VLSC_20955_2P_25HP | 257.4 | 257.4 | 772.2001 | 3 | 1 | 4 | F | VLS_Inline | 2 | 2 | 2 | 4 | BranchMin_2BranchMax_4 | 2.5 | 2.5 | 6 | HeaderMin_2.5HeaderMax_6 | 6
979 | 29 | 20955-2P-25HP VLSC | VLSC_20955_2P_25HP | 257.4 | 257.4 | 772.2001 | 3 | 1 | 4 | F | VLS_Inline | 2 | 2 | 2 | 4 | BranchMin_2BranchMax_4 | 3 | 2.5 | 6 | HeaderMin_2.5HeaderMax_6 | 2.5 | INVALID
979 | 29 | 20955-2P-25HP VLSC | VLSC_20955_2P_25HP | 257.4 | 257.4 | 772.2001 | 3 | 1 | 4 | F | VLS_Inline | 2 | 2 | 2 | 4 | BranchMin_2BranchMax_4 | 3 | 2.5 | 6 | HeaderMin_2.5HeaderMax_6 | 3 | INVALID
979 | 29 | 20955-2P-25HP VLSC | VLSC_20955_2P_25HP | 257.4 | 257.4 | 772.2001 | 3 | 1 | 4 | F | VLS_Inline | 2 | 2 | 2 | 4 | BranchMin_2BranchMax_4 | 3 | 2.5 | 6 | HeaderMin_2.5HeaderMax_6 | 4
979 | 29 | 20955-2P-25HP VLSC | VLSC_20955_2P_25HP | 257.4 | 257.4 | 772.2001 | 3 | 1 | 4 | F | VLS_Inline | 2 | 2 | 2 | 4 | BranchMin_2BranchMax_4 | 3 | 2.5 | 6 | HeaderMin_2.5HeaderMax_6 | 5
979 | 29 | 20955-2P-25HP VLSC | VLSC_20955_2P_25HP | 257.4 | 257.4 | 772.2001 | 3 | 1 | 4 | F | VLS_Inline | 2 | 2 | 2 | 4 | BranchMin_2BranchMax_4 | 3 | 2.5 | 6 | HeaderMin_2.5HeaderMax_6 | 6
979 | 29 | 20955-2P-25HP VLSC | VLSC_20955_2P_25HP | 257.4 | 257.4 | 772.2001 | 3 | 1 | 4 | F | VLS_Inline | 2 | 2 | 2 | 4 | BranchMin_2BranchMax_4 | 4 | 2.5 | 6 | HeaderMin_2.5HeaderMax_6 | 2.5 | INVALID
979 | 29 | 20955-2P-25HP VLSC | VLSC_20955_2P_25HP | 257.4 | 257.4 | 772.2001 | 3 | 1 | 4 | F | VLS_Inline | 2 | 2 | 2 | 4 | BranchMin_2BranchMax_4 | 4 | 2.5 | 6 | HeaderMin_2.5HeaderMax_6 | 3 | INVALID
979 | 29 | 20955-2P-25HP VLSC | VLSC_20955_2P_25HP | 257.4 | 257.4 | 772.2001 | 3 | 1 | 4 | F | VLS_Inline | 2 | 2 | 2 | 4 | BranchMin_2BranchMax_4 | 4 | 2.5 | 6 | HeaderMin_2.5HeaderMax_6 | 4 | INVALID
979 | 29 | 20955-2P-25HP VLSC | VLSC_20955_2P_25HP | 257.4 | 257.4 | 772.2001 | 3 | 1 | 4 | F | VLS_Inline | 2 | 2 | 2 | 4 | BranchMin_2BranchMax_4 | 4 | 2.5 | 6 | HeaderMin_2.5HeaderMax_6 | 5
979 | 29 | 20955-2P-25HP VLSC | VLSC_20955_2P_25HP | 257.4 | 257.4 | 772.2001 | 3 | 1 | 4 | F | VLS_Inline | 2 | 2 | 2 | 4 | BranchMin_2BranchMax_4 | 4 | 2.5 | 6 | HeaderMin_2.5HeaderMax_6 | 6
980 | 30 | 20955-2P-30HP VLSC | VLSC_20955_2P_30HP | 277.4627 | 277.4627 | 832.388 | 3 | 1 | 4 | F | VLS_Inline | 2 | 2 | 2 | 4 | BranchMin_2BranchMax_4 | 2 | 2.5 | 6 | HeaderMin_2.5HeaderMax_6 | 2.5
980 | 30 | 20955-2P-30HP VLSC | VLSC_20955_2P_30HP | 277.4627 | 277.4627 | 832.388 | 3 | 1 | 4 | F | VLS_Inline | 2 | 2 | 2 | 4 | BranchMin_2BranchMax_4 | 2 | 2.5 | 6 | HeaderMin_2.5HeaderMax_6 | 3
980 | 30 | 20955-2P-30HP VLSC | VLSC_20955_2P_30HP | 277.4627 | 277.4627 | 832.388 | 3 | 1 | 4 | F | VLS_Inline | 2 | 2 | 2 | 4 | BranchMin_2BranchMax_4 | 2 | 2.5 | 6 | HeaderMin_2.5HeaderMax_6 | 4
980 | 30 | 20955-2P-30HP VLSC | VLSC_20955_2P_30HP | 277.4627 | 277.4627 | 832.388 | 3 | 1 | 4 | F | VLS_Inline | 2 | 2 | 2 | 4 | BranchMin_2BranchMax_4 | 2 | 2.5 | 6 | HeaderMin_2.5HeaderMax_6 | 5
980 | 30 | 20955-2P-30HP VLSC | VLSC_20955_2P_30HP | 277.4627 | 277.4627 | 832.388 | 3 | 1 | 4 | F | VLS_Inline | 2 | 2 | 2 | 4 | BranchMin_2BranchMax_4 | 2 | 2.5 | 6 | HeaderMin_2.5HeaderMax_6 | 6
980 | 30 | 20955-2P-30HP VLSC | VLSC_20955_2P_30HP | 277.4627 | 277.4627 | 832.388 | 3 | 1 | 4 | F | VLS_Inline | 2 | 2 | 2 | 4 | BranchMin_2BranchMax_4 | 2.5 | 2.5 | 6 | HeaderMin_2.5HeaderMax_6 | 2.5 | INVALID
980 | 30 | 20955-2P-30HP VLSC | VLSC_20955_2P_30HP | 277.4627 | 277.4627 | 832.388 | 3 | 1 | 4 | F | VLS_Inline | 2 | 2 | 2 | 4 | BranchMin_2BranchMax_4 | 2.5 | 2.5 | 6 | HeaderMin_2.5HeaderMax_6 | 3
980 | 30 | 20955-2P-30HP VLSC | VLSC_20955_2P_30HP | 277.4627 | 277.4627 | 832.388 | 3 | 1 | 4 | F | VLS_Inline | 2 | 2 | 2 | 4 | BranchMin_2BranchMax_4 | 2.5 | 2.5 | 6 | HeaderMin_2.5HeaderMax_6 | 4
980 | 30 | 20955-2P-30HP VLSC | VLSC_20955_2P_30HP | 277.4627 | 277.4627 | 832.388 | 3 | 1 | 4 | F | VLS_Inline | 2 | 2 | 2 | 4 | BranchMin_2BranchMax_4 | 2.5 | 2.5 | 6 | HeaderMin_2.5HeaderMax_6 | 5
980 | 30 | 20955-2P-30HP VLSC | VLSC_20955_2P_30HP | 277.4627 | 277.4627 | 832.388 | 3 | 1 | 4 | F | VLS_Inline | 2 | 2 | 2 | 4 | BranchMin_2BranchMax_4 | 2.5 | 2.5 | 6 | HeaderMin_2.5HeaderMax_6 | 6
980 | 30 | 20955-2P-30HP VLSC | VLSC_20955_2P_30HP | 277.4627 | 277.4627 | 832.388 | 3 | 1 | 4 | F | VLS_Inline | 2 | 2 | 2 | 4 | BranchMin_2BranchMax_4 | 3 | 2.5 | 6 | HeaderMin_2.5HeaderMax_6 | 2.5 | INVALID
980 | 30 | 20955-2P-30HP VLSC | VLSC_20955_2P_30HP | 277.4627 | 277.4627 | 832.388 | 3 | 1 | 4 | F | VLS_Inline | 2 | 2 | 2 | 4 | BranchMin_2BranchMax_4 | 3 | 2.5 | 6 | HeaderMin_2.5HeaderMax_6 | 3 | INVALID
980 | 30 | 20955-2P-30HP VLSC | VLSC_20955_2P_30HP | 277.4627 | 277.4627 | 832.388 | 3 | 1 | 4 | F | VLS_Inline | 2 | 2 | 2 | 4 | BranchMin_2BranchMax_4 | 3 | 2.5 | 6 | HeaderMin_2.5HeaderMax_6 | 4
980 | 30 | 20955-2P-30HP VLSC | VLSC_20955_2P_30HP | 277.4627 | 277.4627 | 832.388 | 3 | 1 | 4 | F | VLS_Inline | 2 | 2 | 2 | 4 | BranchMin_2BranchMax_4 | 3 | 2.5 | 6 | HeaderMin_2.5HeaderMax_6 | 5
980 | 30 | 20955-2P-30HP VLSC | VLSC_20955_2P_30HP | 277.4627 | 277.4627 | 832.388 | 3 | 1 | 4 | F | VLS_Inline | 2 | 2 | 2 | 4 | BranchMin_2BranchMax_4 | 3 | 2.5 | 6 | HeaderMin_2.5HeaderMax_6 | 6
980 | 30 | 20955-2P-30HP VLSC | VLSC_20955_2P_30HP | 277.4627 | 277.4627 | 832.388 | 3 | 1 | 4 | F | VLS_Inline | 2 | 2 | 2 | 4 | BranchMin_2BranchMax_4 | 4 | 2.5 | 6 | HeaderMin_2.5HeaderMax_6 | 2.5 | INVALID
980 | 30 | 20955-2P-30HP VLSC | VLSC_20955_2P_30HP | 277.4627 | 277.4627 | 832.388 | 3 | 1 | 4 | F | VLS_Inline | 2 | 2 | 2 | 4 | BranchMin_2BranchMax_4 | 4 | 2.5 | 6 | HeaderMin_2.5HeaderMax_6 | 3 | INVALID
980 | 30 | 20955-2P-30HP VLSC | VLSC_20955_2P_30HP | 277.4627 | 277.4627 | 832.388 | 3 | 1 | 4 | F | VLS_Inline | 2 | 2 | 2 | 4 | BranchMin_2BranchMax_4 | 4 | 2.5 | 6 | HeaderMin_2.5HeaderMax_6 | 4 | INVALID
980 | 30 | 20955-2P-30HP VLSC | VLSC_20955_2P_30HP | 277.4627 | 277.4627 | 832.388 | 3 | 1 | 4 | F | VLS_Inline | 2 | 2 | 2 | 4 | BranchMin_2BranchMax_4 | 4 | 2.5 | 6 | HeaderMin_2.5HeaderMax_6 | 5
980 | 30 | 20955-2P-30HP VLSC | VLSC_20955_2P_30HP | 277.4627 | 277.4627 | 832.388 | 3 | 1 | 4 | F | VLS_Inline | 2 | 2 | 2 | 4 | BranchMin_2BranchMax_4 | 4 | 2.5 | 6 | HeaderMin_2.5HeaderMax_6 | 6
981 | 31 | 20955-2P-40HP VLSC | VLSC_20955_2P_40HP | 300 | 300 | 900 | 3 | 1 | 4 | F | VLS_Inline | 2 | 2 | 2 | 4 | BranchMin_2BranchMax_4 | 2 | 2.5 | 6 | HeaderMin_2.5HeaderMax_6 | 2.5
981 | 31 | 20955-2P-40HP VLSC | VLSC_20955_2P_40HP | 300 | 300 | 900 | 3 | 1 | 4 | F | VLS_Inline | 2 | 2 | 2 | 4 | BranchMin_2BranchMax_4 | 2 | 2.5 | 6 | HeaderMin_2.5HeaderMax_6 | 3
981 | 31 | 20955-2P-40HP VLSC | VLSC_20955_2P_40HP | 300 | 300 | 900 | 3 | 1 | 4 | F | VLS_Inline | 2 | 2 | 2 | 4 | BranchMin_2BranchMax_4 | 2 | 2.5 | 6 | HeaderMin_2.5HeaderMax_6 | 4
981 | 31 | 20955-2P-40HP VLSC | VLSC_20955_2P_40HP | 300 | 300 | 900 | 3 | 1 | 4 | F | VLS_Inline | 2 | 2 | 2 | 4 | BranchMin_2BranchMax_4 | 2 | 2.5 | 6 | HeaderMin_2.5HeaderMax_6 | 5
981 | 31 | 20955-2P-40HP VLSC | VLSC_20955_2P_40HP | 300 | 300 | 900 | 3 | 1 | 4 | F | VLS_Inline | 2 | 2 | 2 | 4 | BranchMin_2BranchMax_4 | 2 | 2.5 | 6 | HeaderMin_2.5HeaderMax_6 | 6
981 | 31 | 20955-2P-40HP VLSC | VLSC_20955_2P_40HP | 300 | 300 | 900 | 3 | 1 | 4 | F | VLS_Inline | 2 | 2 | 2 | 4 | BranchMin_2BranchMax_4 | 2.5 | 2.5 | 6 | HeaderMin_2.5HeaderMax_6 | 2.5 | INVALID
981 | 31 | 20955-2P-40HP VLSC | VLSC_20955_2P_40HP | 300 | 300 | 900 | 3 | 1 | 4 | F | VLS_Inline | 2 | 2 | 2 | 4 | BranchMin_2BranchMax_4 | 2.5 | 2.5 | 6 | HeaderMin_2.5HeaderMax_6 | 3
981 | 31 | 20955-2P-40HP VLSC | VLSC_20955_2P_40HP | 300 | 300 | 900 | 3 | 1 | 4 | F | VLS_Inline | 2 | 2 | 2 | 4 | BranchMin_2BranchMax_4 | 2.5 | 2.5 | 6 | HeaderMin_2.5HeaderMax_6 | 4
981 | 31 | 20955-2P-40HP VLSC | VLSC_20955_2P_40HP | 300 | 300 | 900 | 3 | 1 | 4 | F | VLS_Inline | 2 | 2 | 2 | 4 | BranchMin_2BranchMax_4 | 2.5 | 2.5 | 6 | HeaderMin_2.5HeaderMax_6 | 5
981 | 31 | 20955-2P-40HP VLSC | VLSC_20955_2P_40HP | 300 | 300 | 900 | 3 | 1 | 4 | F | VLS_Inline | 2 | 2 | 2 | 4 | BranchMin_2BranchMax_4 | 2.5 | 2.5 | 6 | HeaderMin_2.5HeaderMax_6 | 6
981 | 31 | 20955-2P-40HP VLSC | VLSC_20955_2P_40HP | 300 | 300 | 900 | 3 | 1 | 4 | F | VLS_Inline | 2 | 2 | 2 | 4 | BranchMin_2BranchMax_4 | 3 | 2.5 | 6 | HeaderMin_2.5HeaderMax_6 | 2.5 | INVALID
981 | 31 | 20955-2P-40HP VLSC | VLSC_20955_2P_40HP | 300 | 300 | 900 | 3 | 1 | 4 | F | VLS_Inline | 2 | 2 | 2 | 4 | BranchMin_2BranchMax_4 | 3 | 2.5 | 6 | HeaderMin_2.5HeaderMax_6 | 3 | INVALID
981 | 31 | 20955-2P-40HP VLSC | VLSC_20955_2P_40HP | 300 | 300 | 900 | 3 | 1 | 4 | F | VLS_Inline | 2 | 2 | 2 | 4 | BranchMin_2BranchMax_4 | 3 | 2.5 | 6 | HeaderMin_2.5HeaderMax_6 | 4
981 | 31 | 20955-2P-40HP VLSC | VLSC_20955_2P_40HP | 300 | 300 | 900 | 3 | 1 | 4 | F | VLS_Inline | 2 | 2 | 2 | 4 | BranchMin_2BranchMax_4 | 3 | 2.5 | 6 | HeaderMin_2.5HeaderMax_6 | 5
981 | 31 | 20955-2P-40HP VLSC | VLSC_20955_2P_40HP | 300 | 300 | 900 | 3 | 1 | 4 | F | VLS_Inline | 2 | 2 | 2 | 4 | BranchMin_2BranchMax_4 | 3 | 2.5 | 6 | HeaderMin_2.5HeaderMax_6 | 6
981 | 31 | 20955-2P-40HP VLSC | VLSC_20955_2P_40HP | 300 | 300 | 900 | 3 | 1 | 4 | F | VLS_Inline | 2 | 2 | 2 | 4 | BranchMin_2BranchMax_4 | 4 | 2.5 | 6 | HeaderMin_2.5HeaderMax_6 | 2.5 | INVALID
981 | 31 | 20955-2P-40HP VLSC | VLSC_20955_2P_40HP | 300 | 300 | 900 | 3 | 1 | 4 | F | VLS_Inline | 2 | 2 | 2 | 4 | BranchMin_2BranchMax_4 | 4 | 2.5 | 6 | HeaderMin_2.5HeaderMax_6 | 3 | INVALID
981 | 31 | 20955-2P-40HP VLSC | VLSC_20955_2P_40HP | 300 | 300 | 900 | 3 | 1 | 4 | F | VLS_Inline | 2 | 2 | 2 | 4 | BranchMin_2BranchMax_4 | 4 | 2.5 | 6 | HeaderMin_2.5HeaderMax_6 | 4 | INVALID
981 | 31 | 20955-2P-40HP VLSC | VLSC_20955_2P_40HP | 300 | 300 | 900 | 3 | 1 | 4 | F | VLS_Inline | 2 | 2 | 2 | 4 | BranchMin_2BranchMax_4 | 4 | 2.5 | 6 | HeaderMin_2.5HeaderMax_6 | 5
981 | 31 | 20955-2P-40HP VLSC | VLSC_20955_2P_40HP | 300 | 300 | 900 | 3 | 1 | 4 | F | VLS_Inline | 2 | 2 | 2 | 4 | BranchMin_2BranchMax_4 | 4 | 2.5 | 6 | HeaderMin_2.5HeaderMax_6 | 6
982 | 32 | 20955-2P-50HP VLSC | VLSC_20955_2P_50HP | 300 | 300 | 900 | 3 | 1 | 4 | F | VLS_Inline | 2 | 2 | 2 | 4 | BranchMin_2BranchMax_4 | 2 | 2.5 | 6 | HeaderMin_2.5HeaderMax_6 | 2.5
982 | 32 | 20955-2P-50HP VLSC | VLSC_20955_2P_50HP | 300 | 300 | 900 | 3 | 1 | 4 | F | VLS_Inline | 2 | 2 | 2 | 4 | BranchMin_2BranchMax_4 | 2 | 2.5 | 6 | HeaderMin_2.5HeaderMax_6 | 3
982 | 32 | 20955-2P-50HP VLSC | VLSC_20955_2P_50HP | 300 | 300 | 900 | 3 | 1 | 4 | F | VLS_Inline | 2 | 2 | 2 | 4 | BranchMin_2BranchMax_4 | 2 | 2.5 | 6 | HeaderMin_2.5HeaderMax_6 | 4
982 | 32 | 20955-2P-50HP VLSC | VLSC_20955_2P_50HP | 300 | 300 | 900 | 3 | 1 | 4 | F | VLS_Inline | 2 | 2 | 2 | 4 | BranchMin_2BranchMax_4 | 2 | 2.5 | 6 | HeaderMin_2.5HeaderMax_6 | 5
982 | 32 | 20955-2P-50HP VLSC | VLSC_20955_2P_50HP | 300 | 300 | 900 | 3 | 1 | 4 | F | VLS_Inline | 2 | 2 | 2 | 4 | BranchMin_2BranchMax_4 | 2 | 2.5 | 6 | HeaderMin_2.5HeaderMax_6 | 6
982 | 32 | 20955-2P-50HP VLSC | VLSC_20955_2P_50HP | 300 | 300 | 900 | 3 | 1 | 4 | F | VLS_Inline | 2 | 2 | 2 | 4 | BranchMin_2BranchMax_4 | 2.5 | 2.5 | 6 | HeaderMin_2.5HeaderMax_6 | 2.5 | INVALID
982 | 32 | 20955-2P-50HP VLSC | VLSC_20955_2P_50HP | 300 | 300 | 900 | 3 | 1 | 4 | F | VLS_Inline | 2 | 2 | 2 | 4 | BranchMin_2BranchMax_4 | 2.5 | 2.5 | 6 | HeaderMin_2.5HeaderMax_6 | 3
982 | 32 | 20955-2P-50HP VLSC | VLSC_20955_2P_50HP | 300 | 300 | 900 | 3 | 1 | 4 | F | VLS_Inline | 2 | 2 | 2 | 4 | BranchMin_2BranchMax_4 | 2.5 | 2.5 | 6 | HeaderMin_2.5HeaderMax_6 | 4
982 | 32 | 20955-2P-50HP VLSC | VLSC_20955_2P_50HP | 300 | 300 | 900 | 3 | 1 | 4 | F | VLS_Inline | 2 | 2 | 2 | 4 | BranchMin_2BranchMax_4 | 2.5 | 2.5 | 6 | HeaderMin_2.5HeaderMax_6 | 5
982 | 32 | 20955-2P-50HP VLSC | VLSC_20955_2P_50HP | 300 | 300 | 900 | 3 | 1 | 4 | F | VLS_Inline | 2 | 2 | 2 | 4 | BranchMin_2BranchMax_4 | 2.5 | 2.5 | 6 | HeaderMin_2.5HeaderMax_6 | 6
982 | 32 | 20955-2P-50HP VLSC | VLSC_20955_2P_50HP | 300 | 300 | 900 | 3 | 1 | 4 | F | VLS_Inline | 2 | 2 | 2 | 4 | BranchMin_2BranchMax_4 | 3 | 2.5 | 6 | HeaderMin_2.5HeaderMax_6 | 2.5 | INVALID
982 | 32 | 20955-2P-50HP VLSC | VLSC_20955_2P_50HP | 300 | 300 | 900 | 3 | 1 | 4 | F | VLS_Inline | 2 | 2 | 2 | 4 | BranchMin_2BranchMax_4 | 3 | 2.5 | 6 | HeaderMin_2.5HeaderMax_6 | 3 | INVALID
982 | 32 | 20955-2P-50HP VLSC | VLSC_20955_2P_50HP | 300 | 300 | 900 | 3 | 1 | 4 | F | VLS_Inline | 2 | 2 | 2 | 4 | BranchMin_2BranchMax_4 | 3 | 2.5 | 6 | HeaderMin_2.5HeaderMax_6 | 4
982 | 32 | 20955-2P-50HP VLSC | VLSC_20955_2P_50HP | 300 | 300 | 900 | 3 | 1 | 4 | F | VLS_Inline | 2 | 2 | 2 | 4 | BranchMin_2BranchMax_4 | 3 | 2.5 | 6 | HeaderMin_2.5HeaderMax_6 | 5
982 | 32 | 20955-2P-50HP VLSC | VLSC_20955_2P_50HP | 300 | 300 | 900 | 3 | 1 | 4 | F | VLS_Inline | 2 | 2 | 2 | 4 | BranchMin_2BranchMax_4 | 3 | 2.5 | 6 | HeaderMin_2.5HeaderMax_6 | 6
982 | 32 | 20955-2P-50HP VLSC | VLSC_20955_2P_50HP | 300 | 300 | 900 | 3 | 1 | 4 | F | VLS_Inline | 2 | 2 | 2 | 4 | BranchMin_2BranchMax_4 | 4 | 2.5 | 6 | HeaderMin_2.5HeaderMax_6 | 2.5 | INVALID
982 | 32 | 20955-2P-50HP VLSC | VLSC_20955_2P_50HP | 300 | 300 | 900 | 3 | 1 | 4 | F | VLS_Inline | 2 | 2 | 2 | 4 | BranchMin_2BranchMax_4 | 4 | 2.5 | 6 | HeaderMin_2.5HeaderMax_6 | 3 | INVALID
982 | 32 | 20955-2P-50HP VLSC | VLSC_20955_2P_50HP | 300 | 300 | 900 | 3 | 1 | 4 | F | VLS_Inline | 2 | 2 | 2 | 4 | BranchMin_2BranchMax_4 | 4 | 2.5 | 6 | HeaderMin_2.5HeaderMax_6 | 4 | INVALID
982 | 32 | 20955-2P-50HP VLSC | VLSC_20955_2P_50HP | 300 | 300 | 900 | 3 | 1 | 4 | F | VLS_Inline | 2 | 2 | 2 | 4 | BranchMin_2BranchMax_4 | 4 | 2.5 | 6 | HeaderMin_2.5HeaderMax_6 | 5
982 | 32 | 20955-2P-50HP VLSC | VLSC_20955_2P_50HP | 300 | 300 | 900 | 3 | 1 | 4 | F | VLS_Inline | 2 | 2 | 2 | 4 | BranchMin_2BranchMax_4 | 4 | 2.5 | 6 | HeaderMin_2.5HeaderMax_6 | 6
983 | 33 | 20955-4P-3HP VLSC | VLSC_20955_4P_3HP | 136.1059 | 136.1059 | 408.3177 | 3 | 1 | 4 | F | VLS_Inline | 2 | 2 | 2 | 3 | BranchMin_2BranchMax_3 | 2 | 2.5 | 5 | HeaderMin_2.5HeaderMax_5 | 2.5
983 | 33 | 20955-4P-3HP VLSC | VLSC_20955_4P_3HP | 136.1059 | 136.1059 | 408.3177 | 3 | 1 | 4 | F | VLS_Inline | 2 | 2 | 2 | 3 | BranchMin_2BranchMax_3 | 2 | 2.5 | 5 | HeaderMin_2.5HeaderMax_5 | 3
983 | 33 | 20955-4P-3HP VLSC | VLSC_20955_4P_3HP | 136.1059 | 136.1059 | 408.3177 | 3 | 1 | 4 | F | VLS_Inline | 2 | 2 | 2 | 3 | BranchMin_2BranchMax_3 | 2 | 2.5 | 5 | HeaderMin_2.5HeaderMax_5 | 4
983 | 33 | 20955-4P-3HP VLSC | VLSC_20955_4P_3HP | 136.1059 | 136.1059 | 408.3177 | 3 | 1 | 4 | F | VLS_Inline | 2 | 2 | 2 | 3 | BranchMin_2BranchMax_3 | 2 | 2.5 | 5 | HeaderMin_2.5HeaderMax_5 | 5
983 | 33 | 20955-4P-3HP VLSC | VLSC_20955_4P_3HP | 136.1059 | 136.1059 | 408.3177 | 3 | 1 | 4 | F | VLS_Inline | 2 | 2 | 2 | 3 | BranchMin_2BranchMax_3 | 2.5 | 2.5 | 5 | HeaderMin_2.5HeaderMax_5 | 2.5 | INVALID
983 | 33 | 20955-4P-3HP VLSC | VLSC_20955_4P_3HP | 136.1059 | 136.1059 | 408.3177 | 3 | 1 | 4 | F | VLS_Inline | 2 | 2 | 2 | 3 | BranchMin_2BranchMax_3 | 2.5 | 2.5 | 5 | HeaderMin_2.5HeaderMax_5 | 3
983 | 33 | 20955-4P-3HP VLSC | VLSC_20955_4P_3HP | 136.1059 | 136.1059 | 408.3177 | 3 | 1 | 4 | F | VLS_Inline | 2 | 2 | 2 | 3 | BranchMin_2BranchMax_3 | 2.5 | 2.5 | 5 | HeaderMin_2.5HeaderMax_5 | 4
983 | 33 | 20955-4P-3HP VLSC | VLSC_20955_4P_3HP | 136.1059 | 136.1059 | 408.3177 | 3 | 1 | 4 | F | VLS_Inline | 2 | 2 | 2 | 3 | BranchMin_2BranchMax_3 | 2.5 | 2.5 | 5 | HeaderMin_2.5HeaderMax_5 | 5
983 | 33 | 20955-4P-3HP VLSC | VLSC_20955_4P_3HP | 136.1059 | 136.1059 | 408.3177 | 3 | 1 | 4 | F | VLS_Inline | 2 | 2 | 2 | 3 | BranchMin_2BranchMax_3 | 3 | 2.5 | 5 | HeaderMin_2.5HeaderMax_5 | 2.5 | INVALID
983 | 33 | 20955-4P-3HP VLSC | VLSC_20955_4P_3HP | 136.1059 | 136.1059 | 408.3177 | 3 | 1 | 4 | F | VLS_Inline | 2 | 2 | 2 | 3 | BranchMin_2BranchMax_3 | 3 | 2.5 | 5 | HeaderMin_2.5HeaderMax_5 | 3 | INVALID
983 | 33 | 20955-4P-3HP VLSC | VLSC_20955_4P_3HP | 136.1059 | 136.1059 | 408.3177 | 3 | 1 | 4 | F | VLS_Inline | 2 | 2 | 2 | 3 | BranchMin_2BranchMax_3 | 3 | 2.5 | 5 | HeaderMin_2.5HeaderMax_5 | 4
983 | 33 | 20955-4P-3HP VLSC | VLSC_20955_4P_3HP | 136.1059 | 136.1059 | 408.3177 | 3 | 1 | 4 | F | VLS_Inline | 2 | 2 | 2 | 3 | BranchMin_2BranchMax_3 | 3 | 2.5 | 5 | HeaderMin_2.5HeaderMax_5 | 5
984 | 34 | 20955-4P-5HP VLSC | VLSC_20955_4P_5HP | 162.637 | 162.637 | 487.911 | 3 | 1 | 4 | F | VLS_Inline | 2 | 2 | 2 | 3 | BranchMin_2BranchMax_3 | 2 | 2.5 | 5 | HeaderMin_2.5HeaderMax_5 | 2.5
984 | 34 | 20955-4P-5HP VLSC | VLSC_20955_4P_5HP | 162.637 | 162.637 | 487.911 | 3 | 1 | 4 | F | VLS_Inline | 2 | 2 | 2 | 3 | BranchMin_2BranchMax_3 | 2 | 2.5 | 5 | HeaderMin_2.5HeaderMax_5 | 3
984 | 34 | 20955-4P-5HP VLSC | VLSC_20955_4P_5HP | 162.637 | 162.637 | 487.911 | 3 | 1 | 4 | F | VLS_Inline | 2 | 2 | 2 | 3 | BranchMin_2BranchMax_3 | 2 | 2.5 | 5 | HeaderMin_2.5HeaderMax_5 | 4
984 | 34 | 20955-4P-5HP VLSC | VLSC_20955_4P_5HP | 162.637 | 162.637 | 487.911 | 3 | 1 | 4 | F | VLS_Inline | 2 | 2 | 2 | 3 | BranchMin_2BranchMax_3 | 2 | 2.5 | 5 | HeaderMin_2.5HeaderMax_5 | 5
984 | 34 | 20955-4P-5HP VLSC | VLSC_20955_4P_5HP | 162.637 | 162.637 | 487.911 | 3 | 1 | 4 | F | VLS_Inline | 2 | 2 | 2 | 3 | BranchMin_2BranchMax_3 | 2.5 | 2.5 | 5 | HeaderMin_2.5HeaderMax_5 | 2.5 | INVALID
984 | 34 | 20955-4P-5HP VLSC | VLSC_20955_4P_5HP | 162.637 | 162.637 | 487.911 | 3 | 1 | 4 | F | VLS_Inline | 2 | 2 | 2 | 3 | BranchMin_2BranchMax_3 | 2.5 | 2.5 | 5 | HeaderMin_2.5HeaderMax_5 | 3
984 | 34 | 20955-4P-5HP VLSC | VLSC_20955_4P_5HP | 162.637 | 162.637 | 487.911 | 3 | 1 | 4 | F | VLS_Inline | 2 | 2 | 2 | 3 | BranchMin_2BranchMax_3 | 2.5 | 2.5 | 5 | HeaderMin_2.5HeaderMax_5 | 4
984 | 34 | 20955-4P-5HP VLSC | VLSC_20955_4P_5HP | 162.637 | 162.637 | 487.911 | 3 | 1 | 4 | F | VLS_Inline | 2 | 2 | 2 | 3 | BranchMin_2BranchMax_3 | 2.5 | 2.5 | 5 | HeaderMin_2.5HeaderMax_5 | 5
984 | 34 | 20955-4P-5HP VLSC | VLSC_20955_4P_5HP | 162.637 | 162.637 | 487.911 | 3 | 1 | 4 | F | VLS_Inline | 2 | 2 | 2 | 3 | BranchMin_2BranchMax_3 | 3 | 2.5 | 5 | HeaderMin_2.5HeaderMax_5 | 2.5 | INVALID
984 | 34 | 20955-4P-5HP VLSC | VLSC_20955_4P_5HP | 162.637 | 162.637 | 487.911 | 3 | 1 | 4 | F | VLS_Inline | 2 | 2 | 2 | 3 | BranchMin_2BranchMax_3 | 3 | 2.5 | 5 | HeaderMin_2.5HeaderMax_5 | 3 | INVALID
984 | 34 | 20955-4P-5HP VLSC | VLSC_20955_4P_5HP | 162.637 | 162.637 | 487.911 | 3 | 1 | 4 | F | VLS_Inline | 2 | 2 | 2 | 3 | BranchMin_2BranchMax_3 | 3 | 2.5 | 5 | HeaderMin_2.5HeaderMax_5 | 4
984 | 34 | 20955-4P-5HP VLSC | VLSC_20955_4P_5HP | 162.637 | 162.637 | 487.911 | 3 | 1 | 4 | F | VLS_Inline | 2 | 2 | 2 | 3 | BranchMin_2BranchMax_3 | 3 | 2.5 | 5 | HeaderMin_2.5HeaderMax_5 | 5
985 | 35 | 20955-4P-7.5HP VLSC | VLSC_20955_4P_7.5HP | 165.3271 | 165.3271 | 495.9813 | 3 | 1 | 4 | F | VLS_Inline | 2 | 2 | 2 | 3 | BranchMin_2BranchMax_3 | 2 | 2.5 | 5 | HeaderMin_2.5HeaderMax_5 | 2.5
985 | 35 | 20955-4P-7.5HP VLSC | VLSC_20955_4P_7.5HP | 165.3271 | 165.3271 | 495.9813 | 3 | 1 | 4 | F | VLS_Inline | 2 | 2 | 2 | 3 | BranchMin_2BranchMax_3 | 2 | 2.5 | 5 | HeaderMin_2.5HeaderMax_5 | 3
985 | 35 | 20955-4P-7.5HP VLSC | VLSC_20955_4P_7.5HP | 165.3271 | 165.3271 | 495.9813 | 3 | 1 | 4 | F | VLS_Inline | 2 | 2 | 2 | 3 | BranchMin_2BranchMax_3 | 2 | 2.5 | 5 | HeaderMin_2.5HeaderMax_5 | 4
985 | 35 | 20955-4P-7.5HP VLSC | VLSC_20955_4P_7.5HP | 165.3271 | 165.3271 | 495.9813 | 3 | 1 | 4 | F | VLS_Inline | 2 | 2 | 2 | 3 | BranchMin_2BranchMax_3 | 2 | 2.5 | 5 | HeaderMin_2.5HeaderMax_5 | 5
985 | 35 | 20955-4P-7.5HP VLSC | VLSC_20955_4P_7.5HP | 165.3271 | 165.3271 | 495.9813 | 3 | 1 | 4 | F | VLS_Inline | 2 | 2 | 2 | 3 | BranchMin_2BranchMax_3 | 2.5 | 2.5 | 5 | HeaderMin_2.5HeaderMax_5 | 2.5 | INVALID
985 | 35 | 20955-4P-7.5HP VLSC | VLSC_20955_4P_7.5HP | 165.3271 | 165.3271 | 495.9813 | 3 | 1 | 4 | F | VLS_Inline | 2 | 2 | 2 | 3 | BranchMin_2BranchMax_3 | 2.5 | 2.5 | 5 | HeaderMin_2.5HeaderMax_5 | 3
985 | 35 | 20955-4P-7.5HP VLSC | VLSC_20955_4P_7.5HP | 165.3271 | 165.3271 | 495.9813 | 3 | 1 | 4 | F | VLS_Inline | 2 | 2 | 2 | 3 | BranchMin_2BranchMax_3 | 2.5 | 2.5 | 5 | HeaderMin_2.5HeaderMax_5 | 4
985 | 35 | 20955-4P-7.5HP VLSC | VLSC_20955_4P_7.5HP | 165.3271 | 165.3271 | 495.9813 | 3 | 1 | 4 | F | VLS_Inline | 2 | 2 | 2 | 3 | BranchMin_2BranchMax_3 | 2.5 | 2.5 | 5 | HeaderMin_2.5HeaderMax_5 | 5
985 | 35 | 20955-4P-7.5HP VLSC | VLSC_20955_4P_7.5HP | 165.3271 | 165.3271 | 495.9813 | 3 | 1 | 4 | F | VLS_Inline | 2 | 2 | 2 | 3 | BranchMin_2BranchMax_3 | 3 | 2.5 | 5 | HeaderMin_2.5HeaderMax_5 | 2.5 | INVALID
985 | 35 | 20955-4P-7.5HP VLSC | VLSC_20955_4P_7.5HP | 165.3271 | 165.3271 | 495.9813 | 3 | 1 | 4 | F | VLS_Inline | 2 | 2 | 2 | 3 | BranchMin_2BranchMax_3 | 3 | 2.5 | 5 | HeaderMin_2.5HeaderMax_5 | 3 | INVALID
985 | 35 | 20955-4P-7.5HP VLSC | VLSC_20955_4P_7.5HP | 165.3271 | 165.3271 | 495.9813 | 3 | 1 | 4 | F | VLS_Inline | 2 | 2 | 2 | 3 | BranchMin_2BranchMax_3 | 3 | 2.5 | 5 | HeaderMin_2.5HeaderMax_5 | 4
985 | 35 | 20955-4P-7.5HP VLSC | VLSC_20955_4P_7.5HP | 165.3271 | 165.3271 | 495.9813 | 3 | 1 | 4 | F | VLS_Inline | 2 | 2 | 2 | 3 | BranchMin_2BranchMax_3 | 3 | 2.5 | 5 | HeaderMin_2.5HeaderMax_5 | 5
986 | 36 | 20959-2P-20HP VLSC | VLSC_20959_2P_20HP | 271.9533 | 271.9533 | 815.8599 | 3 | 1 | 4 | F | VLS_Inline | 2 | 2 | 2 | 4 | BranchMin_2BranchMax_4 | 2 | 2.5 | 6 | HeaderMin_2.5HeaderMax_6 | 2.5
986 | 36 | 20959-2P-20HP VLSC | VLSC_20959_2P_20HP | 271.9533 | 271.9533 | 815.8599 | 3 | 1 | 4 | F | VLS_Inline | 2 | 2 | 2 | 4 | BranchMin_2BranchMax_4 | 2 | 2.5 | 6 | HeaderMin_2.5HeaderMax_6 | 3
986 | 36 | 20959-2P-20HP VLSC | VLSC_20959_2P_20HP | 271.9533 | 271.9533 | 815.8599 | 3 | 1 | 4 | F | VLS_Inline | 2 | 2 | 2 | 4 | BranchMin_2BranchMax_4 | 2 | 2.5 | 6 | HeaderMin_2.5HeaderMax_6 | 4
986 | 36 | 20959-2P-20HP VLSC | VLSC_20959_2P_20HP | 271.9533 | 271.9533 | 815.8599 | 3 | 1 | 4 | F | VLS_Inline | 2 | 2 | 2 | 4 | BranchMin_2BranchMax_4 | 2 | 2.5 | 6 | HeaderMin_2.5HeaderMax_6 | 5
986 | 36 | 20959-2P-20HP VLSC | VLSC_20959_2P_20HP | 271.9533 | 271.9533 | 815.8599 | 3 | 1 | 4 | F | VLS_Inline | 2 | 2 | 2 | 4 | BranchMin_2BranchMax_4 | 2 | 2.5 | 6 | HeaderMin_2.5HeaderMax_6 | 6
986 | 36 | 20959-2P-20HP VLSC | VLSC_20959_2P_20HP | 271.9533 | 271.9533 | 815.8599 | 3 | 1 | 4 | F | VLS_Inline | 2 | 2 | 2 | 4 | BranchMin_2BranchMax_4 | 2.5 | 2.5 | 6 | HeaderMin_2.5HeaderMax_6 | 2.5 | INVALID
986 | 36 | 20959-2P-20HP VLSC | VLSC_20959_2P_20HP | 271.9533 | 271.9533 | 815.8599 | 3 | 1 | 4 | F | VLS_Inline | 2 | 2 | 2 | 4 | BranchMin_2BranchMax_4 | 2.5 | 2.5 | 6 | HeaderMin_2.5HeaderMax_6 | 3
986 | 36 | 20959-2P-20HP VLSC | VLSC_20959_2P_20HP | 271.9533 | 271.9533 | 815.8599 | 3 | 1 | 4 | F | VLS_Inline | 2 | 2 | 2 | 4 | BranchMin_2BranchMax_4 | 2.5 | 2.5 | 6 | HeaderMin_2.5HeaderMax_6 | 4
986 | 36 | 20959-2P-20HP VLSC | VLSC_20959_2P_20HP | 271.9533 | 271.9533 | 815.8599 | 3 | 1 | 4 | F | VLS_Inline | 2 | 2 | 2 | 4 | BranchMin_2BranchMax_4 | 2.5 | 2.5 | 6 | HeaderMin_2.5HeaderMax_6 | 5
986 | 36 | 20959-2P-20HP VLSC | VLSC_20959_2P_20HP | 271.9533 | 271.9533 | 815.8599 | 3 | 1 | 4 | F | VLS_Inline | 2 | 2 | 2 | 4 | BranchMin_2BranchMax_4 | 2.5 | 2.5 | 6 | HeaderMin_2.5HeaderMax_6 | 6
986 | 36 | 20959-2P-20HP VLSC | VLSC_20959_2P_20HP | 271.9533 | 271.9533 | 815.8599 | 3 | 1 | 4 | F | VLS_Inline | 2 | 2 | 2 | 4 | BranchMin_2BranchMax_4 | 3 | 2.5 | 6 | HeaderMin_2.5HeaderMax_6 | 2.5 | INVALID
986 | 36 | 20959-2P-20HP VLSC | VLSC_20959_2P_20HP | 271.9533 | 271.9533 | 815.8599 | 3 | 1 | 4 | F | VLS_Inline | 2 | 2 | 2 | 4 | BranchMin_2BranchMax_4 | 3 | 2.5 | 6 | HeaderMin_2.5HeaderMax_6 | 3 | INVALID
986 | 36 | 20959-2P-20HP VLSC | VLSC_20959_2P_20HP | 271.9533 | 271.9533 | 815.8599 | 3 | 1 | 4 | F | VLS_Inline | 2 | 2 | 2 | 4 | BranchMin_2BranchMax_4 | 3 | 2.5 | 6 | HeaderMin_2.5HeaderMax_6 | 4
986 | 36 | 20959-2P-20HP VLSC | VLSC_20959_2P_20HP | 271.9533 | 271.9533 | 815.8599 | 3 | 1 | 4 | F | VLS_Inline | 2 | 2 | 2 | 4 | BranchMin_2BranchMax_4 | 3 | 2.5 | 6 | HeaderMin_2.5HeaderMax_6 | 5
986 | 36 | 20959-2P-20HP VLSC | VLSC_20959_2P_20HP | 271.9533 | 271.9533 | 815.8599 | 3 | 1 | 4 | F | VLS_Inline | 2 | 2 | 2 | 4 | BranchMin_2BranchMax_4 | 3 | 2.5 | 6 | HeaderMin_2.5HeaderMax_6 | 6
986 | 36 | 20959-2P-20HP VLSC | VLSC_20959_2P_20HP | 271.9533 | 271.9533 | 815.8599 | 3 | 1 | 4 | F | VLS_Inline | 2 | 2 | 2 | 4 | BranchMin_2BranchMax_4 | 4 | 2.5 | 6 | HeaderMin_2.5HeaderMax_6 | 2.5 | INVALID
986 | 36 | 20959-2P-20HP VLSC | VLSC_20959_2P_20HP | 271.9533 | 271.9533 | 815.8599 | 3 | 1 | 4 | F | VLS_Inline | 2 | 2 | 2 | 4 | BranchMin_2BranchMax_4 | 4 | 2.5 | 6 | HeaderMin_2.5HeaderMax_6 | 3 | INVALID
986 | 36 | 20959-2P-20HP VLSC | VLSC_20959_2P_20HP | 271.9533 | 271.9533 | 815.8599 | 3 | 1 | 4 | F | VLS_Inline | 2 | 2 | 2 | 4 | BranchMin_2BranchMax_4 | 4 | 2.5 | 6 | HeaderMin_2.5HeaderMax_6 | 4 | INVALID
986 | 36 | 20959-2P-20HP VLSC | VLSC_20959_2P_20HP | 271.9533 | 271.9533 | 815.8599 | 3 | 1 | 4 | F | VLS_Inline | 2 | 2 | 2 | 4 | BranchMin_2BranchMax_4 | 4 | 2.5 | 6 | HeaderMin_2.5HeaderMax_6 | 5
986 | 36 | 20959-2P-20HP VLSC | VLSC_20959_2P_20HP | 271.9533 | 271.9533 | 815.8599 | 3 | 1 | 4 | F | VLS_Inline | 2 | 2 | 2 | 4 | BranchMin_2BranchMax_4 | 4 | 2.5 | 6 | HeaderMin_2.5HeaderMax_6 | 6
987 | 37 | 20959-2P-25HP VLSC | VLSC_20959_2P_25HP | 309.3395 | 309.3395 | 928.0185 | 3 | 1 | 4 | F | VLS_Inline | 2 | 2 | 2 | 4 | BranchMin_2BranchMax_4 | 2 | 2.5 | 6 | HeaderMin_2.5HeaderMax_6 | 2.5
987 | 37 | 20959-2P-25HP VLSC | VLSC_20959_2P_25HP | 309.3395 | 309.3395 | 928.0185 | 3 | 1 | 4 | F | VLS_Inline | 2 | 2 | 2 | 4 | BranchMin_2BranchMax_4 | 2 | 2.5 | 6 | HeaderMin_2.5HeaderMax_6 | 3
987 | 37 | 20959-2P-25HP VLSC | VLSC_20959_2P_25HP | 309.3395 | 309.3395 | 928.0185 | 3 | 1 | 4 | F | VLS_Inline | 2 | 2 | 2 | 4 | BranchMin_2BranchMax_4 | 2 | 2.5 | 6 | HeaderMin_2.5HeaderMax_6 | 4
987 | 37 | 20959-2P-25HP VLSC | VLSC_20959_2P_25HP | 309.3395 | 309.3395 | 928.0185 | 3 | 1 | 4 | F | VLS_Inline | 2 | 2 | 2 | 4 | BranchMin_2BranchMax_4 | 2 | 2.5 | 6 | HeaderMin_2.5HeaderMax_6 | 5
987 | 37 | 20959-2P-25HP VLSC | VLSC_20959_2P_25HP | 309.3395 | 309.3395 | 928.0185 | 3 | 1 | 4 | F | VLS_Inline | 2 | 2 | 2 | 4 | BranchMin_2BranchMax_4 | 2 | 2.5 | 6 | HeaderMin_2.5HeaderMax_6 | 6
987 | 37 | 20959-2P-25HP VLSC | VLSC_20959_2P_25HP | 309.3395 | 309.3395 | 928.0185 | 3 | 1 | 4 | F | VLS_Inline | 2 | 2 | 2 | 4 | BranchMin_2BranchMax_4 | 2.5 | 2.5 | 6 | HeaderMin_2.5HeaderMax_6 | 2.5 | INVALID
987 | 37 | 20959-2P-25HP VLSC | VLSC_20959_2P_25HP | 309.3395 | 309.3395 | 928.0185 | 3 | 1 | 4 | F | VLS_Inline | 2 | 2 | 2 | 4 | BranchMin_2BranchMax_4 | 2.5 | 2.5 | 6 | HeaderMin_2.5HeaderMax_6 | 3
987 | 37 | 20959-2P-25HP VLSC | VLSC_20959_2P_25HP | 309.3395 | 309.3395 | 928.0185 | 3 | 1 | 4 | F | VLS_Inline | 2 | 2 | 2 | 4 | BranchMin_2BranchMax_4 | 2.5 | 2.5 | 6 | HeaderMin_2.5HeaderMax_6 | 4
987 | 37 | 20959-2P-25HP VLSC | VLSC_20959_2P_25HP | 309.3395 | 309.3395 | 928.0185 | 3 | 1 | 4 | F | VLS_Inline | 2 | 2 | 2 | 4 | BranchMin_2BranchMax_4 | 2.5 | 2.5 | 6 | HeaderMin_2.5HeaderMax_6 | 5
987 | 37 | 20959-2P-25HP VLSC | VLSC_20959_2P_25HP | 309.3395 | 309.3395 | 928.0185 | 3 | 1 | 4 | F | VLS_Inline | 2 | 2 | 2 | 4 | BranchMin_2BranchMax_4 | 2.5 | 2.5 | 6 | HeaderMin_2.5HeaderMax_6 | 6
987 | 37 | 20959-2P-25HP VLSC | VLSC_20959_2P_25HP | 309.3395 | 309.3395 | 928.0185 | 3 | 1 | 4 | F | VLS_Inline | 2 | 2 | 2 | 4 | BranchMin_2BranchMax_4 | 3 | 2.5 | 6 | HeaderMin_2.5HeaderMax_6 | 2.5 | INVALID
987 | 37 | 20959-2P-25HP VLSC | VLSC_20959_2P_25HP | 309.3395 | 309.3395 | 928.0185 | 3 | 1 | 4 | F | VLS_Inline | 2 | 2 | 2 | 4 | BranchMin_2BranchMax_4 | 3 | 2.5 | 6 | HeaderMin_2.5HeaderMax_6 | 3 | INVALID
987 | 37 | 20959-2P-25HP VLSC | VLSC_20959_2P_25HP | 309.3395 | 309.3395 | 928.0185 | 3 | 1 | 4 | F | VLS_Inline | 2 | 2 | 2 | 4 | BranchMin_2BranchMax_4 | 3 | 2.5 | 6 | HeaderMin_2.5HeaderMax_6 | 4
987 | 37 | 20959-2P-25HP VLSC | VLSC_20959_2P_25HP | 309.3395 | 309.3395 | 928.0185 | 3 | 1 | 4 | F | VLS_Inline | 2 | 2 | 2 | 4 | BranchMin_2BranchMax_4 | 3 | 2.5 | 6 | HeaderMin_2.5HeaderMax_6 | 5
987 | 37 | 20959-2P-25HP VLSC | VLSC_20959_2P_25HP | 309.3395 | 309.3395 | 928.0185 | 3 | 1 | 4 | F | VLS_Inline | 2 | 2 | 2 | 4 | BranchMin_2BranchMax_4 | 3 | 2.5 | 6 | HeaderMin_2.5HeaderMax_6 | 6
987 | 37 | 20959-2P-25HP VLSC | VLSC_20959_2P_25HP | 309.3395 | 309.3395 | 928.0185 | 3 | 1 | 4 | F | VLS_Inline | 2 | 2 | 2 | 4 | BranchMin_2BranchMax_4 | 4 | 2.5 | 6 | HeaderMin_2.5HeaderMax_6 | 2.5 | INVALID
987 | 37 | 20959-2P-25HP VLSC | VLSC_20959_2P_25HP | 309.3395 | 309.3395 | 928.0185 | 3 | 1 | 4 | F | VLS_Inline | 2 | 2 | 2 | 4 | BranchMin_2BranchMax_4 | 4 | 2.5 | 6 | HeaderMin_2.5HeaderMax_6 | 3 | INVALID
987 | 37 | 20959-2P-25HP VLSC | VLSC_20959_2P_25HP | 309.3395 | 309.3395 | 928.0185 | 3 | 1 | 4 | F | VLS_Inline | 2 | 2 | 2 | 4 | BranchMin_2BranchMax_4 | 4 | 2.5 | 6 | HeaderMin_2.5HeaderMax_6 | 4 | INVALID
987 | 37 | 20959-2P-25HP VLSC | VLSC_20959_2P_25HP | 309.3395 | 309.3395 | 928.0185 | 3 | 1 | 4 | F | VLS_Inline | 2 | 2 | 2 | 4 | BranchMin_2BranchMax_4 | 4 | 2.5 | 6 | HeaderMin_2.5HeaderMax_6 | 5
987 | 37 | 20959-2P-25HP VLSC | VLSC_20959_2P_25HP | 309.3395 | 309.3395 | 928.0185 | 3 | 1 | 4 | F | VLS_Inline | 2 | 2 | 2 | 4 | BranchMin_2BranchMax_4 | 4 | 2.5 | 6 | HeaderMin_2.5HeaderMax_6 | 6
988 | 38 | 20959-2P-30HP VLSC | VLSC_20959_2P_30HP | 341.2848 | 341.2848 | 1023.8543 | 3 | 1 | 4 | F | VLS_Inline | 2 | 2 | 2 | 4 | BranchMin_2BranchMax_4 | 2 | 2.5 | 8 | HeaderMin_2.5HeaderMax_8 | 2.5
988 | 38 | 20959-2P-30HP VLSC | VLSC_20959_2P_30HP | 341.2848 | 341.2848 | 1023.8543 | 3 | 1 | 4 | F | VLS_Inline | 2 | 2 | 2 | 4 | BranchMin_2BranchMax_4 | 2 | 2.5 | 8 | HeaderMin_2.5HeaderMax_8 | 4
988 | 38 | 20959-2P-30HP VLSC | VLSC_20959_2P_30HP | 341.2848 | 341.2848 | 1023.8543 | 3 | 1 | 4 | F | VLS_Inline | 2 | 2 | 2 | 4 | BranchMin_2BranchMax_4 | 2 | 2.5 | 8 | HeaderMin_2.5HeaderMax_8 | 6
988 | 38 | 20959-2P-30HP VLSC | VLSC_20959_2P_30HP | 341.2848 | 341.2848 | 1023.8543 | 3 | 1 | 4 | F | VLS_Inline | 2 | 2 | 2 | 4 | BranchMin_2BranchMax_4 | 2 | 2.5 | 8 | HeaderMin_2.5HeaderMax_8 | 8
988 | 38 | 20959-2P-30HP VLSC | VLSC_20959_2P_30HP | 341.2848 | 341.2848 | 1023.8543 | 3 | 1 | 4 | F | VLS_Inline | 2 | 2 | 2 | 4 | BranchMin_2BranchMax_4 | 2.5 | 2.5 | 8 | HeaderMin_2.5HeaderMax_8 | 2.5 | INVALID
988 | 38 | 20959-2P-30HP VLSC | VLSC_20959_2P_30HP | 341.2848 | 341.2848 | 1023.8543 | 3 | 1 | 4 | F | VLS_Inline | 2 | 2 | 2 | 4 | BranchMin_2BranchMax_4 | 2.5 | 2.5 | 8 | HeaderMin_2.5HeaderMax_8 | 4
988 | 38 | 20959-2P-30HP VLSC | VLSC_20959_2P_30HP | 341.2848 | 341.2848 | 1023.8543 | 3 | 1 | 4 | F | VLS_Inline | 2 | 2 | 2 | 4 | BranchMin_2BranchMax_4 | 2.5 | 2.5 | 8 | HeaderMin_2.5HeaderMax_8 | 6
988 | 38 | 20959-2P-30HP VLSC | VLSC_20959_2P_30HP | 341.2848 | 341.2848 | 1023.8543 | 3 | 1 | 4 | F | VLS_Inline | 2 | 2 | 2 | 4 | BranchMin_2BranchMax_4 | 2.5 | 2.5 | 8 | HeaderMin_2.5HeaderMax_8 | 8
988 | 38 | 20959-2P-30HP VLSC | VLSC_20959_2P_30HP | 341.2848 | 341.2848 | 1023.8543 | 3 | 1 | 4 | F | VLS_Inline | 2 | 2 | 2 | 4 | BranchMin_2BranchMax_4 | 3 | 2.5 | 8 | HeaderMin_2.5HeaderMax_8 | 2.5 | INVALID
988 | 38 | 20959-2P-30HP VLSC | VLSC_20959_2P_30HP | 341.2848 | 341.2848 | 1023.8543 | 3 | 1 | 4 | F | VLS_Inline | 2 | 2 | 2 | 4 | BranchMin_2BranchMax_4 | 3 | 2.5 | 8 | HeaderMin_2.5HeaderMax_8 | 4
988 | 38 | 20959-2P-30HP VLSC | VLSC_20959_2P_30HP | 341.2848 | 341.2848 | 1023.8543 | 3 | 1 | 4 | F | VLS_Inline | 2 | 2 | 2 | 4 | BranchMin_2BranchMax_4 | 3 | 2.5 | 8 | HeaderMin_2.5HeaderMax_8 | 6
988 | 38 | 20959-2P-30HP VLSC | VLSC_20959_2P_30HP | 341.2848 | 341.2848 | 1023.8543 | 3 | 1 | 4 | F | VLS_Inline | 2 | 2 | 2 | 4 | BranchMin_2BranchMax_4 | 3 | 2.5 | 8 | HeaderMin_2.5HeaderMax_8 | 8
988 | 38 | 20959-2P-30HP VLSC | VLSC_20959_2P_30HP | 341.2848 | 341.2848 | 1023.8543 | 3 | 1 | 4 | F | VLS_Inline | 2 | 2 | 2 | 4 | BranchMin_2BranchMax_4 | 4 | 2.5 | 8 | HeaderMin_2.5HeaderMax_8 | 2.5 | INVALID
988 | 38 | 20959-2P-30HP VLSC | VLSC_20959_2P_30HP | 341.2848 | 341.2848 | 1023.8543 | 3 | 1 | 4 | F | VLS_Inline | 2 | 2 | 2 | 4 | BranchMin_2BranchMax_4 | 4 | 2.5 | 8 | HeaderMin_2.5HeaderMax_8 | 4 | INVALID
988 | 38 | 20959-2P-30HP VLSC | VLSC_20959_2P_30HP | 341.2848 | 341.2848 | 1023.8543 | 3 | 1 | 4 | F | VLS_Inline | 2 | 2 | 2 | 4 | BranchMin_2BranchMax_4 | 4 | 2.5 | 8 | HeaderMin_2.5HeaderMax_8 | 6
988 | 38 | 20959-2P-30HP VLSC | VLSC_20959_2P_30HP | 341.2848 | 341.2848 | 1023.8543 | 3 | 1 | 4 | F | VLS_Inline | 2 | 2 | 2 | 4 | BranchMin_2BranchMax_4 | 4 | 2.5 | 8 | HeaderMin_2.5HeaderMax_8 | 8
989 | 39 | 20959-2P-40HP VLSC | VLSC_20959_2P_40HP | 380.858 | 380.858 | 1142.5741 | 3 | 1 | 4 | F | VLS_Inline | 2 | 2 | 2 | 4 | BranchMin_2BranchMax_4 | 2 | 2.5 | 8 | HeaderMin_2.5HeaderMax_8 | 2.5
989 | 39 | 20959-2P-40HP VLSC | VLSC_20959_2P_40HP | 380.858 | 380.858 | 1142.5741 | 3 | 1 | 4 | F | VLS_Inline | 2 | 2 | 2 | 4 | BranchMin_2BranchMax_4 | 2 | 2.5 | 8 | HeaderMin_2.5HeaderMax_8 | 4
989 | 39 | 20959-2P-40HP VLSC | VLSC_20959_2P_40HP | 380.858 | 380.858 | 1142.5741 | 3 | 1 | 4 | F | VLS_Inline | 2 | 2 | 2 | 4 | BranchMin_2BranchMax_4 | 2 | 2.5 | 8 | HeaderMin_2.5HeaderMax_8 | 6
989 | 39 | 20959-2P-40HP VLSC | VLSC_20959_2P_40HP | 380.858 | 380.858 | 1142.5741 | 3 | 1 | 4 | F | VLS_Inline | 2 | 2 | 2 | 4 | BranchMin_2BranchMax_4 | 2 | 2.5 | 8 | HeaderMin_2.5HeaderMax_8 | 8
989 | 39 | 20959-2P-40HP VLSC | VLSC_20959_2P_40HP | 380.858 | 380.858 | 1142.5741 | 3 | 1 | 4 | F | VLS_Inline | 2 | 2 | 2 | 4 | BranchMin_2BranchMax_4 | 2.5 | 2.5 | 8 | HeaderMin_2.5HeaderMax_8 | 2.5 | INVALID
989 | 39 | 20959-2P-40HP VLSC | VLSC_20959_2P_40HP | 380.858 | 380.858 | 1142.5741 | 3 | 1 | 4 | F | VLS_Inline | 2 | 2 | 2 | 4 | BranchMin_2BranchMax_4 | 2.5 | 2.5 | 8 | HeaderMin_2.5HeaderMax_8 | 4
989 | 39 | 20959-2P-40HP VLSC | VLSC_20959_2P_40HP | 380.858 | 380.858 | 1142.5741 | 3 | 1 | 4 | F | VLS_Inline | 2 | 2 | 2 | 4 | BranchMin_2BranchMax_4 | 2.5 | 2.5 | 8 | HeaderMin_2.5HeaderMax_8 | 6
989 | 39 | 20959-2P-40HP VLSC | VLSC_20959_2P_40HP | 380.858 | 380.858 | 1142.5741 | 3 | 1 | 4 | F | VLS_Inline | 2 | 2 | 2 | 4 | BranchMin_2BranchMax_4 | 2.5 | 2.5 | 8 | HeaderMin_2.5HeaderMax_8 | 8
989 | 39 | 20959-2P-40HP VLSC | VLSC_20959_2P_40HP | 380.858 | 380.858 | 1142.5741 | 3 | 1 | 4 | F | VLS_Inline | 2 | 2 | 2 | 4 | BranchMin_2BranchMax_4 | 3 | 2.5 | 8 | HeaderMin_2.5HeaderMax_8 | 2.5 | INVALID
989 | 39 | 20959-2P-40HP VLSC | VLSC_20959_2P_40HP | 380.858 | 380.858 | 1142.5741 | 3 | 1 | 4 | F | VLS_Inline | 2 | 2 | 2 | 4 | BranchMin_2BranchMax_4 | 3 | 2.5 | 8 | HeaderMin_2.5HeaderMax_8 | 4
989 | 39 | 20959-2P-40HP VLSC | VLSC_20959_2P_40HP | 380.858 | 380.858 | 1142.5741 | 3 | 1 | 4 | F | VLS_Inline | 2 | 2 | 2 | 4 | BranchMin_2BranchMax_4 | 3 | 2.5 | 8 | HeaderMin_2.5HeaderMax_8 | 6
989 | 39 | 20959-2P-40HP VLSC | VLSC_20959_2P_40HP | 380.858 | 380.858 | 1142.5741 | 3 | 1 | 4 | F | VLS_Inline | 2 | 2 | 2 | 4 | BranchMin_2BranchMax_4 | 3 | 2.5 | 8 | HeaderMin_2.5HeaderMax_8 | 8
989 | 39 | 20959-2P-40HP VLSC | VLSC_20959_2P_40HP | 380.858 | 380.858 | 1142.5741 | 3 | 1 | 4 | F | VLS_Inline | 2 | 2 | 2 | 4 | BranchMin_2BranchMax_4 | 4 | 2.5 | 8 | HeaderMin_2.5HeaderMax_8 | 2.5 | INVALID
989 | 39 | 20959-2P-40HP VLSC | VLSC_20959_2P_40HP | 380.858 | 380.858 | 1142.5741 | 3 | 1 | 4 | F | VLS_Inline | 2 | 2 | 2 | 4 | BranchMin_2BranchMax_4 | 4 | 2.5 | 8 | HeaderMin_2.5HeaderMax_8 | 4 | INVALID
989 | 39 | 20959-2P-40HP VLSC | VLSC_20959_2P_40HP | 380.858 | 380.858 | 1142.5741 | 3 | 1 | 4 | F | VLS_Inline | 2 | 2 | 2 | 4 | BranchMin_2BranchMax_4 | 4 | 2.5 | 8 | HeaderMin_2.5HeaderMax_8 | 6
989 | 39 | 20959-2P-40HP VLSC | VLSC_20959_2P_40HP | 380.858 | 380.858 | 1142.5741 | 3 | 1 | 4 | F | VLS_Inline | 2 | 2 | 2 | 4 | BranchMin_2BranchMax_4 | 4 | 2.5 | 8 | HeaderMin_2.5HeaderMax_8 | 8
990 | 40 | 20959-2P-50HP VLSC | VLSC_20959_2P_50HP | 405.1149 | 405.1149 | 1215.3446 | 3 | 1 | 4 | F | VLS_Inline | 2 | 2 | 2 | 5 | BranchMin_2BranchMax_5 | 2 | 2.5 | 8 | HeaderMin_2.5HeaderMax_8 | 2.5
990 | 40 | 20959-2P-50HP VLSC | VLSC_20959_2P_50HP | 405.1149 | 405.1149 | 1215.3446 | 3 | 1 | 4 | F | VLS_Inline | 2 | 2 | 2 | 5 | BranchMin_2BranchMax_5 | 2 | 2.5 | 8 | HeaderMin_2.5HeaderMax_8 | 4
990 | 40 | 20959-2P-50HP VLSC | VLSC_20959_2P_50HP | 405.1149 | 405.1149 | 1215.3446 | 3 | 1 | 4 | F | VLS_Inline | 2 | 2 | 2 | 5 | BranchMin_2BranchMax_5 | 2 | 2.5 | 8 | HeaderMin_2.5HeaderMax_8 | 6
990 | 40 | 20959-2P-50HP VLSC | VLSC_20959_2P_50HP | 405.1149 | 405.1149 | 1215.3446 | 3 | 1 | 4 | F | VLS_Inline | 2 | 2 | 2 | 5 | BranchMin_2BranchMax_5 | 2 | 2.5 | 8 | HeaderMin_2.5HeaderMax_8 | 8
990 | 40 | 20959-2P-50HP VLSC | VLSC_20959_2P_50HP | 405.1149 | 405.1149 | 1215.3446 | 3 | 1 | 4 | F | VLS_Inline | 2 | 2 | 2 | 5 | BranchMin_2BranchMax_5 | 2.5 | 2.5 | 8 | HeaderMin_2.5HeaderMax_8 | 2.5 | INVALID
990 | 40 | 20959-2P-50HP VLSC | VLSC_20959_2P_50HP | 405.1149 | 405.1149 | 1215.3446 | 3 | 1 | 4 | F | VLS_Inline | 2 | 2 | 2 | 5 | BranchMin_2BranchMax_5 | 2.5 | 2.5 | 8 | HeaderMin_2.5HeaderMax_8 | 4
990 | 40 | 20959-2P-50HP VLSC | VLSC_20959_2P_50HP | 405.1149 | 405.1149 | 1215.3446 | 3 | 1 | 4 | F | VLS_Inline | 2 | 2 | 2 | 5 | BranchMin_2BranchMax_5 | 2.5 | 2.5 | 8 | HeaderMin_2.5HeaderMax_8 | 6
990 | 40 | 20959-2P-50HP VLSC | VLSC_20959_2P_50HP | 405.1149 | 405.1149 | 1215.3446 | 3 | 1 | 4 | F | VLS_Inline | 2 | 2 | 2 | 5 | BranchMin_2BranchMax_5 | 2.5 | 2.5 | 8 | HeaderMin_2.5HeaderMax_8 | 8
990 | 40 | 20959-2P-50HP VLSC | VLSC_20959_2P_50HP | 405.1149 | 405.1149 | 1215.3446 | 3 | 1 | 4 | F | VLS_Inline | 2 | 2 | 2 | 5 | BranchMin_2BranchMax_5 | 3 | 2.5 | 8 | HeaderMin_2.5HeaderMax_8 | 2.5 | INVALID
990 | 40 | 20959-2P-50HP VLSC | VLSC_20959_2P_50HP | 405.1149 | 405.1149 | 1215.3446 | 3 | 1 | 4 | F | VLS_Inline | 2 | 2 | 2 | 5 | BranchMin_2BranchMax_5 | 3 | 2.5 | 8 | HeaderMin_2.5HeaderMax_8 | 4
990 | 40 | 20959-2P-50HP VLSC | VLSC_20959_2P_50HP | 405.1149 | 405.1149 | 1215.3446 | 3 | 1 | 4 | F | VLS_Inline | 2 | 2 | 2 | 5 | BranchMin_2BranchMax_5 | 3 | 2.5 | 8 | HeaderMin_2.5HeaderMax_8 | 6
990 | 40 | 20959-2P-50HP VLSC | VLSC_20959_2P_50HP | 405.1149 | 405.1149 | 1215.3446 | 3 | 1 | 4 | F | VLS_Inline | 2 | 2 | 2 | 5 | BranchMin_2BranchMax_5 | 3 | 2.5 | 8 | HeaderMin_2.5HeaderMax_8 | 8
990 | 40 | 20959-2P-50HP VLSC | VLSC_20959_2P_50HP | 405.1149 | 405.1149 | 1215.3446 | 3 | 1 | 4 | F | VLS_Inline | 2 | 2 | 2 | 5 | BranchMin_2BranchMax_5 | 4 | 2.5 | 8 | HeaderMin_2.5HeaderMax_8 | 2.5 | INVALID
990 | 40 | 20959-2P-50HP VLSC | VLSC_20959_2P_50HP | 405.1149 | 405.1149 | 1215.3446 | 3 | 1 | 4 | F | VLS_Inline | 2 | 2 | 2 | 5 | BranchMin_2BranchMax_5 | 4 | 2.5 | 8 | HeaderMin_2.5HeaderMax_8 | 4 | INVALID
990 | 40 | 20959-2P-50HP VLSC | VLSC_20959_2P_50HP | 405.1149 | 405.1149 | 1215.3446 | 3 | 1 | 4 | F | VLS_Inline | 2 | 2 | 2 | 5 | BranchMin_2BranchMax_5 | 4 | 2.5 | 8 | HeaderMin_2.5HeaderMax_8 | 6
990 | 40 | 20959-2P-50HP VLSC | VLSC_20959_2P_50HP | 405.1149 | 405.1149 | 1215.3446 | 3 | 1 | 4 | F | VLS_Inline | 2 | 2 | 2 | 5 | BranchMin_2BranchMax_5 | 4 | 2.5 | 8 | HeaderMin_2.5HeaderMax_8 | 8
990 | 40 | 20959-2P-50HP VLSC | VLSC_20959_2P_50HP | 405.1149 | 405.1149 | 1215.3446 | 3 | 1 | 4 | F | VLS_Inline | 2 | 2 | 2 | 5 | BranchMin_2BranchMax_5 | 5 | 2.5 | 8 | HeaderMin_2.5HeaderMax_8 | 2.5 | INVALID
990 | 40 | 20959-2P-50HP VLSC | VLSC_20959_2P_50HP | 405.1149 | 405.1149 | 1215.3446 | 3 | 1 | 4 | F | VLS_Inline | 2 | 2 | 2 | 5 | BranchMin_2BranchMax_5 | 5 | 2.5 | 8 | HeaderMin_2.5HeaderMax_8 | 4 | INVALID
990 | 40 | 20959-2P-50HP VLSC | VLSC_20959_2P_50HP | 405.1149 | 405.1149 | 1215.3446 | 3 | 1 | 4 | F | VLS_Inline | 2 | 2 | 2 | 5 | BranchMin_2BranchMax_5 | 5 | 2.5 | 8 | HeaderMin_2.5HeaderMax_8 | 6
990 | 40 | 20959-2P-50HP VLSC | VLSC_20959_2P_50HP | 405.1149 | 405.1149 | 1215.3446 | 3 | 1 | 4 | F | VLS_Inline | 2 | 2 | 2 | 5 | BranchMin_2BranchMax_5 | 5 | 2.5 | 8 | HeaderMin_2.5HeaderMax_8 | 8
991 | 41 | 20959-2P-60HP VLSC | VLSC_20959_2P_60HP | 406.8778 | 406.8778 | 1220.6335 | 3 | 1 | 4 | F | VLS_Inline | 2 | 2 | 2 | 5 | BranchMin_2BranchMax_5 | 2 | 2.5 | 8 | HeaderMin_2.5HeaderMax_8 | 2.5
991 | 41 | 20959-2P-60HP VLSC | VLSC_20959_2P_60HP | 406.8778 | 406.8778 | 1220.6335 | 3 | 1 | 4 | F | VLS_Inline | 2 | 2 | 2 | 5 | BranchMin_2BranchMax_5 | 2 | 2.5 | 8 | HeaderMin_2.5HeaderMax_8 | 4
991 | 41 | 20959-2P-60HP VLSC | VLSC_20959_2P_60HP | 406.8778 | 406.8778 | 1220.6335 | 3 | 1 | 4 | F | VLS_Inline | 2 | 2 | 2 | 5 | BranchMin_2BranchMax_5 | 2 | 2.5 | 8 | HeaderMin_2.5HeaderMax_8 | 6
991 | 41 | 20959-2P-60HP VLSC | VLSC_20959_2P_60HP | 406.8778 | 406.8778 | 1220.6335 | 3 | 1 | 4 | F | VLS_Inline | 2 | 2 | 2 | 5 | BranchMin_2BranchMax_5 | 2 | 2.5 | 8 | HeaderMin_2.5HeaderMax_8 | 8
991 | 41 | 20959-2P-60HP VLSC | VLSC_20959_2P_60HP | 406.8778 | 406.8778 | 1220.6335 | 3 | 1 | 4 | F | VLS_Inline | 2 | 2 | 2 | 5 | BranchMin_2BranchMax_5 | 2.5 | 2.5 | 8 | HeaderMin_2.5HeaderMax_8 | 2.5 | INVALID
991 | 41 | 20959-2P-60HP VLSC | VLSC_20959_2P_60HP | 406.8778 | 406.8778 | 1220.6335 | 3 | 1 | 4 | F | VLS_Inline | 2 | 2 | 2 | 5 | BranchMin_2BranchMax_5 | 2.5 | 2.5 | 8 | HeaderMin_2.5HeaderMax_8 | 4
991 | 41 | 20959-2P-60HP VLSC | VLSC_20959_2P_60HP | 406.8778 | 406.8778 | 1220.6335 | 3 | 1 | 4 | F | VLS_Inline | 2 | 2 | 2 | 5 | BranchMin_2BranchMax_5 | 2.5 | 2.5 | 8 | HeaderMin_2.5HeaderMax_8 | 6
991 | 41 | 20959-2P-60HP VLSC | VLSC_20959_2P_60HP | 406.8778 | 406.8778 | 1220.6335 | 3 | 1 | 4 | F | VLS_Inline | 2 | 2 | 2 | 5 | BranchMin_2BranchMax_5 | 2.5 | 2.5 | 8 | HeaderMin_2.5HeaderMax_8 | 8
991 | 41 | 20959-2P-60HP VLSC | VLSC_20959_2P_60HP | 406.8778 | 406.8778 | 1220.6335 | 3 | 1 | 4 | F | VLS_Inline | 2 | 2 | 2 | 5 | BranchMin_2BranchMax_5 | 3 | 2.5 | 8 | HeaderMin_2.5HeaderMax_8 | 2.5 | INVALID
991 | 41 | 20959-2P-60HP VLSC | VLSC_20959_2P_60HP | 406.8778 | 406.8778 | 1220.6335 | 3 | 1 | 4 | F | VLS_Inline | 2 | 2 | 2 | 5 | BranchMin_2BranchMax_5 | 3 | 2.5 | 8 | HeaderMin_2.5HeaderMax_8 | 4
991 | 41 | 20959-2P-60HP VLSC | VLSC_20959_2P_60HP | 406.8778 | 406.8778 | 1220.6335 | 3 | 1 | 4 | F | VLS_Inline | 2 | 2 | 2 | 5 | BranchMin_2BranchMax_5 | 3 | 2.5 | 8 | HeaderMin_2.5HeaderMax_8 | 6
991 | 41 | 20959-2P-60HP VLSC | VLSC_20959_2P_60HP | 406.8778 | 406.8778 | 1220.6335 | 3 | 1 | 4 | F | VLS_Inline | 2 | 2 | 2 | 5 | BranchMin_2BranchMax_5 | 3 | 2.5 | 8 | HeaderMin_2.5HeaderMax_8 | 8
991 | 41 | 20959-2P-60HP VLSC | VLSC_20959_2P_60HP | 406.8778 | 406.8778 | 1220.6335 | 3 | 1 | 4 | F | VLS_Inline | 2 | 2 | 2 | 5 | BranchMin_2BranchMax_5 | 4 | 2.5 | 8 | HeaderMin_2.5HeaderMax_8 | 2.5 | INVALID
991 | 41 | 20959-2P-60HP VLSC | VLSC_20959_2P_60HP | 406.8778 | 406.8778 | 1220.6335 | 3 | 1 | 4 | F | VLS_Inline | 2 | 2 | 2 | 5 | BranchMin_2BranchMax_5 | 4 | 2.5 | 8 | HeaderMin_2.5HeaderMax_8 | 4 | INVALID
991 | 41 | 20959-2P-60HP VLSC | VLSC_20959_2P_60HP | 406.8778 | 406.8778 | 1220.6335 | 3 | 1 | 4 | F | VLS_Inline | 2 | 2 | 2 | 5 | BranchMin_2BranchMax_5 | 4 | 2.5 | 8 | HeaderMin_2.5HeaderMax_8 | 6
991 | 41 | 20959-2P-60HP VLSC | VLSC_20959_2P_60HP | 406.8778 | 406.8778 | 1220.6335 | 3 | 1 | 4 | F | VLS_Inline | 2 | 2 | 2 | 5 | BranchMin_2BranchMax_5 | 4 | 2.5 | 8 | HeaderMin_2.5HeaderMax_8 | 8
991 | 41 | 20959-2P-60HP VLSC | VLSC_20959_2P_60HP | 406.8778 | 406.8778 | 1220.6335 | 3 | 1 | 4 | F | VLS_Inline | 2 | 2 | 2 | 5 | BranchMin_2BranchMax_5 | 5 | 2.5 | 8 | HeaderMin_2.5HeaderMax_8 | 2.5 | INVALID
991 | 41 | 20959-2P-60HP VLSC | VLSC_20959_2P_60HP | 406.8778 | 406.8778 | 1220.6335 | 3 | 1 | 4 | F | VLS_Inline | 2 | 2 | 2 | 5 | BranchMin_2BranchMax_5 | 5 | 2.5 | 8 | HeaderMin_2.5HeaderMax_8 | 4 | INVALID
991 | 41 | 20959-2P-60HP VLSC | VLSC_20959_2P_60HP | 406.8778 | 406.8778 | 1220.6335 | 3 | 1 | 4 | F | VLS_Inline | 2 | 2 | 2 | 5 | BranchMin_2BranchMax_5 | 5 | 2.5 | 8 | HeaderMin_2.5HeaderMax_8 | 6
991 | 41 | 20959-2P-60HP VLSC | VLSC_20959_2P_60HP | 406.8778 | 406.8778 | 1220.6335 | 3 | 1 | 4 | F | VLS_Inline | 2 | 2 | 2 | 5 | BranchMin_2BranchMax_5 | 5 | 2.5 | 8 | HeaderMin_2.5HeaderMax_8 | 8
992 | 42 | 20959-4P-3HP VLSC | VLSC_20959_4P_3HP | 154.2292 | 154.2292 | 462.6875 | 3 | 1 | 4 | F | VLS_Inline | 2 | 2 | 2 | 3 | BranchMin_2BranchMax_3 | 2 | 2.5 | 5 | HeaderMin_2.5HeaderMax_5 | 2.5
992 | 42 | 20959-4P-3HP VLSC | VLSC_20959_4P_3HP | 154.2292 | 154.2292 | 462.6875 | 3 | 1 | 4 | F | VLS_Inline | 2 | 2 | 2 | 3 | BranchMin_2BranchMax_3 | 2 | 2.5 | 5 | HeaderMin_2.5HeaderMax_5 | 3
992 | 42 | 20959-4P-3HP VLSC | VLSC_20959_4P_3HP | 154.2292 | 154.2292 | 462.6875 | 3 | 1 | 4 | F | VLS_Inline | 2 | 2 | 2 | 3 | BranchMin_2BranchMax_3 | 2 | 2.5 | 5 | HeaderMin_2.5HeaderMax_5 | 4
992 | 42 | 20959-4P-3HP VLSC | VLSC_20959_4P_3HP | 154.2292 | 154.2292 | 462.6875 | 3 | 1 | 4 | F | VLS_Inline | 2 | 2 | 2 | 3 | BranchMin_2BranchMax_3 | 2 | 2.5 | 5 | HeaderMin_2.5HeaderMax_5 | 5
992 | 42 | 20959-4P-3HP VLSC | VLSC_20959_4P_3HP | 154.2292 | 154.2292 | 462.6875 | 3 | 1 | 4 | F | VLS_Inline | 2 | 2 | 2 | 3 | BranchMin_2BranchMax_3 | 2.5 | 2.5 | 5 | HeaderMin_2.5HeaderMax_5 | 2.5 | INVALID
992 | 42 | 20959-4P-3HP VLSC | VLSC_20959_4P_3HP | 154.2292 | 154.2292 | 462.6875 | 3 | 1 | 4 | F | VLS_Inline | 2 | 2 | 2 | 3 | BranchMin_2BranchMax_3 | 2.5 | 2.5 | 5 | HeaderMin_2.5HeaderMax_5 | 3
992 | 42 | 20959-4P-3HP VLSC | VLSC_20959_4P_3HP | 154.2292 | 154.2292 | 462.6875 | 3 | 1 | 4 | F | VLS_Inline | 2 | 2 | 2 | 3 | BranchMin_2BranchMax_3 | 2.5 | 2.5 | 5 | HeaderMin_2.5HeaderMax_5 | 4
992 | 42 | 20959-4P-3HP VLSC | VLSC_20959_4P_3HP | 154.2292 | 154.2292 | 462.6875 | 3 | 1 | 4 | F | VLS_Inline | 2 | 2 | 2 | 3 | BranchMin_2BranchMax_3 | 2.5 | 2.5 | 5 | HeaderMin_2.5HeaderMax_5 | 5
992 | 42 | 20959-4P-3HP VLSC | VLSC_20959_4P_3HP | 154.2292 | 154.2292 | 462.6875 | 3 | 1 | 4 | F | VLS_Inline | 2 | 2 | 2 | 3 | BranchMin_2BranchMax_3 | 3 | 2.5 | 5 | HeaderMin_2.5HeaderMax_5 | 2.5 | INVALID
992 | 42 | 20959-4P-3HP VLSC | VLSC_20959_4P_3HP | 154.2292 | 154.2292 | 462.6875 | 3 | 1 | 4 | F | VLS_Inline | 2 | 2 | 2 | 3 | BranchMin_2BranchMax_3 | 3 | 2.5 | 5 | HeaderMin_2.5HeaderMax_5 | 3 | INVALID
992 | 42 | 20959-4P-3HP VLSC | VLSC_20959_4P_3HP | 154.2292 | 154.2292 | 462.6875 | 3 | 1 | 4 | F | VLS_Inline | 2 | 2 | 2 | 3 | BranchMin_2BranchMax_3 | 3 | 2.5 | 5 | HeaderMin_2.5HeaderMax_5 | 4
992 | 42 | 20959-4P-3HP VLSC | VLSC_20959_4P_3HP | 154.2292 | 154.2292 | 462.6875 | 3 | 1 | 4 | F | VLS_Inline | 2 | 2 | 2 | 3 | BranchMin_2BranchMax_3 | 3 | 2.5 | 5 | HeaderMin_2.5HeaderMax_5 | 5
993 | 43 | 20959-4P-5HP VLSC | VLSC_20959_4P_5HP | 205.8649 | 205.8649 | 617.5946 | 3 | 1 | 4 | F | VLS_Inline | 2 | 2 | 2 | 3 | BranchMin_2BranchMax_3 | 2 | 2.5 | 5 | HeaderMin_2.5HeaderMax_5 | 2.5
993 | 43 | 20959-4P-5HP VLSC | VLSC_20959_4P_5HP | 205.8649 | 205.8649 | 617.5946 | 3 | 1 | 4 | F | VLS_Inline | 2 | 2 | 2 | 3 | BranchMin_2BranchMax_3 | 2 | 2.5 | 5 | HeaderMin_2.5HeaderMax_5 | 3
993 | 43 | 20959-4P-5HP VLSC | VLSC_20959_4P_5HP | 205.8649 | 205.8649 | 617.5946 | 3 | 1 | 4 | F | VLS_Inline | 2 | 2 | 2 | 3 | BranchMin_2BranchMax_3 | 2 | 2.5 | 5 | HeaderMin_2.5HeaderMax_5 | 4
993 | 43 | 20959-4P-5HP VLSC | VLSC_20959_4P_5HP | 205.8649 | 205.8649 | 617.5946 | 3 | 1 | 4 | F | VLS_Inline | 2 | 2 | 2 | 3 | BranchMin_2BranchMax_3 | 2 | 2.5 | 5 | HeaderMin_2.5HeaderMax_5 | 5
993 | 43 | 20959-4P-5HP VLSC | VLSC_20959_4P_5HP | 205.8649 | 205.8649 | 617.5946 | 3 | 1 | 4 | F | VLS_Inline | 2 | 2 | 2 | 3 | BranchMin_2BranchMax_3 | 2.5 | 2.5 | 5 | HeaderMin_2.5HeaderMax_5 | 2.5 | INVALID
993 | 43 | 20959-4P-5HP VLSC | VLSC_20959_4P_5HP | 205.8649 | 205.8649 | 617.5946 | 3 | 1 | 4 | F | VLS_Inline | 2 | 2 | 2 | 3 | BranchMin_2BranchMax_3 | 2.5 | 2.5 | 5 | HeaderMin_2.5HeaderMax_5 | 3
993 | 43 | 20959-4P-5HP VLSC | VLSC_20959_4P_5HP | 205.8649 | 205.8649 | 617.5946 | 3 | 1 | 4 | F | VLS_Inline | 2 | 2 | 2 | 3 | BranchMin_2BranchMax_3 | 2.5 | 2.5 | 5 | HeaderMin_2.5HeaderMax_5 | 4
993 | 43 | 20959-4P-5HP VLSC | VLSC_20959_4P_5HP | 205.8649 | 205.8649 | 617.5946 | 3 | 1 | 4 | F | VLS_Inline | 2 | 2 | 2 | 3 | BranchMin_2BranchMax_3 | 2.5 | 2.5 | 5 | HeaderMin_2.5HeaderMax_5 | 5
993 | 43 | 20959-4P-5HP VLSC | VLSC_20959_4P_5HP | 205.8649 | 205.8649 | 617.5946 | 3 | 1 | 4 | F | VLS_Inline | 2 | 2 | 2 | 3 | BranchMin_2BranchMax_3 | 3 | 2.5 | 5 | HeaderMin_2.5HeaderMax_5 | 2.5 | INVALID
993 | 43 | 20959-4P-5HP VLSC | VLSC_20959_4P_5HP | 205.8649 | 205.8649 | 617.5946 | 3 | 1 | 4 | F | VLS_Inline | 2 | 2 | 2 | 3 | BranchMin_2BranchMax_3 | 3 | 2.5 | 5 | HeaderMin_2.5HeaderMax_5 | 3 | INVALID
993 | 43 | 20959-4P-5HP VLSC | VLSC_20959_4P_5HP | 205.8649 | 205.8649 | 617.5946 | 3 | 1 | 4 | F | VLS_Inline | 2 | 2 | 2 | 3 | BranchMin_2BranchMax_3 | 3 | 2.5 | 5 | HeaderMin_2.5HeaderMax_5 | 4
993 | 43 | 20959-4P-5HP VLSC | VLSC_20959_4P_5HP | 205.8649 | 205.8649 | 617.5946 | 3 | 1 | 4 | F | VLS_Inline | 2 | 2 | 2 | 3 | BranchMin_2BranchMax_3 | 3 | 2.5 | 5 | HeaderMin_2.5HeaderMax_5 | 5
994 | 44 | 20959-4P-7.5HP VLSC | VLSC_20959_4P_7.5HP | 227.7916 | 227.7916 | 683.3749 | 3 | 1 | 4 | F | VLS_Inline | 2 | 2 | 2 | 4 | BranchMin_2BranchMax_4 | 2 | 2.5 | 6 | HeaderMin_2.5HeaderMax_6 | 2.5
994 | 44 | 20959-4P-7.5HP VLSC | VLSC_20959_4P_7.5HP | 227.7916 | 227.7916 | 683.3749 | 3 | 1 | 4 | F | VLS_Inline | 2 | 2 | 2 | 4 | BranchMin_2BranchMax_4 | 2 | 2.5 | 6 | HeaderMin_2.5HeaderMax_6 | 3
994 | 44 | 20959-4P-7.5HP VLSC | VLSC_20959_4P_7.5HP | 227.7916 | 227.7916 | 683.3749 | 3 | 1 | 4 | F | VLS_Inline | 2 | 2 | 2 | 4 | BranchMin_2BranchMax_4 | 2 | 2.5 | 6 | HeaderMin_2.5HeaderMax_6 | 4
994 | 44 | 20959-4P-7.5HP VLSC | VLSC_20959_4P_7.5HP | 227.7916 | 227.7916 | 683.3749 | 3 | 1 | 4 | F | VLS_Inline | 2 | 2 | 2 | 4 | BranchMin_2BranchMax_4 | 2 | 2.5 | 6 | HeaderMin_2.5HeaderMax_6 | 5
994 | 44 | 20959-4P-7.5HP VLSC | VLSC_20959_4P_7.5HP | 227.7916 | 227.7916 | 683.3749 | 3 | 1 | 4 | F | VLS_Inline | 2 | 2 | 2 | 4 | BranchMin_2BranchMax_4 | 2 | 2.5 | 6 | HeaderMin_2.5HeaderMax_6 | 6
994 | 44 | 20959-4P-7.5HP VLSC | VLSC_20959_4P_7.5HP | 227.7916 | 227.7916 | 683.3749 | 3 | 1 | 4 | F | VLS_Inline | 2 | 2 | 2 | 4 | BranchMin_2BranchMax_4 | 2.5 | 2.5 | 6 | HeaderMin_2.5HeaderMax_6 | 2.5 | INVALID
994 | 44 | 20959-4P-7.5HP VLSC | VLSC_20959_4P_7.5HP | 227.7916 | 227.7916 | 683.3749 | 3 | 1 | 4 | F | VLS_Inline | 2 | 2 | 2 | 4 | BranchMin_2BranchMax_4 | 2.5 | 2.5 | 6 | HeaderMin_2.5HeaderMax_6 | 3
994 | 44 | 20959-4P-7.5HP VLSC | VLSC_20959_4P_7.5HP | 227.7916 | 227.7916 | 683.3749 | 3 | 1 | 4 | F | VLS_Inline | 2 | 2 | 2 | 4 | BranchMin_2BranchMax_4 | 2.5 | 2.5 | 6 | HeaderMin_2.5HeaderMax_6 | 4
994 | 44 | 20959-4P-7.5HP VLSC | VLSC_20959_4P_7.5HP | 227.7916 | 227.7916 | 683.3749 | 3 | 1 | 4 | F | VLS_Inline | 2 | 2 | 2 | 4 | BranchMin_2BranchMax_4 | 2.5 | 2.5 | 6 | HeaderMin_2.5HeaderMax_6 | 5
994 | 44 | 20959-4P-7.5HP VLSC | VLSC_20959_4P_7.5HP | 227.7916 | 227.7916 | 683.3749 | 3 | 1 | 4 | F | VLS_Inline | 2 | 2 | 2 | 4 | BranchMin_2BranchMax_4 | 2.5 | 2.5 | 6 | HeaderMin_2.5HeaderMax_6 | 6
994 | 44 | 20959-4P-7.5HP VLSC | VLSC_20959_4P_7.5HP | 227.7916 | 227.7916 | 683.3749 | 3 | 1 | 4 | F | VLS_Inline | 2 | 2 | 2 | 4 | BranchMin_2BranchMax_4 | 3 | 2.5 | 6 | HeaderMin_2.5HeaderMax_6 | 2.5 | INVALID
994 | 44 | 20959-4P-7.5HP VLSC | VLSC_20959_4P_7.5HP | 227.7916 | 227.7916 | 683.3749 | 3 | 1 | 4 | F | VLS_Inline | 2 | 2 | 2 | 4 | BranchMin_2BranchMax_4 | 3 | 2.5 | 6 | HeaderMin_2.5HeaderMax_6 | 3 | INVALID
994 | 44 | 20959-4P-7.5HP VLSC | VLSC_20959_4P_7.5HP | 227.7916 | 227.7916 | 683.3749 | 3 | 1 | 4 | F | VLS_Inline | 2 | 2 | 2 | 4 | BranchMin_2BranchMax_4 | 3 | 2.5 | 6 | HeaderMin_2.5HeaderMax_6 | 4
994 | 44 | 20959-4P-7.5HP VLSC | VLSC_20959_4P_7.5HP | 227.7916 | 227.7916 | 683.3749 | 3 | 1 | 4 | F | VLS_Inline | 2 | 2 | 2 | 4 | BranchMin_2BranchMax_4 | 3 | 2.5 | 6 | HeaderMin_2.5HeaderMax_6 | 5
994 | 44 | 20959-4P-7.5HP VLSC | VLSC_20959_4P_7.5HP | 227.7916 | 227.7916 | 683.3749 | 3 | 1 | 4 | F | VLS_Inline | 2 | 2 | 2 | 4 | BranchMin_2BranchMax_4 | 3 | 2.5 | 6 | HeaderMin_2.5HeaderMax_6 | 6
994 | 44 | 20959-4P-7.5HP VLSC | VLSC_20959_4P_7.5HP | 227.7916 | 227.7916 | 683.3749 | 3 | 1 | 4 | F | VLS_Inline | 2 | 2 | 2 | 4 | BranchMin_2BranchMax_4 | 4 | 2.5 | 6 | HeaderMin_2.5HeaderMax_6 | 2.5 | INVALID
994 | 44 | 20959-4P-7.5HP VLSC | VLSC_20959_4P_7.5HP | 227.7916 | 227.7916 | 683.3749 | 3 | 1 | 4 | F | VLS_Inline | 2 | 2 | 2 | 4 | BranchMin_2BranchMax_4 | 4 | 2.5 | 6 | HeaderMin_2.5HeaderMax_6 | 3 | INVALID
994 | 44 | 20959-4P-7.5HP VLSC | VLSC_20959_4P_7.5HP | 227.7916 | 227.7916 | 683.3749 | 3 | 1 | 4 | F | VLS_Inline | 2 | 2 | 2 | 4 | BranchMin_2BranchMax_4 | 4 | 2.5 | 6 | HeaderMin_2.5HeaderMax_6 | 4 | INVALID
994 | 44 | 20959-4P-7.5HP VLSC | VLSC_20959_4P_7.5HP | 227.7916 | 227.7916 | 683.3749 | 3 | 1 | 4 | F | VLS_Inline | 2 | 2 | 2 | 4 | BranchMin_2BranchMax_4 | 4 | 2.5 | 6 | HeaderMin_2.5HeaderMax_6 | 5
994 | 44 | 20959-4P-7.5HP VLSC | VLSC_20959_4P_7.5HP | 227.7916 | 227.7916 | 683.3749 | 3 | 1 | 4 | F | VLS_Inline | 2 | 2 | 2 | 4 | BranchMin_2BranchMax_4 | 4 | 2.5 | 6 | HeaderMin_2.5HeaderMax_6 | 6
995 | 45 | 25709-2P-10HP VLSC | VLSC_25709_2P_10HP | 294.5625 | 294.5625 | 883.6876 | 3 | 1 | 4 | F | VLS_Inline | 2.5 | 2.5 | 2.5 | 4 | BranchMin_2.5BranchMax_4 | 2.5 | 3 | 6 | HeaderMin_3HeaderMax_6 | 3
995 | 45 | 25709-2P-10HP VLSC | VLSC_25709_2P_10HP | 294.5625 | 294.5625 | 883.6876 | 3 | 1 | 4 | F | VLS_Inline | 2.5 | 2.5 | 2.5 | 4 | BranchMin_2.5BranchMax_4 | 2.5 | 3 | 6 | HeaderMin_3HeaderMax_6 | 4
995 | 45 | 25709-2P-10HP VLSC | VLSC_25709_2P_10HP | 294.5625 | 294.5625 | 883.6876 | 3 | 1 | 4 | F | VLS_Inline | 2.5 | 2.5 | 2.5 | 4 | BranchMin_2.5BranchMax_4 | 2.5 | 3 | 6 | HeaderMin_3HeaderMax_6 | 5
995 | 45 | 25709-2P-10HP VLSC | VLSC_25709_2P_10HP | 294.5625 | 294.5625 | 883.6876 | 3 | 1 | 4 | F | VLS_Inline | 2.5 | 2.5 | 2.5 | 4 | BranchMin_2.5BranchMax_4 | 2.5 | 3 | 6 | HeaderMin_3HeaderMax_6 | 6
995 | 45 | 25709-2P-10HP VLSC | VLSC_25709_2P_10HP | 294.5625 | 294.5625 | 883.6876 | 3 | 1 | 4 | F | VLS_Inline | 2.5 | 2.5 | 2.5 | 4 | BranchMin_2.5BranchMax_4 | 3 | 3 | 6 | HeaderMin_3HeaderMax_6 | 3 | INVALID
995 | 45 | 25709-2P-10HP VLSC | VLSC_25709_2P_10HP | 294.5625 | 294.5625 | 883.6876 | 3 | 1 | 4 | F | VLS_Inline | 2.5 | 2.5 | 2.5 | 4 | BranchMin_2.5BranchMax_4 | 3 | 3 | 6 | HeaderMin_3HeaderMax_6 | 4
995 | 45 | 25709-2P-10HP VLSC | VLSC_25709_2P_10HP | 294.5625 | 294.5625 | 883.6876 | 3 | 1 | 4 | F | VLS_Inline | 2.5 | 2.5 | 2.5 | 4 | BranchMin_2.5BranchMax_4 | 3 | 3 | 6 | HeaderMin_3HeaderMax_6 | 5
995 | 45 | 25709-2P-10HP VLSC | VLSC_25709_2P_10HP | 294.5625 | 294.5625 | 883.6876 | 3 | 1 | 4 | F | VLS_Inline | 2.5 | 2.5 | 2.5 | 4 | BranchMin_2.5BranchMax_4 | 3 | 3 | 6 | HeaderMin_3HeaderMax_6 | 6
995 | 45 | 25709-2P-10HP VLSC | VLSC_25709_2P_10HP | 294.5625 | 294.5625 | 883.6876 | 3 | 1 | 4 | F | VLS_Inline | 2.5 | 2.5 | 2.5 | 4 | BranchMin_2.5BranchMax_4 | 4 | 3 | 6 | HeaderMin_3HeaderMax_6 | 3 | INVALID
995 | 45 | 25709-2P-10HP VLSC | VLSC_25709_2P_10HP | 294.5625 | 294.5625 | 883.6876 | 3 | 1 | 4 | F | VLS_Inline | 2.5 | 2.5 | 2.5 | 4 | BranchMin_2.5BranchMax_4 | 4 | 3 | 6 | HeaderMin_3HeaderMax_6 | 4 | INVALID
995 | 45 | 25709-2P-10HP VLSC | VLSC_25709_2P_10HP | 294.5625 | 294.5625 | 883.6876 | 3 | 1 | 4 | F | VLS_Inline | 2.5 | 2.5 | 2.5 | 4 | BranchMin_2.5BranchMax_4 | 4 | 3 | 6 | HeaderMin_3HeaderMax_6 | 5
995 | 45 | 25709-2P-10HP VLSC | VLSC_25709_2P_10HP | 294.5625 | 294.5625 | 883.6876 | 3 | 1 | 4 | F | VLS_Inline | 2.5 | 2.5 | 2.5 | 4 | BranchMin_2.5BranchMax_4 | 4 | 3 | 6 | HeaderMin_3HeaderMax_6 | 6
996 | 46 | 25709-2P-15HP VLSC | VLSC_25709_2P_15HP | 355.8818 | 355.8818 | 1067.6453 | 3 | 1 | 4 | F | VLS_Inline | 2.5 | 2.5 | 2.5 | 4 | BranchMin_2.5BranchMax_4 | 2.5 | 3 | 8 | HeaderMin_3HeaderMax_8 | 3
996 | 46 | 25709-2P-15HP VLSC | VLSC_25709_2P_15HP | 355.8818 | 355.8818 | 1067.6453 | 3 | 1 | 4 | F | VLS_Inline | 2.5 | 2.5 | 2.5 | 4 | BranchMin_2.5BranchMax_4 | 2.5 | 3 | 8 | HeaderMin_3HeaderMax_8 | 4
996 | 46 | 25709-2P-15HP VLSC | VLSC_25709_2P_15HP | 355.8818 | 355.8818 | 1067.6453 | 3 | 1 | 4 | F | VLS_Inline | 2.5 | 2.5 | 2.5 | 4 | BranchMin_2.5BranchMax_4 | 2.5 | 3 | 8 | HeaderMin_3HeaderMax_8 | 5
996 | 46 | 25709-2P-15HP VLSC | VLSC_25709_2P_15HP | 355.8818 | 355.8818 | 1067.6453 | 3 | 1 | 4 | F | VLS_Inline | 2.5 | 2.5 | 2.5 | 4 | BranchMin_2.5BranchMax_4 | 2.5 | 3 | 8 | HeaderMin_3HeaderMax_8 | 6
996 | 46 | 25709-2P-15HP VLSC | VLSC_25709_2P_15HP | 355.8818 | 355.8818 | 1067.6453 | 3 | 1 | 4 | F | VLS_Inline | 2.5 | 2.5 | 2.5 | 4 | BranchMin_2.5BranchMax_4 | 2.5 | 3 | 8 | HeaderMin_3HeaderMax_8 | 8
996 | 46 | 25709-2P-15HP VLSC | VLSC_25709_2P_15HP | 355.8818 | 355.8818 | 1067.6453 | 3 | 1 | 4 | F | VLS_Inline | 2.5 | 2.5 | 2.5 | 4 | BranchMin_2.5BranchMax_4 | 3 | 3 | 8 | HeaderMin_3HeaderMax_8 | 3 | INVALID
996 | 46 | 25709-2P-15HP VLSC | VLSC_25709_2P_15HP | 355.8818 | 355.8818 | 1067.6453 | 3 | 1 | 4 | F | VLS_Inline | 2.5 | 2.5 | 2.5 | 4 | BranchMin_2.5BranchMax_4 | 3 | 3 | 8 | HeaderMin_3HeaderMax_8 | 4
996 | 46 | 25709-2P-15HP VLSC | VLSC_25709_2P_15HP | 355.8818 | 355.8818 | 1067.6453 | 3 | 1 | 4 | F | VLS_Inline | 2.5 | 2.5 | 2.5 | 4 | BranchMin_2.5BranchMax_4 | 3 | 3 | 8 | HeaderMin_3HeaderMax_8 | 5
996 | 46 | 25709-2P-15HP VLSC | VLSC_25709_2P_15HP | 355.8818 | 355.8818 | 1067.6453 | 3 | 1 | 4 | F | VLS_Inline | 2.5 | 2.5 | 2.5 | 4 | BranchMin_2.5BranchMax_4 | 3 | 3 | 8 | HeaderMin_3HeaderMax_8 | 6
996 | 46 | 25709-2P-15HP VLSC | VLSC_25709_2P_15HP | 355.8818 | 355.8818 | 1067.6453 | 3 | 1 | 4 | F | VLS_Inline | 2.5 | 2.5 | 2.5 | 4 | BranchMin_2.5BranchMax_4 | 3 | 3 | 8 | HeaderMin_3HeaderMax_8 | 8
996 | 46 | 25709-2P-15HP VLSC | VLSC_25709_2P_15HP | 355.8818 | 355.8818 | 1067.6453 | 3 | 1 | 4 | F | VLS_Inline | 2.5 | 2.5 | 2.5 | 4 | BranchMin_2.5BranchMax_4 | 4 | 3 | 8 | HeaderMin_3HeaderMax_8 | 3 | INVALID
996 | 46 | 25709-2P-15HP VLSC | VLSC_25709_2P_15HP | 355.8818 | 355.8818 | 1067.6453 | 3 | 1 | 4 | F | VLS_Inline | 2.5 | 2.5 | 2.5 | 4 | BranchMin_2.5BranchMax_4 | 4 | 3 | 8 | HeaderMin_3HeaderMax_8 | 4 | INVALID
996 | 46 | 25709-2P-15HP VLSC | VLSC_25709_2P_15HP | 355.8818 | 355.8818 | 1067.6453 | 3 | 1 | 4 | F | VLS_Inline | 2.5 | 2.5 | 2.5 | 4 | BranchMin_2.5BranchMax_4 | 4 | 3 | 8 | HeaderMin_3HeaderMax_8 | 5
996 | 46 | 25709-2P-15HP VLSC | VLSC_25709_2P_15HP | 355.8818 | 355.8818 | 1067.6453 | 3 | 1 | 4 | F | VLS_Inline | 2.5 | 2.5 | 2.5 | 4 | BranchMin_2.5BranchMax_4 | 4 | 3 | 8 | HeaderMin_3HeaderMax_8 | 6
996 | 46 | 25709-2P-15HP VLSC | VLSC_25709_2P_15HP | 355.8818 | 355.8818 | 1067.6453 | 3 | 1 | 4 | F | VLS_Inline | 2.5 | 2.5 | 2.5 | 4 | BranchMin_2.5BranchMax_4 | 4 | 3 | 8 | HeaderMin_3HeaderMax_8 | 8
997 | 47 | 25709-2P-20HP VLSC | VLSC_25709_2P_20HP | 415.2757 | 415.2757 | 1245.8272 | 3 | 1 | 4 | F | VLS_Inline | 2.5 | 2.5 | 2.5 | 5 | BranchMin_2.5BranchMax_5 | 2.5 | 3 | 8 | HeaderMin_3HeaderMax_8 | 3
997 | 47 | 25709-2P-20HP VLSC | VLSC_25709_2P_20HP | 415.2757 | 415.2757 | 1245.8272 | 3 | 1 | 4 | F | VLS_Inline | 2.5 | 2.5 | 2.5 | 5 | BranchMin_2.5BranchMax_5 | 2.5 | 3 | 8 | HeaderMin_3HeaderMax_8 | 4
997 | 47 | 25709-2P-20HP VLSC | VLSC_25709_2P_20HP | 415.2757 | 415.2757 | 1245.8272 | 3 | 1 | 4 | F | VLS_Inline | 2.5 | 2.5 | 2.5 | 5 | BranchMin_2.5BranchMax_5 | 2.5 | 3 | 8 | HeaderMin_3HeaderMax_8 | 5
997 | 47 | 25709-2P-20HP VLSC | VLSC_25709_2P_20HP | 415.2757 | 415.2757 | 1245.8272 | 3 | 1 | 4 | F | VLS_Inline | 2.5 | 2.5 | 2.5 | 5 | BranchMin_2.5BranchMax_5 | 2.5 | 3 | 8 | HeaderMin_3HeaderMax_8 | 6
997 | 47 | 25709-2P-20HP VLSC | VLSC_25709_2P_20HP | 415.2757 | 415.2757 | 1245.8272 | 3 | 1 | 4 | F | VLS_Inline | 2.5 | 2.5 | 2.5 | 5 | BranchMin_2.5BranchMax_5 | 2.5 | 3 | 8 | HeaderMin_3HeaderMax_8 | 8
997 | 47 | 25709-2P-20HP VLSC | VLSC_25709_2P_20HP | 415.2757 | 415.2757 | 1245.8272 | 3 | 1 | 4 | F | VLS_Inline | 2.5 | 2.5 | 2.5 | 5 | BranchMin_2.5BranchMax_5 | 3 | 3 | 8 | HeaderMin_3HeaderMax_8 | 3 | INVALID
997 | 47 | 25709-2P-20HP VLSC | VLSC_25709_2P_20HP | 415.2757 | 415.2757 | 1245.8272 | 3 | 1 | 4 | F | VLS_Inline | 2.5 | 2.5 | 2.5 | 5 | BranchMin_2.5BranchMax_5 | 3 | 3 | 8 | HeaderMin_3HeaderMax_8 | 4
997 | 47 | 25709-2P-20HP VLSC | VLSC_25709_2P_20HP | 415.2757 | 415.2757 | 1245.8272 | 3 | 1 | 4 | F | VLS_Inline | 2.5 | 2.5 | 2.5 | 5 | BranchMin_2.5BranchMax_5 | 3 | 3 | 8 | HeaderMin_3HeaderMax_8 | 5
997 | 47 | 25709-2P-20HP VLSC | VLSC_25709_2P_20HP | 415.2757 | 415.2757 | 1245.8272 | 3 | 1 | 4 | F | VLS_Inline | 2.5 | 2.5 | 2.5 | 5 | BranchMin_2.5BranchMax_5 | 3 | 3 | 8 | HeaderMin_3HeaderMax_8 | 6
997 | 47 | 25709-2P-20HP VLSC | VLSC_25709_2P_20HP | 415.2757 | 415.2757 | 1245.8272 | 3 | 1 | 4 | F | VLS_Inline | 2.5 | 2.5 | 2.5 | 5 | BranchMin_2.5BranchMax_5 | 3 | 3 | 8 | HeaderMin_3HeaderMax_8 | 8
997 | 47 | 25709-2P-20HP VLSC | VLSC_25709_2P_20HP | 415.2757 | 415.2757 | 1245.8272 | 3 | 1 | 4 | F | VLS_Inline | 2.5 | 2.5 | 2.5 | 5 | BranchMin_2.5BranchMax_5 | 4 | 3 | 8 | HeaderMin_3HeaderMax_8 | 3 | INVALID
997 | 47 | 25709-2P-20HP VLSC | VLSC_25709_2P_20HP | 415.2757 | 415.2757 | 1245.8272 | 3 | 1 | 4 | F | VLS_Inline | 2.5 | 2.5 | 2.5 | 5 | BranchMin_2.5BranchMax_5 | 4 | 3 | 8 | HeaderMin_3HeaderMax_8 | 4 | INVALID
997 | 47 | 25709-2P-20HP VLSC | VLSC_25709_2P_20HP | 415.2757 | 415.2757 | 1245.8272 | 3 | 1 | 4 | F | VLS_Inline | 2.5 | 2.5 | 2.5 | 5 | BranchMin_2.5BranchMax_5 | 4 | 3 | 8 | HeaderMin_3HeaderMax_8 | 5
997 | 47 | 25709-2P-20HP VLSC | VLSC_25709_2P_20HP | 415.2757 | 415.2757 | 1245.8272 | 3 | 1 | 4 | F | VLS_Inline | 2.5 | 2.5 | 2.5 | 5 | BranchMin_2.5BranchMax_5 | 4 | 3 | 8 | HeaderMin_3HeaderMax_8 | 6
997 | 47 | 25709-2P-20HP VLSC | VLSC_25709_2P_20HP | 415.2757 | 415.2757 | 1245.8272 | 3 | 1 | 4 | F | VLS_Inline | 2.5 | 2.5 | 2.5 | 5 | BranchMin_2.5BranchMax_5 | 4 | 3 | 8 | HeaderMin_3HeaderMax_8 | 8
997 | 47 | 25709-2P-20HP VLSC | VLSC_25709_2P_20HP | 415.2757 | 415.2757 | 1245.8272 | 3 | 1 | 4 | F | VLS_Inline | 2.5 | 2.5 | 2.5 | 5 | BranchMin_2.5BranchMax_5 | 5 | 3 | 8 | HeaderMin_3HeaderMax_8 | 3 | INVALID
997 | 47 | 25709-2P-20HP VLSC | VLSC_25709_2P_20HP | 415.2757 | 415.2757 | 1245.8272 | 3 | 1 | 4 | F | VLS_Inline | 2.5 | 2.5 | 2.5 | 5 | BranchMin_2.5BranchMax_5 | 5 | 3 | 8 | HeaderMin_3HeaderMax_8 | 4 | INVALID
997 | 47 | 25709-2P-20HP VLSC | VLSC_25709_2P_20HP | 415.2757 | 415.2757 | 1245.8272 | 3 | 1 | 4 | F | VLS_Inline | 2.5 | 2.5 | 2.5 | 5 | BranchMin_2.5BranchMax_5 | 5 | 3 | 8 | HeaderMin_3HeaderMax_8 | 5 | INVALID
997 | 47 | 25709-2P-20HP VLSC | VLSC_25709_2P_20HP | 415.2757 | 415.2757 | 1245.8272 | 3 | 1 | 4 | F | VLS_Inline | 2.5 | 2.5 | 2.5 | 5 | BranchMin_2.5BranchMax_5 | 5 | 3 | 8 | HeaderMin_3HeaderMax_8 | 6
997 | 47 | 25709-2P-20HP VLSC | VLSC_25709_2P_20HP | 415.2757 | 415.2757 | 1245.8272 | 3 | 1 | 4 | F | VLS_Inline | 2.5 | 2.5 | 2.5 | 5 | BranchMin_2.5BranchMax_5 | 5 | 3 | 8 | HeaderMin_3HeaderMax_8 | 8
998 | 48 | 25709-2P-25HP VLSC | VLSC_25709_2P_25HP | 449.14 | 449.14 | 1347.4201 | 3 | 1 | 4 | F | VLS_Inline | 2.5 | 2.5 | 2.5 | 5 | BranchMin_2.5BranchMax_5 | 2.5 | 3 | 8 | HeaderMin_3HeaderMax_8 | 3
998 | 48 | 25709-2P-25HP VLSC | VLSC_25709_2P_25HP | 449.14 | 449.14 | 1347.4201 | 3 | 1 | 4 | F | VLS_Inline | 2.5 | 2.5 | 2.5 | 5 | BranchMin_2.5BranchMax_5 | 2.5 | 3 | 8 | HeaderMin_3HeaderMax_8 | 4
998 | 48 | 25709-2P-25HP VLSC | VLSC_25709_2P_25HP | 449.14 | 449.14 | 1347.4201 | 3 | 1 | 4 | F | VLS_Inline | 2.5 | 2.5 | 2.5 | 5 | BranchMin_2.5BranchMax_5 | 2.5 | 3 | 8 | HeaderMin_3HeaderMax_8 | 5
998 | 48 | 25709-2P-25HP VLSC | VLSC_25709_2P_25HP | 449.14 | 449.14 | 1347.4201 | 3 | 1 | 4 | F | VLS_Inline | 2.5 | 2.5 | 2.5 | 5 | BranchMin_2.5BranchMax_5 | 2.5 | 3 | 8 | HeaderMin_3HeaderMax_8 | 6
998 | 48 | 25709-2P-25HP VLSC | VLSC_25709_2P_25HP | 449.14 | 449.14 | 1347.4201 | 3 | 1 | 4 | F | VLS_Inline | 2.5 | 2.5 | 2.5 | 5 | BranchMin_2.5BranchMax_5 | 2.5 | 3 | 8 | HeaderMin_3HeaderMax_8 | 8
998 | 48 | 25709-2P-25HP VLSC | VLSC_25709_2P_25HP | 449.14 | 449.14 | 1347.4201 | 3 | 1 | 4 | F | VLS_Inline | 2.5 | 2.5 | 2.5 | 5 | BranchMin_2.5BranchMax_5 | 3 | 3 | 8 | HeaderMin_3HeaderMax_8 | 3 | INVALID
998 | 48 | 25709-2P-25HP VLSC | VLSC_25709_2P_25HP | 449.14 | 449.14 | 1347.4201 | 3 | 1 | 4 | F | VLS_Inline | 2.5 | 2.5 | 2.5 | 5 | BranchMin_2.5BranchMax_5 | 3 | 3 | 8 | HeaderMin_3HeaderMax_8 | 4
998 | 48 | 25709-2P-25HP VLSC | VLSC_25709_2P_25HP | 449.14 | 449.14 | 1347.4201 | 3 | 1 | 4 | F | VLS_Inline | 2.5 | 2.5 | 2.5 | 5 | BranchMin_2.5BranchMax_5 | 3 | 3 | 8 | HeaderMin_3HeaderMax_8 | 5
998 | 48 | 25709-2P-25HP VLSC | VLSC_25709_2P_25HP | 449.14 | 449.14 | 1347.4201 | 3 | 1 | 4 | F | VLS_Inline | 2.5 | 2.5 | 2.5 | 5 | BranchMin_2.5BranchMax_5 | 3 | 3 | 8 | HeaderMin_3HeaderMax_8 | 6
998 | 48 | 25709-2P-25HP VLSC | VLSC_25709_2P_25HP | 449.14 | 449.14 | 1347.4201 | 3 | 1 | 4 | F | VLS_Inline | 2.5 | 2.5 | 2.5 | 5 | BranchMin_2.5BranchMax_5 | 3 | 3 | 8 | HeaderMin_3HeaderMax_8 | 8
998 | 48 | 25709-2P-25HP VLSC | VLSC_25709_2P_25HP | 449.14 | 449.14 | 1347.4201 | 3 | 1 | 4 | F | VLS_Inline | 2.5 | 2.5 | 2.5 | 5 | BranchMin_2.5BranchMax_5 | 4 | 3 | 8 | HeaderMin_3HeaderMax_8 | 3 | INVALID
998 | 48 | 25709-2P-25HP VLSC | VLSC_25709_2P_25HP | 449.14 | 449.14 | 1347.4201 | 3 | 1 | 4 | F | VLS_Inline | 2.5 | 2.5 | 2.5 | 5 | BranchMin_2.5BranchMax_5 | 4 | 3 | 8 | HeaderMin_3HeaderMax_8 | 4 | INVALID
998 | 48 | 25709-2P-25HP VLSC | VLSC_25709_2P_25HP | 449.14 | 449.14 | 1347.4201 | 3 | 1 | 4 | F | VLS_Inline | 2.5 | 2.5 | 2.5 | 5 | BranchMin_2.5BranchMax_5 | 4 | 3 | 8 | HeaderMin_3HeaderMax_8 | 5
998 | 48 | 25709-2P-25HP VLSC | VLSC_25709_2P_25HP | 449.14 | 449.14 | 1347.4201 | 3 | 1 | 4 | F | VLS_Inline | 2.5 | 2.5 | 2.5 | 5 | BranchMin_2.5BranchMax_5 | 4 | 3 | 8 | HeaderMin_3HeaderMax_8 | 6
998 | 48 | 25709-2P-25HP VLSC | VLSC_25709_2P_25HP | 449.14 | 449.14 | 1347.4201 | 3 | 1 | 4 | F | VLS_Inline | 2.5 | 2.5 | 2.5 | 5 | BranchMin_2.5BranchMax_5 | 4 | 3 | 8 | HeaderMin_3HeaderMax_8 | 8
998 | 48 | 25709-2P-25HP VLSC | VLSC_25709_2P_25HP | 449.14 | 449.14 | 1347.4201 | 3 | 1 | 4 | F | VLS_Inline | 2.5 | 2.5 | 2.5 | 5 | BranchMin_2.5BranchMax_5 | 5 | 3 | 8 | HeaderMin_3HeaderMax_8 | 3 | INVALID
998 | 48 | 25709-2P-25HP VLSC | VLSC_25709_2P_25HP | 449.14 | 449.14 | 1347.4201 | 3 | 1 | 4 | F | VLS_Inline | 2.5 | 2.5 | 2.5 | 5 | BranchMin_2.5BranchMax_5 | 5 | 3 | 8 | HeaderMin_3HeaderMax_8 | 4 | INVALID
998 | 48 | 25709-2P-25HP VLSC | VLSC_25709_2P_25HP | 449.14 | 449.14 | 1347.4201 | 3 | 1 | 4 | F | VLS_Inline | 2.5 | 2.5 | 2.5 | 5 | BranchMin_2.5BranchMax_5 | 5 | 3 | 8 | HeaderMin_3HeaderMax_8 | 5 | INVALID
998 | 48 | 25709-2P-25HP VLSC | VLSC_25709_2P_25HP | 449.14 | 449.14 | 1347.4201 | 3 | 1 | 4 | F | VLS_Inline | 2.5 | 2.5 | 2.5 | 5 | BranchMin_2.5BranchMax_5 | 5 | 3 | 8 | HeaderMin_3HeaderMax_8 | 6
998 | 48 | 25709-2P-25HP VLSC | VLSC_25709_2P_25HP | 449.14 | 449.14 | 1347.4201 | 3 | 1 | 4 | F | VLS_Inline | 2.5 | 2.5 | 2.5 | 5 | BranchMin_2.5BranchMax_5 | 5 | 3 | 8 | HeaderMin_3HeaderMax_8 | 8
999 | 49 | 25709-4P-3HP VLSC | VLSC_25709_4P_3HP | 222.9265 | 222.9265 | 668.7796 | 3 | 1 | 4 | F | VLS_Inline | 2.5 | 2.5 | 2.5 | 4 | BranchMin_2.5BranchMax_4 | 2.5 | 3 | 6 | HeaderMin_3HeaderMax_6 | 3
999 | 49 | 25709-4P-3HP VLSC | VLSC_25709_4P_3HP | 222.9265 | 222.9265 | 668.7796 | 3 | 1 | 4 | F | VLS_Inline | 2.5 | 2.5 | 2.5 | 4 | BranchMin_2.5BranchMax_4 | 2.5 | 3 | 6 | HeaderMin_3HeaderMax_6 | 4
999 | 49 | 25709-4P-3HP VLSC | VLSC_25709_4P_3HP | 222.9265 | 222.9265 | 668.7796 | 3 | 1 | 4 | F | VLS_Inline | 2.5 | 2.5 | 2.5 | 4 | BranchMin_2.5BranchMax_4 | 2.5 | 3 | 6 | HeaderMin_3HeaderMax_6 | 5
999 | 49 | 25709-4P-3HP VLSC | VLSC_25709_4P_3HP | 222.9265 | 222.9265 | 668.7796 | 3 | 1 | 4 | F | VLS_Inline | 2.5 | 2.5 | 2.5 | 4 | BranchMin_2.5BranchMax_4 | 2.5 | 3 | 6 | HeaderMin_3HeaderMax_6 | 6
999 | 49 | 25709-4P-3HP VLSC | VLSC_25709_4P_3HP | 222.9265 | 222.9265 | 668.7796 | 3 | 1 | 4 | F | VLS_Inline | 2.5 | 2.5 | 2.5 | 4 | BranchMin_2.5BranchMax_4 | 3 | 3 | 6 | HeaderMin_3HeaderMax_6 | 3 | INVALID
999 | 49 | 25709-4P-3HP VLSC | VLSC_25709_4P_3HP | 222.9265 | 222.9265 | 668.7796 | 3 | 1 | 4 | F | VLS_Inline | 2.5 | 2.5 | 2.5 | 4 | BranchMin_2.5BranchMax_4 | 3 | 3 | 6 | HeaderMin_3HeaderMax_6 | 4
999 | 49 | 25709-4P-3HP VLSC | VLSC_25709_4P_3HP | 222.9265 | 222.9265 | 668.7796 | 3 | 1 | 4 | F | VLS_Inline | 2.5 | 2.5 | 2.5 | 4 | BranchMin_2.5BranchMax_4 | 3 | 3 | 6 | HeaderMin_3HeaderMax_6 | 5
999 | 49 | 25709-4P-3HP VLSC | VLSC_25709_4P_3HP | 222.9265 | 222.9265 | 668.7796 | 3 | 1 | 4 | F | VLS_Inline | 2.5 | 2.5 | 2.5 | 4 | BranchMin_2.5BranchMax_4 | 3 | 3 | 6 | HeaderMin_3HeaderMax_6 | 6
999 | 49 | 25709-4P-3HP VLSC | VLSC_25709_4P_3HP | 222.9265 | 222.9265 | 668.7796 | 3 | 1 | 4 | F | VLS_Inline | 2.5 | 2.5 | 2.5 | 4 | BranchMin_2.5BranchMax_4 | 4 | 3 | 6 | HeaderMin_3HeaderMax_6 | 3 | INVALID
999 | 49 | 25709-4P-3HP VLSC | VLSC_25709_4P_3HP | 222.9265 | 222.9265 | 668.7796 | 3 | 1 | 4 | F | VLS_Inline | 2.5 | 2.5 | 2.5 | 4 | BranchMin_2.5BranchMax_4 | 4 | 3 | 6 | HeaderMin_3HeaderMax_6 | 4 | INVALID
999 | 49 | 25709-4P-3HP VLSC | VLSC_25709_4P_3HP | 222.9265 | 222.9265 | 668.7796 | 3 | 1 | 4 | F | VLS_Inline | 2.5 | 2.5 | 2.5 | 4 | BranchMin_2.5BranchMax_4 | 4 | 3 | 6 | HeaderMin_3HeaderMax_6 | 5
999 | 49 | 25709-4P-3HP VLSC | VLSC_25709_4P_3HP | 222.9265 | 222.9265 | 668.7796 | 3 | 1 | 4 | F | VLS_Inline | 2.5 | 2.5 | 2.5 | 4 | BranchMin_2.5BranchMax_4 | 4 | 3 | 6 | HeaderMin_3HeaderMax_6 | 6
1000 | 50 | 25953-2P-20HP VLSC | VLSC_25953_2P_20HP | 339.6329 | 339.6329 | 1018.8988 | 3 | 1 | 4 | F | VLS_Inline | 2.5 | 2.5 | 2.5 | 4 | BranchMin_2.5BranchMax_4 | 2.5 | 3 | 8 | HeaderMin_3HeaderMax_8 | 3
1000 | 50 | 25953-2P-20HP VLSC | VLSC_25953_2P_20HP | 339.6329 | 339.6329 | 1018.8988 | 3 | 1 | 4 | F | VLS_Inline | 2.5 | 2.5 | 2.5 | 4 | BranchMin_2.5BranchMax_4 | 2.5 | 3 | 8 | HeaderMin_3HeaderMax_8 | 4
1000 | 50 | 25953-2P-20HP VLSC | VLSC_25953_2P_20HP | 339.6329 | 339.6329 | 1018.8988 | 3 | 1 | 4 | F | VLS_Inline | 2.5 | 2.5 | 2.5 | 4 | BranchMin_2.5BranchMax_4 | 2.5 | 3 | 8 | HeaderMin_3HeaderMax_8 | 5
1000 | 50 | 25953-2P-20HP VLSC | VLSC_25953_2P_20HP | 339.6329 | 339.6329 | 1018.8988 | 3 | 1 | 4 | F | VLS_Inline | 2.5 | 2.5 | 2.5 | 4 | BranchMin_2.5BranchMax_4 | 2.5 | 3 | 8 | HeaderMin_3HeaderMax_8 | 6
1000 | 50 | 25953-2P-20HP VLSC | VLSC_25953_2P_20HP | 339.6329 | 339.6329 | 1018.8988 | 3 | 1 | 4 | F | VLS_Inline | 2.5 | 2.5 | 2.5 | 4 | BranchMin_2.5BranchMax_4 | 2.5 | 3 | 8 | HeaderMin_3HeaderMax_8 | 8
1000 | 50 | 25953-2P-20HP VLSC | VLSC_25953_2P_20HP | 339.6329 | 339.6329 | 1018.8988 | 3 | 1 | 4 | F | VLS_Inline | 2.5 | 2.5 | 2.5 | 4 | BranchMin_2.5BranchMax_4 | 3 | 3 | 8 | HeaderMin_3HeaderMax_8 | 3 | INVALID
1000 | 50 | 25953-2P-20HP VLSC | VLSC_25953_2P_20HP | 339.6329 | 339.6329 | 1018.8988 | 3 | 1 | 4 | F | VLS_Inline | 2.5 | 2.5 | 2.5 | 4 | BranchMin_2.5BranchMax_4 | 3 | 3 | 8 | HeaderMin_3HeaderMax_8 | 4
1000 | 50 | 25953-2P-20HP VLSC | VLSC_25953_2P_20HP | 339.6329 | 339.6329 | 1018.8988 | 3 | 1 | 4 | F | VLS_Inline | 2.5 | 2.5 | 2.5 | 4 | BranchMin_2.5BranchMax_4 | 3 | 3 | 8 | HeaderMin_3HeaderMax_8 | 5
1000 | 50 | 25953-2P-20HP VLSC | VLSC_25953_2P_20HP | 339.6329 | 339.6329 | 1018.8988 | 3 | 1 | 4 | F | VLS_Inline | 2.5 | 2.5 | 2.5 | 4 | BranchMin_2.5BranchMax_4 | 3 | 3 | 8 | HeaderMin_3HeaderMax_8 | 6
1000 | 50 | 25953-2P-20HP VLSC | VLSC_25953_2P_20HP | 339.6329 | 339.6329 | 1018.8988 | 3 | 1 | 4 | F | VLS_Inline | 2.5 | 2.5 | 2.5 | 4 | BranchMin_2.5BranchMax_4 | 3 | 3 | 8 | HeaderMin_3HeaderMax_8 | 8
1000 | 50 | 25953-2P-20HP VLSC | VLSC_25953_2P_20HP | 339.6329 | 339.6329 | 1018.8988 | 3 | 1 | 4 | F | VLS_Inline | 2.5 | 2.5 | 2.5 | 4 | BranchMin_2.5BranchMax_4 | 4 | 3 | 8 | HeaderMin_3HeaderMax_8 | 3 | INVALID
1000 | 50 | 25953-2P-20HP VLSC | VLSC_25953_2P_20HP | 339.6329 | 339.6329 | 1018.8988 | 3 | 1 | 4 | F | VLS_Inline | 2.5 | 2.5 | 2.5 | 4 | BranchMin_2.5BranchMax_4 | 4 | 3 | 8 | HeaderMin_3HeaderMax_8 | 4 | INVALID
1000 | 50 | 25953-2P-20HP VLSC | VLSC_25953_2P_20HP | 339.6329 | 339.6329 | 1018.8988 | 3 | 1 | 4 | F | VLS_Inline | 2.5 | 2.5 | 2.5 | 4 | BranchMin_2.5BranchMax_4 | 4 | 3 | 8 | HeaderMin_3HeaderMax_8 | 5
1000 | 50 | 25953-2P-20HP VLSC | VLSC_25953_2P_20HP | 339.6329 | 339.6329 | 1018.8988 | 3 | 1 | 4 | F | VLS_Inline | 2.5 | 2.5 | 2.5 | 4 | BranchMin_2.5BranchMax_4 | 4 | 3 | 8 | HeaderMin_3HeaderMax_8 | 6
1000 | 50 | 25953-2P-20HP VLSC | VLSC_25953_2P_20HP | 339.6329 | 339.6329 | 1018.8988 | 3 | 1 | 4 | F | VLS_Inline | 2.5 | 2.5 | 2.5 | 4 | BranchMin_2.5BranchMax_4 | 4 | 3 | 8 | HeaderMin_3HeaderMax_8 | 8
1001 | 51 | 25953-2P-25HP VLSC | VLSC_25953_2P_25HP | 384.0902 | 384.0902 | 1152.2706 | 3 | 1 | 4 | F | VLS_Inline | 2.5 | 2.5 | 2.5 | 4 | BranchMin_2.5BranchMax_4 | 2.5 | 3 | 8 | HeaderMin_3HeaderMax_8 | 3
1001 | 51 | 25953-2P-25HP VLSC | VLSC_25953_2P_25HP | 384.0902 | 384.0902 | 1152.2706 | 3 | 1 | 4 | F | VLS_Inline | 2.5 | 2.5 | 2.5 | 4 | BranchMin_2.5BranchMax_4 | 2.5 | 3 | 8 | HeaderMin_3HeaderMax_8 | 4
1001 | 51 | 25953-2P-25HP VLSC | VLSC_25953_2P_25HP | 384.0902 | 384.0902 | 1152.2706 | 3 | 1 | 4 | F | VLS_Inline | 2.5 | 2.5 | 2.5 | 4 | BranchMin_2.5BranchMax_4 | 2.5 | 3 | 8 | HeaderMin_3HeaderMax_8 | 5
1001 | 51 | 25953-2P-25HP VLSC | VLSC_25953_2P_25HP | 384.0902 | 384.0902 | 1152.2706 | 3 | 1 | 4 | F | VLS_Inline | 2.5 | 2.5 | 2.5 | 4 | BranchMin_2.5BranchMax_4 | 2.5 | 3 | 8 | HeaderMin_3HeaderMax_8 | 6
1001 | 51 | 25953-2P-25HP VLSC | VLSC_25953_2P_25HP | 384.0902 | 384.0902 | 1152.2706 | 3 | 1 | 4 | F | VLS_Inline | 2.5 | 2.5 | 2.5 | 4 | BranchMin_2.5BranchMax_4 | 2.5 | 3 | 8 | HeaderMin_3HeaderMax_8 | 8
1001 | 51 | 25953-2P-25HP VLSC | VLSC_25953_2P_25HP | 384.0902 | 384.0902 | 1152.2706 | 3 | 1 | 4 | F | VLS_Inline | 2.5 | 2.5 | 2.5 | 4 | BranchMin_2.5BranchMax_4 | 3 | 3 | 8 | HeaderMin_3HeaderMax_8 | 3 | INVALID
1001 | 51 | 25953-2P-25HP VLSC | VLSC_25953_2P_25HP | 384.0902 | 384.0902 | 1152.2706 | 3 | 1 | 4 | F | VLS_Inline | 2.5 | 2.5 | 2.5 | 4 | BranchMin_2.5BranchMax_4 | 3 | 3 | 8 | HeaderMin_3HeaderMax_8 | 4
1001 | 51 | 25953-2P-25HP VLSC | VLSC_25953_2P_25HP | 384.0902 | 384.0902 | 1152.2706 | 3 | 1 | 4 | F | VLS_Inline | 2.5 | 2.5 | 2.5 | 4 | BranchMin_2.5BranchMax_4 | 3 | 3 | 8 | HeaderMin_3HeaderMax_8 | 5
1001 | 51 | 25953-2P-25HP VLSC | VLSC_25953_2P_25HP | 384.0902 | 384.0902 | 1152.2706 | 3 | 1 | 4 | F | VLS_Inline | 2.5 | 2.5 | 2.5 | 4 | BranchMin_2.5BranchMax_4 | 3 | 3 | 8 | HeaderMin_3HeaderMax_8 | 6
1001 | 51 | 25953-2P-25HP VLSC | VLSC_25953_2P_25HP | 384.0902 | 384.0902 | 1152.2706 | 3 | 1 | 4 | F | VLS_Inline | 2.5 | 2.5 | 2.5 | 4 | BranchMin_2.5BranchMax_4 | 3 | 3 | 8 | HeaderMin_3HeaderMax_8 | 8
1001 | 51 | 25953-2P-25HP VLSC | VLSC_25953_2P_25HP | 384.0902 | 384.0902 | 1152.2706 | 3 | 1 | 4 | F | VLS_Inline | 2.5 | 2.5 | 2.5 | 4 | BranchMin_2.5BranchMax_4 | 4 | 3 | 8 | HeaderMin_3HeaderMax_8 | 3 | INVALID
1001 | 51 | 25953-2P-25HP VLSC | VLSC_25953_2P_25HP | 384.0902 | 384.0902 | 1152.2706 | 3 | 1 | 4 | F | VLS_Inline | 2.5 | 2.5 | 2.5 | 4 | BranchMin_2.5BranchMax_4 | 4 | 3 | 8 | HeaderMin_3HeaderMax_8 | 4 | INVALID
1001 | 51 | 25953-2P-25HP VLSC | VLSC_25953_2P_25HP | 384.0902 | 384.0902 | 1152.2706 | 3 | 1 | 4 | F | VLS_Inline | 2.5 | 2.5 | 2.5 | 4 | BranchMin_2.5BranchMax_4 | 4 | 3 | 8 | HeaderMin_3HeaderMax_8 | 5
1001 | 51 | 25953-2P-25HP VLSC | VLSC_25953_2P_25HP | 384.0902 | 384.0902 | 1152.2706 | 3 | 1 | 4 | F | VLS_Inline | 2.5 | 2.5 | 2.5 | 4 | BranchMin_2.5BranchMax_4 | 4 | 3 | 8 | HeaderMin_3HeaderMax_8 | 6
1001 | 51 | 25953-2P-25HP VLSC | VLSC_25953_2P_25HP | 384.0902 | 384.0902 | 1152.2706 | 3 | 1 | 4 | F | VLS_Inline | 2.5 | 2.5 | 2.5 | 4 | BranchMin_2.5BranchMax_4 | 4 | 3 | 8 | HeaderMin_3HeaderMax_8 | 8
1002 | 52 | 25953-2P-30HP VLSC | VLSC_25953_2P_30HP | 424.5536 | 424.5536 | 1273.6608 | 3 | 1 | 4 | F | VLS_Inline | 2.5 | 2.5 | 2.5 | 5 | BranchMin_2.5BranchMax_5 | 2.5 | 3 | 8 | HeaderMin_3HeaderMax_8 | 3
1002 | 52 | 25953-2P-30HP VLSC | VLSC_25953_2P_30HP | 424.5536 | 424.5536 | 1273.6608 | 3 | 1 | 4 | F | VLS_Inline | 2.5 | 2.5 | 2.5 | 5 | BranchMin_2.5BranchMax_5 | 2.5 | 3 | 8 | HeaderMin_3HeaderMax_8 | 4
1002 | 52 | 25953-2P-30HP VLSC | VLSC_25953_2P_30HP | 424.5536 | 424.5536 | 1273.6608 | 3 | 1 | 4 | F | VLS_Inline | 2.5 | 2.5 | 2.5 | 5 | BranchMin_2.5BranchMax_5 | 2.5 | 3 | 8 | HeaderMin_3HeaderMax_8 | 5
1002 | 52 | 25953-2P-30HP VLSC | VLSC_25953_2P_30HP | 424.5536 | 424.5536 | 1273.6608 | 3 | 1 | 4 | F | VLS_Inline | 2.5 | 2.5 | 2.5 | 5 | BranchMin_2.5BranchMax_5 | 2.5 | 3 | 8 | HeaderMin_3HeaderMax_8 | 6
1002 | 52 | 25953-2P-30HP VLSC | VLSC_25953_2P_30HP | 424.5536 | 424.5536 | 1273.6608 | 3 | 1 | 4 | F | VLS_Inline | 2.5 | 2.5 | 2.5 | 5 | BranchMin_2.5BranchMax_5 | 2.5 | 3 | 8 | HeaderMin_3HeaderMax_8 | 8
1002 | 52 | 25953-2P-30HP VLSC | VLSC_25953_2P_30HP | 424.5536 | 424.5536 | 1273.6608 | 3 | 1 | 4 | F | VLS_Inline | 2.5 | 2.5 | 2.5 | 5 | BranchMin_2.5BranchMax_5 | 3 | 3 | 8 | HeaderMin_3HeaderMax_8 | 3 | INVALID
1002 | 52 | 25953-2P-30HP VLSC | VLSC_25953_2P_30HP | 424.5536 | 424.5536 | 1273.6608 | 3 | 1 | 4 | F | VLS_Inline | 2.5 | 2.5 | 2.5 | 5 | BranchMin_2.5BranchMax_5 | 3 | 3 | 8 | HeaderMin_3HeaderMax_8 | 4
1002 | 52 | 25953-2P-30HP VLSC | VLSC_25953_2P_30HP | 424.5536 | 424.5536 | 1273.6608 | 3 | 1 | 4 | F | VLS_Inline | 2.5 | 2.5 | 2.5 | 5 | BranchMin_2.5BranchMax_5 | 3 | 3 | 8 | HeaderMin_3HeaderMax_8 | 5
1002 | 52 | 25953-2P-30HP VLSC | VLSC_25953_2P_30HP | 424.5536 | 424.5536 | 1273.6608 | 3 | 1 | 4 | F | VLS_Inline | 2.5 | 2.5 | 2.5 | 5 | BranchMin_2.5BranchMax_5 | 3 | 3 | 8 | HeaderMin_3HeaderMax_8 | 6
1002 | 52 | 25953-2P-30HP VLSC | VLSC_25953_2P_30HP | 424.5536 | 424.5536 | 1273.6608 | 3 | 1 | 4 | F | VLS_Inline | 2.5 | 2.5 | 2.5 | 5 | BranchMin_2.5BranchMax_5 | 3 | 3 | 8 | HeaderMin_3HeaderMax_8 | 8
1002 | 52 | 25953-2P-30HP VLSC | VLSC_25953_2P_30HP | 424.5536 | 424.5536 | 1273.6608 | 3 | 1 | 4 | F | VLS_Inline | 2.5 | 2.5 | 2.5 | 5 | BranchMin_2.5BranchMax_5 | 4 | 3 | 8 | HeaderMin_3HeaderMax_8 | 3 | INVALID
1002 | 52 | 25953-2P-30HP VLSC | VLSC_25953_2P_30HP | 424.5536 | 424.5536 | 1273.6608 | 3 | 1 | 4 | F | VLS_Inline | 2.5 | 2.5 | 2.5 | 5 | BranchMin_2.5BranchMax_5 | 4 | 3 | 8 | HeaderMin_3HeaderMax_8 | 4 | INVALID
1002 | 52 | 25953-2P-30HP VLSC | VLSC_25953_2P_30HP | 424.5536 | 424.5536 | 1273.6608 | 3 | 1 | 4 | F | VLS_Inline | 2.5 | 2.5 | 2.5 | 5 | BranchMin_2.5BranchMax_5 | 4 | 3 | 8 | HeaderMin_3HeaderMax_8 | 5
1002 | 52 | 25953-2P-30HP VLSC | VLSC_25953_2P_30HP | 424.5536 | 424.5536 | 1273.6608 | 3 | 1 | 4 | F | VLS_Inline | 2.5 | 2.5 | 2.5 | 5 | BranchMin_2.5BranchMax_5 | 4 | 3 | 8 | HeaderMin_3HeaderMax_8 | 6
1002 | 52 | 25953-2P-30HP VLSC | VLSC_25953_2P_30HP | 424.5536 | 424.5536 | 1273.6608 | 3 | 1 | 4 | F | VLS_Inline | 2.5 | 2.5 | 2.5 | 5 | BranchMin_2.5BranchMax_5 | 4 | 3 | 8 | HeaderMin_3HeaderMax_8 | 8
1002 | 52 | 25953-2P-30HP VLSC | VLSC_25953_2P_30HP | 424.5536 | 424.5536 | 1273.6608 | 3 | 1 | 4 | F | VLS_Inline | 2.5 | 2.5 | 2.5 | 5 | BranchMin_2.5BranchMax_5 | 5 | 3 | 8 | HeaderMin_3HeaderMax_8 | 3 | INVALID
1002 | 52 | 25953-2P-30HP VLSC | VLSC_25953_2P_30HP | 424.5536 | 424.5536 | 1273.6608 | 3 | 1 | 4 | F | VLS_Inline | 2.5 | 2.5 | 2.5 | 5 | BranchMin_2.5BranchMax_5 | 5 | 3 | 8 | HeaderMin_3HeaderMax_8 | 4 | INVALID
1002 | 52 | 25953-2P-30HP VLSC | VLSC_25953_2P_30HP | 424.5536 | 424.5536 | 1273.6608 | 3 | 1 | 4 | F | VLS_Inline | 2.5 | 2.5 | 2.5 | 5 | BranchMin_2.5BranchMax_5 | 5 | 3 | 8 | HeaderMin_3HeaderMax_8 | 5 | INVALID
1002 | 52 | 25953-2P-30HP VLSC | VLSC_25953_2P_30HP | 424.5536 | 424.5536 | 1273.6608 | 3 | 1 | 4 | F | VLS_Inline | 2.5 | 2.5 | 2.5 | 5 | BranchMin_2.5BranchMax_5 | 5 | 3 | 8 | HeaderMin_3HeaderMax_8 | 6
1002 | 52 | 25953-2P-30HP VLSC | VLSC_25953_2P_30HP | 424.5536 | 424.5536 | 1273.6608 | 3 | 1 | 4 | F | VLS_Inline | 2.5 | 2.5 | 2.5 | 5 | BranchMin_2.5BranchMax_5 | 5 | 3 | 8 | HeaderMin_3HeaderMax_8 | 8
1003 | 53 | 25953-2P-40HP VLSC | VLSC_25953_2P_40HP | 491.3603 | 491.3603 | 1474.0808 | 3 | 1 | 4 | F | VLS_Inline | 2.5 | 2.5 | 2.5 | 5 | BranchMin_2.5BranchMax_5 | 2.5 | 3 | 8 | HeaderMin_3HeaderMax_8 | 3
1003 | 53 | 25953-2P-40HP VLSC | VLSC_25953_2P_40HP | 491.3603 | 491.3603 | 1474.0808 | 3 | 1 | 4 | F | VLS_Inline | 2.5 | 2.5 | 2.5 | 5 | BranchMin_2.5BranchMax_5 | 2.5 | 3 | 8 | HeaderMin_3HeaderMax_8 | 4
1003 | 53 | 25953-2P-40HP VLSC | VLSC_25953_2P_40HP | 491.3603 | 491.3603 | 1474.0808 | 3 | 1 | 4 | F | VLS_Inline | 2.5 | 2.5 | 2.5 | 5 | BranchMin_2.5BranchMax_5 | 2.5 | 3 | 8 | HeaderMin_3HeaderMax_8 | 5
1003 | 53 | 25953-2P-40HP VLSC | VLSC_25953_2P_40HP | 491.3603 | 491.3603 | 1474.0808 | 3 | 1 | 4 | F | VLS_Inline | 2.5 | 2.5 | 2.5 | 5 | BranchMin_2.5BranchMax_5 | 2.5 | 3 | 8 | HeaderMin_3HeaderMax_8 | 6
1003 | 53 | 25953-2P-40HP VLSC | VLSC_25953_2P_40HP | 491.3603 | 491.3603 | 1474.0808 | 3 | 1 | 4 | F | VLS_Inline | 2.5 | 2.5 | 2.5 | 5 | BranchMin_2.5BranchMax_5 | 2.5 | 3 | 8 | HeaderMin_3HeaderMax_8 | 8
1003 | 53 | 25953-2P-40HP VLSC | VLSC_25953_2P_40HP | 491.3603 | 491.3603 | 1474.0808 | 3 | 1 | 4 | F | VLS_Inline | 2.5 | 2.5 | 2.5 | 5 | BranchMin_2.5BranchMax_5 | 3 | 3 | 8 | HeaderMin_3HeaderMax_8 | 3 | INVALID
1003 | 53 | 25953-2P-40HP VLSC | VLSC_25953_2P_40HP | 491.3603 | 491.3603 | 1474.0808 | 3 | 1 | 4 | F | VLS_Inline | 2.5 | 2.5 | 2.5 | 5 | BranchMin_2.5BranchMax_5 | 3 | 3 | 8 | HeaderMin_3HeaderMax_8 | 4
1003 | 53 | 25953-2P-40HP VLSC | VLSC_25953_2P_40HP | 491.3603 | 491.3603 | 1474.0808 | 3 | 1 | 4 | F | VLS_Inline | 2.5 | 2.5 | 2.5 | 5 | BranchMin_2.5BranchMax_5 | 3 | 3 | 8 | HeaderMin_3HeaderMax_8 | 5
1003 | 53 | 25953-2P-40HP VLSC | VLSC_25953_2P_40HP | 491.3603 | 491.3603 | 1474.0808 | 3 | 1 | 4 | F | VLS_Inline | 2.5 | 2.5 | 2.5 | 5 | BranchMin_2.5BranchMax_5 | 3 | 3 | 8 | HeaderMin_3HeaderMax_8 | 6
1003 | 53 | 25953-2P-40HP VLSC | VLSC_25953_2P_40HP | 491.3603 | 491.3603 | 1474.0808 | 3 | 1 | 4 | F | VLS_Inline | 2.5 | 2.5 | 2.5 | 5 | BranchMin_2.5BranchMax_5 | 3 | 3 | 8 | HeaderMin_3HeaderMax_8 | 8
1003 | 53 | 25953-2P-40HP VLSC | VLSC_25953_2P_40HP | 491.3603 | 491.3603 | 1474.0808 | 3 | 1 | 4 | F | VLS_Inline | 2.5 | 2.5 | 2.5 | 5 | BranchMin_2.5BranchMax_5 | 4 | 3 | 8 | HeaderMin_3HeaderMax_8 | 3 | INVALID
1003 | 53 | 25953-2P-40HP VLSC | VLSC_25953_2P_40HP | 491.3603 | 491.3603 | 1474.0808 | 3 | 1 | 4 | F | VLS_Inline | 2.5 | 2.5 | 2.5 | 5 | BranchMin_2.5BranchMax_5 | 4 | 3 | 8 | HeaderMin_3HeaderMax_8 | 4 | INVALID
1003 | 53 | 25953-2P-40HP VLSC | VLSC_25953_2P_40HP | 491.3603 | 491.3603 | 1474.0808 | 3 | 1 | 4 | F | VLS_Inline | 2.5 | 2.5 | 2.5 | 5 | BranchMin_2.5BranchMax_5 | 4 | 3 | 8 | HeaderMin_3HeaderMax_8 | 5
1003 | 53 | 25953-2P-40HP VLSC | VLSC_25953_2P_40HP | 491.3603 | 491.3603 | 1474.0808 | 3 | 1 | 4 | F | VLS_Inline | 2.5 | 2.5 | 2.5 | 5 | BranchMin_2.5BranchMax_5 | 4 | 3 | 8 | HeaderMin_3HeaderMax_8 | 6
1003 | 53 | 25953-2P-40HP VLSC | VLSC_25953_2P_40HP | 491.3603 | 491.3603 | 1474.0808 | 3 | 1 | 4 | F | VLS_Inline | 2.5 | 2.5 | 2.5 | 5 | BranchMin_2.5BranchMax_5 | 4 | 3 | 8 | HeaderMin_3HeaderMax_8 | 8
1003 | 53 | 25953-2P-40HP VLSC | VLSC_25953_2P_40HP | 491.3603 | 491.3603 | 1474.0808 | 3 | 1 | 4 | F | VLS_Inline | 2.5 | 2.5 | 2.5 | 5 | BranchMin_2.5BranchMax_5 | 5 | 3 | 8 | HeaderMin_3HeaderMax_8 | 3 | INVALID
1003 | 53 | 25953-2P-40HP VLSC | VLSC_25953_2P_40HP | 491.3603 | 491.3603 | 1474.0808 | 3 | 1 | 4 | F | VLS_Inline | 2.5 | 2.5 | 2.5 | 5 | BranchMin_2.5BranchMax_5 | 5 | 3 | 8 | HeaderMin_3HeaderMax_8 | 4 | INVALID
1003 | 53 | 25953-2P-40HP VLSC | VLSC_25953_2P_40HP | 491.3603 | 491.3603 | 1474.0808 | 3 | 1 | 4 | F | VLS_Inline | 2.5 | 2.5 | 2.5 | 5 | BranchMin_2.5BranchMax_5 | 5 | 3 | 8 | HeaderMin_3HeaderMax_8 | 5 | INVALID
1003 | 53 | 25953-2P-40HP VLSC | VLSC_25953_2P_40HP | 491.3603 | 491.3603 | 1474.0808 | 3 | 1 | 4 | F | VLS_Inline | 2.5 | 2.5 | 2.5 | 5 | BranchMin_2.5BranchMax_5 | 5 | 3 | 8 | HeaderMin_3HeaderMax_8 | 6
1003 | 53 | 25953-2P-40HP VLSC | VLSC_25953_2P_40HP | 491.3603 | 491.3603 | 1474.0808 | 3 | 1 | 4 | F | VLS_Inline | 2.5 | 2.5 | 2.5 | 5 | BranchMin_2.5BranchMax_5 | 5 | 3 | 8 | HeaderMin_3HeaderMax_8 | 8
1004 | 54 | 25953-2P-50HP VLSC | VLSC_25953_2P_50HP | 551.7418 | 551.7418 | 1655.2254 | 3 | 1 | 4 | F | VLS_Inline | 2.5 | 2.5 | 2.5 | 5 | BranchMin_2.5BranchMax_5 | 2.5 | 3 | 10 | HeaderMin_3HeaderMax_10 | 3
1004 | 54 | 25953-2P-50HP VLSC | VLSC_25953_2P_50HP | 551.7418 | 551.7418 | 1655.2254 | 3 | 1 | 4 | F | VLS_Inline | 2.5 | 2.5 | 2.5 | 5 | BranchMin_2.5BranchMax_5 | 2.5 | 3 | 10 | HeaderMin_3HeaderMax_10 | 4
1004 | 54 | 25953-2P-50HP VLSC | VLSC_25953_2P_50HP | 551.7418 | 551.7418 | 1655.2254 | 3 | 1 | 4 | F | VLS_Inline | 2.5 | 2.5 | 2.5 | 5 | BranchMin_2.5BranchMax_5 | 2.5 | 3 | 10 | HeaderMin_3HeaderMax_10 | 5
1004 | 54 | 25953-2P-50HP VLSC | VLSC_25953_2P_50HP | 551.7418 | 551.7418 | 1655.2254 | 3 | 1 | 4 | F | VLS_Inline | 2.5 | 2.5 | 2.5 | 5 | BranchMin_2.5BranchMax_5 | 2.5 | 3 | 10 | HeaderMin_3HeaderMax_10 | 6
1004 | 54 | 25953-2P-50HP VLSC | VLSC_25953_2P_50HP | 551.7418 | 551.7418 | 1655.2254 | 3 | 1 | 4 | F | VLS_Inline | 2.5 | 2.5 | 2.5 | 5 | BranchMin_2.5BranchMax_5 | 2.5 | 3 | 10 | HeaderMin_3HeaderMax_10 | 8
1004 | 54 | 25953-2P-50HP VLSC | VLSC_25953_2P_50HP | 551.7418 | 551.7418 | 1655.2254 | 3 | 1 | 4 | F | VLS_Inline | 2.5 | 2.5 | 2.5 | 5 | BranchMin_2.5BranchMax_5 | 2.5 | 3 | 10 | HeaderMin_3HeaderMax_10 | 10
1004 | 54 | 25953-2P-50HP VLSC | VLSC_25953_2P_50HP | 551.7418 | 551.7418 | 1655.2254 | 3 | 1 | 4 | F | VLS_Inline | 2.5 | 2.5 | 2.5 | 5 | BranchMin_2.5BranchMax_5 | 3 | 3 | 10 | HeaderMin_3HeaderMax_10 | 3 | INVALID
1004 | 54 | 25953-2P-50HP VLSC | VLSC_25953_2P_50HP | 551.7418 | 551.7418 | 1655.2254 | 3 | 1 | 4 | F | VLS_Inline | 2.5 | 2.5 | 2.5 | 5 | BranchMin_2.5BranchMax_5 | 3 | 3 | 10 | HeaderMin_3HeaderMax_10 | 4
1004 | 54 | 25953-2P-50HP VLSC | VLSC_25953_2P_50HP | 551.7418 | 551.7418 | 1655.2254 | 3 | 1 | 4 | F | VLS_Inline | 2.5 | 2.5 | 2.5 | 5 | BranchMin_2.5BranchMax_5 | 3 | 3 | 10 | HeaderMin_3HeaderMax_10 | 5
1004 | 54 | 25953-2P-50HP VLSC | VLSC_25953_2P_50HP | 551.7418 | 551.7418 | 1655.2254 | 3 | 1 | 4 | F | VLS_Inline | 2.5 | 2.5 | 2.5 | 5 | BranchMin_2.5BranchMax_5 | 3 | 3 | 10 | HeaderMin_3HeaderMax_10 | 6
1004 | 54 | 25953-2P-50HP VLSC | VLSC_25953_2P_50HP | 551.7418 | 551.7418 | 1655.2254 | 3 | 1 | 4 | F | VLS_Inline | 2.5 | 2.5 | 2.5 | 5 | BranchMin_2.5BranchMax_5 | 3 | 3 | 10 | HeaderMin_3HeaderMax_10 | 8
1004 | 54 | 25953-2P-50HP VLSC | VLSC_25953_2P_50HP | 551.7418 | 551.7418 | 1655.2254 | 3 | 1 | 4 | F | VLS_Inline | 2.5 | 2.5 | 2.5 | 5 | BranchMin_2.5BranchMax_5 | 3 | 3 | 10 | HeaderMin_3HeaderMax_10 | 10
1004 | 54 | 25953-2P-50HP VLSC | VLSC_25953_2P_50HP | 551.7418 | 551.7418 | 1655.2254 | 3 | 1 | 4 | F | VLS_Inline | 2.5 | 2.5 | 2.5 | 5 | BranchMin_2.5BranchMax_5 | 4 | 3 | 10 | HeaderMin_3HeaderMax_10 | 3 | INVALID
1004 | 54 | 25953-2P-50HP VLSC | VLSC_25953_2P_50HP | 551.7418 | 551.7418 | 1655.2254 | 3 | 1 | 4 | F | VLS_Inline | 2.5 | 2.5 | 2.5 | 5 | BranchMin_2.5BranchMax_5 | 4 | 3 | 10 | HeaderMin_3HeaderMax_10 | 4 | INVALID
1004 | 54 | 25953-2P-50HP VLSC | VLSC_25953_2P_50HP | 551.7418 | 551.7418 | 1655.2254 | 3 | 1 | 4 | F | VLS_Inline | 2.5 | 2.5 | 2.5 | 5 | BranchMin_2.5BranchMax_5 | 4 | 3 | 10 | HeaderMin_3HeaderMax_10 | 5
1004 | 54 | 25953-2P-50HP VLSC | VLSC_25953_2P_50HP | 551.7418 | 551.7418 | 1655.2254 | 3 | 1 | 4 | F | VLS_Inline | 2.5 | 2.5 | 2.5 | 5 | BranchMin_2.5BranchMax_5 | 4 | 3 | 10 | HeaderMin_3HeaderMax_10 | 6
1004 | 54 | 25953-2P-50HP VLSC | VLSC_25953_2P_50HP | 551.7418 | 551.7418 | 1655.2254 | 3 | 1 | 4 | F | VLS_Inline | 2.5 | 2.5 | 2.5 | 5 | BranchMin_2.5BranchMax_5 | 4 | 3 | 10 | HeaderMin_3HeaderMax_10 | 8
1004 | 54 | 25953-2P-50HP VLSC | VLSC_25953_2P_50HP | 551.7418 | 551.7418 | 1655.2254 | 3 | 1 | 4 | F | VLS_Inline | 2.5 | 2.5 | 2.5 | 5 | BranchMin_2.5BranchMax_5 | 4 | 3 | 10 | HeaderMin_3HeaderMax_10 | 10
1004 | 54 | 25953-2P-50HP VLSC | VLSC_25953_2P_50HP | 551.7418 | 551.7418 | 1655.2254 | 3 | 1 | 4 | F | VLS_Inline | 2.5 | 2.5 | 2.5 | 5 | BranchMin_2.5BranchMax_5 | 5 | 3 | 10 | HeaderMin_3HeaderMax_10 | 3 | INVALID
1004 | 54 | 25953-2P-50HP VLSC | VLSC_25953_2P_50HP | 551.7418 | 551.7418 | 1655.2254 | 3 | 1 | 4 | F | VLS_Inline | 2.5 | 2.5 | 2.5 | 5 | BranchMin_2.5BranchMax_5 | 5 | 3 | 10 | HeaderMin_3HeaderMax_10 | 4 | INVALID
1004 | 54 | 25953-2P-50HP VLSC | VLSC_25953_2P_50HP | 551.7418 | 551.7418 | 1655.2254 | 3 | 1 | 4 | F | VLS_Inline | 2.5 | 2.5 | 2.5 | 5 | BranchMin_2.5BranchMax_5 | 5 | 3 | 10 | HeaderMin_3HeaderMax_10 | 5 | INVALID
1004 | 54 | 25953-2P-50HP VLSC | VLSC_25953_2P_50HP | 551.7418 | 551.7418 | 1655.2254 | 3 | 1 | 4 | F | VLS_Inline | 2.5 | 2.5 | 2.5 | 5 | BranchMin_2.5BranchMax_5 | 5 | 3 | 10 | HeaderMin_3HeaderMax_10 | 6
1004 | 54 | 25953-2P-50HP VLSC | VLSC_25953_2P_50HP | 551.7418 | 551.7418 | 1655.2254 | 3 | 1 | 4 | F | VLS_Inline | 2.5 | 2.5 | 2.5 | 5 | BranchMin_2.5BranchMax_5 | 5 | 3 | 10 | HeaderMin_3HeaderMax_10 | 8
1004 | 54 | 25953-2P-50HP VLSC | VLSC_25953_2P_50HP | 551.7418 | 551.7418 | 1655.2254 | 3 | 1 | 4 | F | VLS_Inline | 2.5 | 2.5 | 2.5 | 5 | BranchMin_2.5BranchMax_5 | 5 | 3 | 10 | HeaderMin_3HeaderMax_10 | 10
1005 | 55 | 25953-2P-60HP VLSC | VLSC_25953_2P_60HP | 573.0512 | 573.0512 | 1719.1537 | 3 | 1 | 4 | F | VLS_Inline | 2.5 | 2.5 | 2.5 | 5 | BranchMin_2.5BranchMax_5 | 2.5 | 3 | 10 | HeaderMin_3HeaderMax_10 | 3
1005 | 55 | 25953-2P-60HP VLSC | VLSC_25953_2P_60HP | 573.0512 | 573.0512 | 1719.1537 | 3 | 1 | 4 | F | VLS_Inline | 2.5 | 2.5 | 2.5 | 5 | BranchMin_2.5BranchMax_5 | 2.5 | 3 | 10 | HeaderMin_3HeaderMax_10 | 4
1005 | 55 | 25953-2P-60HP VLSC | VLSC_25953_2P_60HP | 573.0512 | 573.0512 | 1719.1537 | 3 | 1 | 4 | F | VLS_Inline | 2.5 | 2.5 | 2.5 | 5 | BranchMin_2.5BranchMax_5 | 2.5 | 3 | 10 | HeaderMin_3HeaderMax_10 | 5
1005 | 55 | 25953-2P-60HP VLSC | VLSC_25953_2P_60HP | 573.0512 | 573.0512 | 1719.1537 | 3 | 1 | 4 | F | VLS_Inline | 2.5 | 2.5 | 2.5 | 5 | BranchMin_2.5BranchMax_5 | 2.5 | 3 | 10 | HeaderMin_3HeaderMax_10 | 6
1005 | 55 | 25953-2P-60HP VLSC | VLSC_25953_2P_60HP | 573.0512 | 573.0512 | 1719.1537 | 3 | 1 | 4 | F | VLS_Inline | 2.5 | 2.5 | 2.5 | 5 | BranchMin_2.5BranchMax_5 | 2.5 | 3 | 10 | HeaderMin_3HeaderMax_10 | 8
1005 | 55 | 25953-2P-60HP VLSC | VLSC_25953_2P_60HP | 573.0512 | 573.0512 | 1719.1537 | 3 | 1 | 4 | F | VLS_Inline | 2.5 | 2.5 | 2.5 | 5 | BranchMin_2.5BranchMax_5 | 2.5 | 3 | 10 | HeaderMin_3HeaderMax_10 | 10
1005 | 55 | 25953-2P-60HP VLSC | VLSC_25953_2P_60HP | 573.0512 | 573.0512 | 1719.1537 | 3 | 1 | 4 | F | VLS_Inline | 2.5 | 2.5 | 2.5 | 5 | BranchMin_2.5BranchMax_5 | 3 | 3 | 10 | HeaderMin_3HeaderMax_10 | 3 | INVALID
1005 | 55 | 25953-2P-60HP VLSC | VLSC_25953_2P_60HP | 573.0512 | 573.0512 | 1719.1537 | 3 | 1 | 4 | F | VLS_Inline | 2.5 | 2.5 | 2.5 | 5 | BranchMin_2.5BranchMax_5 | 3 | 3 | 10 | HeaderMin_3HeaderMax_10 | 4
1005 | 55 | 25953-2P-60HP VLSC | VLSC_25953_2P_60HP | 573.0512 | 573.0512 | 1719.1537 | 3 | 1 | 4 | F | VLS_Inline | 2.5 | 2.5 | 2.5 | 5 | BranchMin_2.5BranchMax_5 | 3 | 3 | 10 | HeaderMin_3HeaderMax_10 | 5
1005 | 55 | 25953-2P-60HP VLSC | VLSC_25953_2P_60HP | 573.0512 | 573.0512 | 1719.1537 | 3 | 1 | 4 | F | VLS_Inline | 2.5 | 2.5 | 2.5 | 5 | BranchMin_2.5BranchMax_5 | 3 | 3 | 10 | HeaderMin_3HeaderMax_10 | 6
1005 | 55 | 25953-2P-60HP VLSC | VLSC_25953_2P_60HP | 573.0512 | 573.0512 | 1719.1537 | 3 | 1 | 4 | F | VLS_Inline | 2.5 | 2.5 | 2.5 | 5 | BranchMin_2.5BranchMax_5 | 3 | 3 | 10 | HeaderMin_3HeaderMax_10 | 8
1005 | 55 | 25953-2P-60HP VLSC | VLSC_25953_2P_60HP | 573.0512 | 573.0512 | 1719.1537 | 3 | 1 | 4 | F | VLS_Inline | 2.5 | 2.5 | 2.5 | 5 | BranchMin_2.5BranchMax_5 | 3 | 3 | 10 | HeaderMin_3HeaderMax_10 | 10
1005 | 55 | 25953-2P-60HP VLSC | VLSC_25953_2P_60HP | 573.0512 | 573.0512 | 1719.1537 | 3 | 1 | 4 | F | VLS_Inline | 2.5 | 2.5 | 2.5 | 5 | BranchMin_2.5BranchMax_5 | 4 | 3 | 10 | HeaderMin_3HeaderMax_10 | 3 | INVALID
1005 | 55 | 25953-2P-60HP VLSC | VLSC_25953_2P_60HP | 573.0512 | 573.0512 | 1719.1537 | 3 | 1 | 4 | F | VLS_Inline | 2.5 | 2.5 | 2.5 | 5 | BranchMin_2.5BranchMax_5 | 4 | 3 | 10 | HeaderMin_3HeaderMax_10 | 4 | INVALID
1005 | 55 | 25953-2P-60HP VLSC | VLSC_25953_2P_60HP | 573.0512 | 573.0512 | 1719.1537 | 3 | 1 | 4 | F | VLS_Inline | 2.5 | 2.5 | 2.5 | 5 | BranchMin_2.5BranchMax_5 | 4 | 3 | 10 | HeaderMin_3HeaderMax_10 | 5
1005 | 55 | 25953-2P-60HP VLSC | VLSC_25953_2P_60HP | 573.0512 | 573.0512 | 1719.1537 | 3 | 1 | 4 | F | VLS_Inline | 2.5 | 2.5 | 2.5 | 5 | BranchMin_2.5BranchMax_5 | 4 | 3 | 10 | HeaderMin_3HeaderMax_10 | 6
1005 | 55 | 25953-2P-60HP VLSC | VLSC_25953_2P_60HP | 573.0512 | 573.0512 | 1719.1537 | 3 | 1 | 4 | F | VLS_Inline | 2.5 | 2.5 | 2.5 | 5 | BranchMin_2.5BranchMax_5 | 4 | 3 | 10 | HeaderMin_3HeaderMax_10 | 8
1005 | 55 | 25953-2P-60HP VLSC | VLSC_25953_2P_60HP | 573.0512 | 573.0512 | 1719.1537 | 3 | 1 | 4 | F | VLS_Inline | 2.5 | 2.5 | 2.5 | 5 | BranchMin_2.5BranchMax_5 | 4 | 3 | 10 | HeaderMin_3HeaderMax_10 | 10
1005 | 55 | 25953-2P-60HP VLSC | VLSC_25953_2P_60HP | 573.0512 | 573.0512 | 1719.1537 | 3 | 1 | 4 | F | VLS_Inline | 2.5 | 2.5 | 2.5 | 5 | BranchMin_2.5BranchMax_5 | 5 | 3 | 10 | HeaderMin_3HeaderMax_10 | 3 | INVALID
1005 | 55 | 25953-2P-60HP VLSC | VLSC_25953_2P_60HP | 573.0512 | 573.0512 | 1719.1537 | 3 | 1 | 4 | F | VLS_Inline | 2.5 | 2.5 | 2.5 | 5 | BranchMin_2.5BranchMax_5 | 5 | 3 | 10 | HeaderMin_3HeaderMax_10 | 4 | INVALID
1005 | 55 | 25953-2P-60HP VLSC | VLSC_25953_2P_60HP | 573.0512 | 573.0512 | 1719.1537 | 3 | 1 | 4 | F | VLS_Inline | 2.5 | 2.5 | 2.5 | 5 | BranchMin_2.5BranchMax_5 | 5 | 3 | 10 | HeaderMin_3HeaderMax_10 | 5 | INVALID
1005 | 55 | 25953-2P-60HP VLSC | VLSC_25953_2P_60HP | 573.0512 | 573.0512 | 1719.1537 | 3 | 1 | 4 | F | VLS_Inline | 2.5 | 2.5 | 2.5 | 5 | BranchMin_2.5BranchMax_5 | 5 | 3 | 10 | HeaderMin_3HeaderMax_10 | 6
1005 | 55 | 25953-2P-60HP VLSC | VLSC_25953_2P_60HP | 573.0512 | 573.0512 | 1719.1537 | 3 | 1 | 4 | F | VLS_Inline | 2.5 | 2.5 | 2.5 | 5 | BranchMin_2.5BranchMax_5 | 5 | 3 | 10 | HeaderMin_3HeaderMax_10 | 8
1005 | 55 | 25953-2P-60HP VLSC | VLSC_25953_2P_60HP | 573.0512 | 573.0512 | 1719.1537 | 3 | 1 | 4 | F | VLS_Inline | 2.5 | 2.5 | 2.5 | 5 | BranchMin_2.5BranchMax_5 | 5 | 3 | 10 | HeaderMin_3HeaderMax_10 | 10
1006 | 56 | 25953-4P-3HP VLSC | VLSC_25953_4P_3HP | 179.981 | 179.981 | 539.9431 | 3 | 1 | 4 | F | VLS_Inline | 2.5 | 2.5 | 2.5 | 3 | BranchMin_2.5BranchMax_3 | 2.5 | 3 | 5 | HeaderMin_3HeaderMax_5 | 3
1006 | 56 | 25953-4P-3HP VLSC | VLSC_25953_4P_3HP | 179.981 | 179.981 | 539.9431 | 3 | 1 | 4 | F | VLS_Inline | 2.5 | 2.5 | 2.5 | 3 | BranchMin_2.5BranchMax_3 | 2.5 | 3 | 5 | HeaderMin_3HeaderMax_5 | 4
1006 | 56 | 25953-4P-3HP VLSC | VLSC_25953_4P_3HP | 179.981 | 179.981 | 539.9431 | 3 | 1 | 4 | F | VLS_Inline | 2.5 | 2.5 | 2.5 | 3 | BranchMin_2.5BranchMax_3 | 2.5 | 3 | 5 | HeaderMin_3HeaderMax_5 | 5
1006 | 56 | 25953-4P-3HP VLSC | VLSC_25953_4P_3HP | 179.981 | 179.981 | 539.9431 | 3 | 1 | 4 | F | VLS_Inline | 2.5 | 2.5 | 2.5 | 3 | BranchMin_2.5BranchMax_3 | 3 | 3 | 5 | HeaderMin_3HeaderMax_5 | 3 | INVALID
1006 | 56 | 25953-4P-3HP VLSC | VLSC_25953_4P_3HP | 179.981 | 179.981 | 539.9431 | 3 | 1 | 4 | F | VLS_Inline | 2.5 | 2.5 | 2.5 | 3 | BranchMin_2.5BranchMax_3 | 3 | 3 | 5 | HeaderMin_3HeaderMax_5 | 4
1006 | 56 | 25953-4P-3HP VLSC | VLSC_25953_4P_3HP | 179.981 | 179.981 | 539.9431 | 3 | 1 | 4 | F | VLS_Inline | 2.5 | 2.5 | 2.5 | 3 | BranchMin_2.5BranchMax_3 | 3 | 3 | 5 | HeaderMin_3HeaderMax_5 | 5
1007 | 57 | 25953-4P-5HP VLSC | VLSC_25953_4P_5HP | 237.9031 | 237.9031 | 713.7094 | 3 | 1 | 4 | F | VLS_Inline | 2.5 | 2.5 | 2.5 | 4 | BranchMin_2.5BranchMax_4 | 2.5 | 3 | 6 | HeaderMin_3HeaderMax_6 | 3
1007 | 57 | 25953-4P-5HP VLSC | VLSC_25953_4P_5HP | 237.9031 | 237.9031 | 713.7094 | 3 | 1 | 4 | F | VLS_Inline | 2.5 | 2.5 | 2.5 | 4 | BranchMin_2.5BranchMax_4 | 2.5 | 3 | 6 | HeaderMin_3HeaderMax_6 | 4
1007 | 57 | 25953-4P-5HP VLSC | VLSC_25953_4P_5HP | 237.9031 | 237.9031 | 713.7094 | 3 | 1 | 4 | F | VLS_Inline | 2.5 | 2.5 | 2.5 | 4 | BranchMin_2.5BranchMax_4 | 2.5 | 3 | 6 | HeaderMin_3HeaderMax_6 | 5
1007 | 57 | 25953-4P-5HP VLSC | VLSC_25953_4P_5HP | 237.9031 | 237.9031 | 713.7094 | 3 | 1 | 4 | F | VLS_Inline | 2.5 | 2.5 | 2.5 | 4 | BranchMin_2.5BranchMax_4 | 2.5 | 3 | 6 | HeaderMin_3HeaderMax_6 | 6
1007 | 57 | 25953-4P-5HP VLSC | VLSC_25953_4P_5HP | 237.9031 | 237.9031 | 713.7094 | 3 | 1 | 4 | F | VLS_Inline | 2.5 | 2.5 | 2.5 | 4 | BranchMin_2.5BranchMax_4 | 3 | 3 | 6 | HeaderMin_3HeaderMax_6 | 3 | INVALID
1007 | 57 | 25953-4P-5HP VLSC | VLSC_25953_4P_5HP | 237.9031 | 237.9031 | 713.7094 | 3 | 1 | 4 | F | VLS_Inline | 2.5 | 2.5 | 2.5 | 4 | BranchMin_2.5BranchMax_4 | 3 | 3 | 6 | HeaderMin_3HeaderMax_6 | 4
1007 | 57 | 25953-4P-5HP VLSC | VLSC_25953_4P_5HP | 237.9031 | 237.9031 | 713.7094 | 3 | 1 | 4 | F | VLS_Inline | 2.5 | 2.5 | 2.5 | 4 | BranchMin_2.5BranchMax_4 | 3 | 3 | 6 | HeaderMin_3HeaderMax_6 | 5
1007 | 57 | 25953-4P-5HP VLSC | VLSC_25953_4P_5HP | 237.9031 | 237.9031 | 713.7094 | 3 | 1 | 4 | F | VLS_Inline | 2.5 | 2.5 | 2.5 | 4 | BranchMin_2.5BranchMax_4 | 3 | 3 | 6 | HeaderMin_3HeaderMax_6 | 6
1007 | 57 | 25953-4P-5HP VLSC | VLSC_25953_4P_5HP | 237.9031 | 237.9031 | 713.7094 | 3 | 1 | 4 | F | VLS_Inline | 2.5 | 2.5 | 2.5 | 4 | BranchMin_2.5BranchMax_4 | 4 | 3 | 6 | HeaderMin_3HeaderMax_6 | 3 | INVALID
1007 | 57 | 25953-4P-5HP VLSC | VLSC_25953_4P_5HP | 237.9031 | 237.9031 | 713.7094 | 3 | 1 | 4 | F | VLS_Inline | 2.5 | 2.5 | 2.5 | 4 | BranchMin_2.5BranchMax_4 | 4 | 3 | 6 | HeaderMin_3HeaderMax_6 | 4 | INVALID
1007 | 57 | 25953-4P-5HP VLSC | VLSC_25953_4P_5HP | 237.9031 | 237.9031 | 713.7094 | 3 | 1 | 4 | F | VLS_Inline | 2.5 | 2.5 | 2.5 | 4 | BranchMin_2.5BranchMax_4 | 4 | 3 | 6 | HeaderMin_3HeaderMax_6 | 5
1007 | 57 | 25953-4P-5HP VLSC | VLSC_25953_4P_5HP | 237.9031 | 237.9031 | 713.7094 | 3 | 1 | 4 | F | VLS_Inline | 2.5 | 2.5 | 2.5 | 4 | BranchMin_2.5BranchMax_4 | 4 | 3 | 6 | HeaderMin_3HeaderMax_6 | 6
1008 | 58 | 25953-4P-7.5HP VLSC | VLSC_25953_4P_7.5HP | 284.3868 | 284.3868 | 853.1603 | 3 | 1 | 4 | F | VLS_Inline | 2.5 | 2.5 | 2.5 | 4 | BranchMin_2.5BranchMax_4 | 2.5 | 3 | 6 | HeaderMin_3HeaderMax_6 | 3
1008 | 58 | 25953-4P-7.5HP VLSC | VLSC_25953_4P_7.5HP | 284.3868 | 284.3868 | 853.1603 | 3 | 1 | 4 | F | VLS_Inline | 2.5 | 2.5 | 2.5 | 4 | BranchMin_2.5BranchMax_4 | 2.5 | 3 | 6 | HeaderMin_3HeaderMax_6 | 4
1008 | 58 | 25953-4P-7.5HP VLSC | VLSC_25953_4P_7.5HP | 284.3868 | 284.3868 | 853.1603 | 3 | 1 | 4 | F | VLS_Inline | 2.5 | 2.5 | 2.5 | 4 | BranchMin_2.5BranchMax_4 | 2.5 | 3 | 6 | HeaderMin_3HeaderMax_6 | 5
1008 | 58 | 25953-4P-7.5HP VLSC | VLSC_25953_4P_7.5HP | 284.3868 | 284.3868 | 853.1603 | 3 | 1 | 4 | F | VLS_Inline | 2.5 | 2.5 | 2.5 | 4 | BranchMin_2.5BranchMax_4 | 2.5 | 3 | 6 | HeaderMin_3HeaderMax_6 | 6
1008 | 58 | 25953-4P-7.5HP VLSC | VLSC_25953_4P_7.5HP | 284.3868 | 284.3868 | 853.1603 | 3 | 1 | 4 | F | VLS_Inline | 2.5 | 2.5 | 2.5 | 4 | BranchMin_2.5BranchMax_4 | 3 | 3 | 6 | HeaderMin_3HeaderMax_6 | 3 | INVALID
1008 | 58 | 25953-4P-7.5HP VLSC | VLSC_25953_4P_7.5HP | 284.3868 | 284.3868 | 853.1603 | 3 | 1 | 4 | F | VLS_Inline | 2.5 | 2.5 | 2.5 | 4 | BranchMin_2.5BranchMax_4 | 3 | 3 | 6 | HeaderMin_3HeaderMax_6 | 4
1008 | 58 | 25953-4P-7.5HP VLSC | VLSC_25953_4P_7.5HP | 284.3868 | 284.3868 | 853.1603 | 3 | 1 | 4 | F | VLS_Inline | 2.5 | 2.5 | 2.5 | 4 | BranchMin_2.5BranchMax_4 | 3 | 3 | 6 | HeaderMin_3HeaderMax_6 | 5
1008 | 58 | 25953-4P-7.5HP VLSC | VLSC_25953_4P_7.5HP | 284.3868 | 284.3868 | 853.1603 | 3 | 1 | 4 | F | VLS_Inline | 2.5 | 2.5 | 2.5 | 4 | BranchMin_2.5BranchMax_4 | 3 | 3 | 6 | HeaderMin_3HeaderMax_6 | 6
1008 | 58 | 25953-4P-7.5HP VLSC | VLSC_25953_4P_7.5HP | 284.3868 | 284.3868 | 853.1603 | 3 | 1 | 4 | F | VLS_Inline | 2.5 | 2.5 | 2.5 | 4 | BranchMin_2.5BranchMax_4 | 4 | 3 | 6 | HeaderMin_3HeaderMax_6 | 3 | INVALID
1008 | 58 | 25953-4P-7.5HP VLSC | VLSC_25953_4P_7.5HP | 284.3868 | 284.3868 | 853.1603 | 3 | 1 | 4 | F | VLS_Inline | 2.5 | 2.5 | 2.5 | 4 | BranchMin_2.5BranchMax_4 | 4 | 3 | 6 | HeaderMin_3HeaderMax_6 | 4 | INVALID
1008 | 58 | 25953-4P-7.5HP VLSC | VLSC_25953_4P_7.5HP | 284.3868 | 284.3868 | 853.1603 | 3 | 1 | 4 | F | VLS_Inline | 2.5 | 2.5 | 2.5 | 4 | BranchMin_2.5BranchMax_4 | 4 | 3 | 6 | HeaderMin_3HeaderMax_6 | 5
1008 | 58 | 25953-4P-7.5HP VLSC | VLSC_25953_4P_7.5HP | 284.3868 | 284.3868 | 853.1603 | 3 | 1 | 4 | F | VLS_Inline | 2.5 | 2.5 | 2.5 | 4 | BranchMin_2.5BranchMax_4 | 4 | 3 | 6 | HeaderMin_3HeaderMax_6 | 6
1009 | 59 | 25121-4P-7.5HP VLSC | VLSC_25121_4P_7.5HP | 260.585 | 260.585 | 781.755 | 3 | 1 | 4 | F | VLS_Inline | 2.5 | 2.5 | 2.5 | 4 | BranchMin_2.5BranchMax_4 | 2.5 | 3 | 6 | HeaderMin_3HeaderMax_6 | 3
1009 | 59 | 25121-4P-7.5HP VLSC | VLSC_25121_4P_7.5HP | 260.585 | 260.585 | 781.755 | 3 | 1 | 4 | F | VLS_Inline | 2.5 | 2.5 | 2.5 | 4 | BranchMin_2.5BranchMax_4 | 2.5 | 3 | 6 | HeaderMin_3HeaderMax_6 | 4
1009 | 59 | 25121-4P-7.5HP VLSC | VLSC_25121_4P_7.5HP | 260.585 | 260.585 | 781.755 | 3 | 1 | 4 | F | VLS_Inline | 2.5 | 2.5 | 2.5 | 4 | BranchMin_2.5BranchMax_4 | 2.5 | 3 | 6 | HeaderMin_3HeaderMax_6 | 5
1009 | 59 | 25121-4P-7.5HP VLSC | VLSC_25121_4P_7.5HP | 260.585 | 260.585 | 781.755 | 3 | 1 | 4 | F | VLS_Inline | 2.5 | 2.5 | 2.5 | 4 | BranchMin_2.5BranchMax_4 | 2.5 | 3 | 6 | HeaderMin_3HeaderMax_6 | 6
1009 | 59 | 25121-4P-7.5HP VLSC | VLSC_25121_4P_7.5HP | 260.585 | 260.585 | 781.755 | 3 | 1 | 4 | F | VLS_Inline | 2.5 | 2.5 | 2.5 | 4 | BranchMin_2.5BranchMax_4 | 3 | 3 | 6 | HeaderMin_3HeaderMax_6 | 3 | INVALID
1009 | 59 | 25121-4P-7.5HP VLSC | VLSC_25121_4P_7.5HP | 260.585 | 260.585 | 781.755 | 3 | 1 | 4 | F | VLS_Inline | 2.5 | 2.5 | 2.5 | 4 | BranchMin_2.5BranchMax_4 | 3 | 3 | 6 | HeaderMin_3HeaderMax_6 | 4
1009 | 59 | 25121-4P-7.5HP VLSC | VLSC_25121_4P_7.5HP | 260.585 | 260.585 | 781.755 | 3 | 1 | 4 | F | VLS_Inline | 2.5 | 2.5 | 2.5 | 4 | BranchMin_2.5BranchMax_4 | 3 | 3 | 6 | HeaderMin_3HeaderMax_6 | 5
1009 | 59 | 25121-4P-7.5HP VLSC | VLSC_25121_4P_7.5HP | 260.585 | 260.585 | 781.755 | 3 | 1 | 4 | F | VLS_Inline | 2.5 | 2.5 | 2.5 | 4 | BranchMin_2.5BranchMax_4 | 3 | 3 | 6 | HeaderMin_3HeaderMax_6 | 6
1009 | 59 | 25121-4P-7.5HP VLSC | VLSC_25121_4P_7.5HP | 260.585 | 260.585 | 781.755 | 3 | 1 | 4 | F | VLS_Inline | 2.5 | 2.5 | 2.5 | 4 | BranchMin_2.5BranchMax_4 | 4 | 3 | 6 | HeaderMin_3HeaderMax_6 | 3 | INVALID
1009 | 59 | 25121-4P-7.5HP VLSC | VLSC_25121_4P_7.5HP | 260.585 | 260.585 | 781.755 | 3 | 1 | 4 | F | VLS_Inline | 2.5 | 2.5 | 2.5 | 4 | BranchMin_2.5BranchMax_4 | 4 | 3 | 6 | HeaderMin_3HeaderMax_6 | 4 | INVALID
1009 | 59 | 25121-4P-7.5HP VLSC | VLSC_25121_4P_7.5HP | 260.585 | 260.585 | 781.755 | 3 | 1 | 4 | F | VLS_Inline | 2.5 | 2.5 | 2.5 | 4 | BranchMin_2.5BranchMax_4 | 4 | 3 | 6 | HeaderMin_3HeaderMax_6 | 5
1009 | 59 | 25121-4P-7.5HP VLSC | VLSC_25121_4P_7.5HP | 260.585 | 260.585 | 781.755 | 3 | 1 | 4 | F | VLS_Inline | 2.5 | 2.5 | 2.5 | 4 | BranchMin_2.5BranchMax_4 | 4 | 3 | 6 | HeaderMin_3HeaderMax_6 | 6
1010 | 60 | 25121-4P-10HP VLSC | VLSC_25121_4P_10HP | 273.2839 | 273.2839 | 819.8518 | 3 | 1 | 4 | F | VLS_Inline | 2.5 | 2.5 | 2.5 | 4 | BranchMin_2.5BranchMax_4 | 2.5 | 3 | 6 | HeaderMin_3HeaderMax_6 | 3
1010 | 60 | 25121-4P-10HP VLSC | VLSC_25121_4P_10HP | 273.2839 | 273.2839 | 819.8518 | 3 | 1 | 4 | F | VLS_Inline | 2.5 | 2.5 | 2.5 | 4 | BranchMin_2.5BranchMax_4 | 2.5 | 3 | 6 | HeaderMin_3HeaderMax_6 | 4
1010 | 60 | 25121-4P-10HP VLSC | VLSC_25121_4P_10HP | 273.2839 | 273.2839 | 819.8518 | 3 | 1 | 4 | F | VLS_Inline | 2.5 | 2.5 | 2.5 | 4 | BranchMin_2.5BranchMax_4 | 2.5 | 3 | 6 | HeaderMin_3HeaderMax_6 | 5
1010 | 60 | 25121-4P-10HP VLSC | VLSC_25121_4P_10HP | 273.2839 | 273.2839 | 819.8518 | 3 | 1 | 4 | F | VLS_Inline | 2.5 | 2.5 | 2.5 | 4 | BranchMin_2.5BranchMax_4 | 2.5 | 3 | 6 | HeaderMin_3HeaderMax_6 | 6
1010 | 60 | 25121-4P-10HP VLSC | VLSC_25121_4P_10HP | 273.2839 | 273.2839 | 819.8518 | 3 | 1 | 4 | F | VLS_Inline | 2.5 | 2.5 | 2.5 | 4 | BranchMin_2.5BranchMax_4 | 3 | 3 | 6 | HeaderMin_3HeaderMax_6 | 3 | INVALID
1010 | 60 | 25121-4P-10HP VLSC | VLSC_25121_4P_10HP | 273.2839 | 273.2839 | 819.8518 | 3 | 1 | 4 | F | VLS_Inline | 2.5 | 2.5 | 2.5 | 4 | BranchMin_2.5BranchMax_4 | 3 | 3 | 6 | HeaderMin_3HeaderMax_6 | 4
1010 | 60 | 25121-4P-10HP VLSC | VLSC_25121_4P_10HP | 273.2839 | 273.2839 | 819.8518 | 3 | 1 | 4 | F | VLS_Inline | 2.5 | 2.5 | 2.5 | 4 | BranchMin_2.5BranchMax_4 | 3 | 3 | 6 | HeaderMin_3HeaderMax_6 | 5
1010 | 60 | 25121-4P-10HP VLSC | VLSC_25121_4P_10HP | 273.2839 | 273.2839 | 819.8518 | 3 | 1 | 4 | F | VLS_Inline | 2.5 | 2.5 | 2.5 | 4 | BranchMin_2.5BranchMax_4 | 3 | 3 | 6 | HeaderMin_3HeaderMax_6 | 6
1010 | 60 | 25121-4P-10HP VLSC | VLSC_25121_4P_10HP | 273.2839 | 273.2839 | 819.8518 | 3 | 1 | 4 | F | VLS_Inline | 2.5 | 2.5 | 2.5 | 4 | BranchMin_2.5BranchMax_4 | 4 | 3 | 6 | HeaderMin_3HeaderMax_6 | 3 | INVALID
1010 | 60 | 25121-4P-10HP VLSC | VLSC_25121_4P_10HP | 273.2839 | 273.2839 | 819.8518 | 3 | 1 | 4 | F | VLS_Inline | 2.5 | 2.5 | 2.5 | 4 | BranchMin_2.5BranchMax_4 | 4 | 3 | 6 | HeaderMin_3HeaderMax_6 | 4 | INVALID
1010 | 60 | 25121-4P-10HP VLSC | VLSC_25121_4P_10HP | 273.2839 | 273.2839 | 819.8518 | 3 | 1 | 4 | F | VLS_Inline | 2.5 | 2.5 | 2.5 | 4 | BranchMin_2.5BranchMax_4 | 4 | 3 | 6 | HeaderMin_3HeaderMax_6 | 5
1010 | 60 | 25121-4P-10HP VLSC | VLSC_25121_4P_10HP | 273.2839 | 273.2839 | 819.8518 | 3 | 1 | 4 | F | VLS_Inline | 2.5 | 2.5 | 2.5 | 4 | BranchMin_2.5BranchMax_4 | 4 | 3 | 6 | HeaderMin_3HeaderMax_6 | 6
1011 | 61 | 25121-4P-15HP VLSC | VLSC_25121_4P_15HP | 330.9972 | 330.9972 | 992.9917 | 3 | 1 | 4 | F | VLS_Inline | 2.5 | 2.5 | 2.5 | 4 | BranchMin_2.5BranchMax_4 | 2.5 | 3 | 8 | HeaderMin_3HeaderMax_8 | 3
1011 | 61 | 25121-4P-15HP VLSC | VLSC_25121_4P_15HP | 330.9972 | 330.9972 | 992.9917 | 3 | 1 | 4 | F | VLS_Inline | 2.5 | 2.5 | 2.5 | 4 | BranchMin_2.5BranchMax_4 | 2.5 | 3 | 8 | HeaderMin_3HeaderMax_8 | 4
1011 | 61 | 25121-4P-15HP VLSC | VLSC_25121_4P_15HP | 330.9972 | 330.9972 | 992.9917 | 3 | 1 | 4 | F | VLS_Inline | 2.5 | 2.5 | 2.5 | 4 | BranchMin_2.5BranchMax_4 | 2.5 | 3 | 8 | HeaderMin_3HeaderMax_8 | 5
1011 | 61 | 25121-4P-15HP VLSC | VLSC_25121_4P_15HP | 330.9972 | 330.9972 | 992.9917 | 3 | 1 | 4 | F | VLS_Inline | 2.5 | 2.5 | 2.5 | 4 | BranchMin_2.5BranchMax_4 | 2.5 | 3 | 8 | HeaderMin_3HeaderMax_8 | 6
1011 | 61 | 25121-4P-15HP VLSC | VLSC_25121_4P_15HP | 330.9972 | 330.9972 | 992.9917 | 3 | 1 | 4 | F | VLS_Inline | 2.5 | 2.5 | 2.5 | 4 | BranchMin_2.5BranchMax_4 | 2.5 | 3 | 8 | HeaderMin_3HeaderMax_8 | 8
1011 | 61 | 25121-4P-15HP VLSC | VLSC_25121_4P_15HP | 330.9972 | 330.9972 | 992.9917 | 3 | 1 | 4 | F | VLS_Inline | 2.5 | 2.5 | 2.5 | 4 | BranchMin_2.5BranchMax_4 | 3 | 3 | 8 | HeaderMin_3HeaderMax_8 | 3 | INVALID
1011 | 61 | 25121-4P-15HP VLSC | VLSC_25121_4P_15HP | 330.9972 | 330.9972 | 992.9917 | 3 | 1 | 4 | F | VLS_Inline | 2.5 | 2.5 | 2.5 | 4 | BranchMin_2.5BranchMax_4 | 3 | 3 | 8 | HeaderMin_3HeaderMax_8 | 4
1011 | 61 | 25121-4P-15HP VLSC | VLSC_25121_4P_15HP | 330.9972 | 330.9972 | 992.9917 | 3 | 1 | 4 | F | VLS_Inline | 2.5 | 2.5 | 2.5 | 4 | BranchMin_2.5BranchMax_4 | 3 | 3 | 8 | HeaderMin_3HeaderMax_8 | 5
1011 | 61 | 25121-4P-15HP VLSC | VLSC_25121_4P_15HP | 330.9972 | 330.9972 | 992.9917 | 3 | 1 | 4 | F | VLS_Inline | 2.5 | 2.5 | 2.5 | 4 | BranchMin_2.5BranchMax_4 | 3 | 3 | 8 | HeaderMin_3HeaderMax_8 | 6
1011 | 61 | 25121-4P-15HP VLSC | VLSC_25121_4P_15HP | 330.9972 | 330.9972 | 992.9917 | 3 | 1 | 4 | F | VLS_Inline | 2.5 | 2.5 | 2.5 | 4 | BranchMin_2.5BranchMax_4 | 3 | 3 | 8 | HeaderMin_3HeaderMax_8 | 8
1011 | 61 | 25121-4P-15HP VLSC | VLSC_25121_4P_15HP | 330.9972 | 330.9972 | 992.9917 | 3 | 1 | 4 | F | VLS_Inline | 2.5 | 2.5 | 2.5 | 4 | BranchMin_2.5BranchMax_4 | 4 | 3 | 8 | HeaderMin_3HeaderMax_8 | 3 | INVALID
1011 | 61 | 25121-4P-15HP VLSC | VLSC_25121_4P_15HP | 330.9972 | 330.9972 | 992.9917 | 3 | 1 | 4 | F | VLS_Inline | 2.5 | 2.5 | 2.5 | 4 | BranchMin_2.5BranchMax_4 | 4 | 3 | 8 | HeaderMin_3HeaderMax_8 | 4 | INVALID
1011 | 61 | 25121-4P-15HP VLSC | VLSC_25121_4P_15HP | 330.9972 | 330.9972 | 992.9917 | 3 | 1 | 4 | F | VLS_Inline | 2.5 | 2.5 | 2.5 | 4 | BranchMin_2.5BranchMax_4 | 4 | 3 | 8 | HeaderMin_3HeaderMax_8 | 5
1011 | 61 | 25121-4P-15HP VLSC | VLSC_25121_4P_15HP | 330.9972 | 330.9972 | 992.9917 | 3 | 1 | 4 | F | VLS_Inline | 2.5 | 2.5 | 2.5 | 4 | BranchMin_2.5BranchMax_4 | 4 | 3 | 8 | HeaderMin_3HeaderMax_8 | 6
1011 | 61 | 25121-4P-15HP VLSC | VLSC_25121_4P_15HP | 330.9972 | 330.9972 | 992.9917 | 3 | 1 | 4 | F | VLS_Inline | 2.5 | 2.5 | 2.5 | 4 | BranchMin_2.5BranchMax_4 | 4 | 3 | 8 | HeaderMin_3HeaderMax_8 | 8
1012 | 62 | 30707-2P-15HP VLSC | VLSC_30707_2P_15HP | 524.7552 | 524.7552 | 1574.2657 | 3 | 1 | 4 | F | VLS_Inline | 3 | 3 | 3 | 5 | BranchMin_3BranchMax_5 | 3 | 4 | 8 | HeaderMin_4HeaderMax_8 | 4
1012 | 62 | 30707-2P-15HP VLSC | VLSC_30707_2P_15HP | 524.7552 | 524.7552 | 1574.2657 | 3 | 1 | 4 | F | VLS_Inline | 3 | 3 | 3 | 5 | BranchMin_3BranchMax_5 | 3 | 4 | 8 | HeaderMin_4HeaderMax_8 | 5
1012 | 62 | 30707-2P-15HP VLSC | VLSC_30707_2P_15HP | 524.7552 | 524.7552 | 1574.2657 | 3 | 1 | 4 | F | VLS_Inline | 3 | 3 | 3 | 5 | BranchMin_3BranchMax_5 | 3 | 4 | 8 | HeaderMin_4HeaderMax_8 | 6
1012 | 62 | 30707-2P-15HP VLSC | VLSC_30707_2P_15HP | 524.7552 | 524.7552 | 1574.2657 | 3 | 1 | 4 | F | VLS_Inline | 3 | 3 | 3 | 5 | BranchMin_3BranchMax_5 | 3 | 4 | 8 | HeaderMin_4HeaderMax_8 | 8
1012 | 62 | 30707-2P-15HP VLSC | VLSC_30707_2P_15HP | 524.7552 | 524.7552 | 1574.2657 | 3 | 1 | 4 | F | VLS_Inline | 3 | 3 | 3 | 5 | BranchMin_3BranchMax_5 | 4 | 4 | 8 | HeaderMin_4HeaderMax_8 | 4 | INVALID
1012 | 62 | 30707-2P-15HP VLSC | VLSC_30707_2P_15HP | 524.7552 | 524.7552 | 1574.2657 | 3 | 1 | 4 | F | VLS_Inline | 3 | 3 | 3 | 5 | BranchMin_3BranchMax_5 | 4 | 4 | 8 | HeaderMin_4HeaderMax_8 | 5
1012 | 62 | 30707-2P-15HP VLSC | VLSC_30707_2P_15HP | 524.7552 | 524.7552 | 1574.2657 | 3 | 1 | 4 | F | VLS_Inline | 3 | 3 | 3 | 5 | BranchMin_3BranchMax_5 | 4 | 4 | 8 | HeaderMin_4HeaderMax_8 | 6
1012 | 62 | 30707-2P-15HP VLSC | VLSC_30707_2P_15HP | 524.7552 | 524.7552 | 1574.2657 | 3 | 1 | 4 | F | VLS_Inline | 3 | 3 | 3 | 5 | BranchMin_3BranchMax_5 | 4 | 4 | 8 | HeaderMin_4HeaderMax_8 | 8
1012 | 62 | 30707-2P-15HP VLSC | VLSC_30707_2P_15HP | 524.7552 | 524.7552 | 1574.2657 | 3 | 1 | 4 | F | VLS_Inline | 3 | 3 | 3 | 5 | BranchMin_3BranchMax_5 | 5 | 4 | 8 | HeaderMin_4HeaderMax_8 | 4 | INVALID
1012 | 62 | 30707-2P-15HP VLSC | VLSC_30707_2P_15HP | 524.7552 | 524.7552 | 1574.2657 | 3 | 1 | 4 | F | VLS_Inline | 3 | 3 | 3 | 5 | BranchMin_3BranchMax_5 | 5 | 4 | 8 | HeaderMin_4HeaderMax_8 | 5 | INVALID
1012 | 62 | 30707-2P-15HP VLSC | VLSC_30707_2P_15HP | 524.7552 | 524.7552 | 1574.2657 | 3 | 1 | 4 | F | VLS_Inline | 3 | 3 | 3 | 5 | BranchMin_3BranchMax_5 | 5 | 4 | 8 | HeaderMin_4HeaderMax_8 | 6
1012 | 62 | 30707-2P-15HP VLSC | VLSC_30707_2P_15HP | 524.7552 | 524.7552 | 1574.2657 | 3 | 1 | 4 | F | VLS_Inline | 3 | 3 | 3 | 5 | BranchMin_3BranchMax_5 | 5 | 4 | 8 | HeaderMin_4HeaderMax_8 | 8
1013 | 63 | 30707-2P-20HP VLSC | VLSC_30707_2P_20HP | 534.9404 | 534.9404 | 1604.8213 | 3 | 1 | 4 | F | VLS_Inline | 3 | 3 | 3 | 5 | BranchMin_3BranchMax_5 | 3 | 4 | 10 | HeaderMin_4HeaderMax_10 | 4
1013 | 63 | 30707-2P-20HP VLSC | VLSC_30707_2P_20HP | 534.9404 | 534.9404 | 1604.8213 | 3 | 1 | 4 | F | VLS_Inline | 3 | 3 | 3 | 5 | BranchMin_3BranchMax_5 | 3 | 4 | 10 | HeaderMin_4HeaderMax_10 | 5
1013 | 63 | 30707-2P-20HP VLSC | VLSC_30707_2P_20HP | 534.9404 | 534.9404 | 1604.8213 | 3 | 1 | 4 | F | VLS_Inline | 3 | 3 | 3 | 5 | BranchMin_3BranchMax_5 | 3 | 4 | 10 | HeaderMin_4HeaderMax_10 | 6
1013 | 63 | 30707-2P-20HP VLSC | VLSC_30707_2P_20HP | 534.9404 | 534.9404 | 1604.8213 | 3 | 1 | 4 | F | VLS_Inline | 3 | 3 | 3 | 5 | BranchMin_3BranchMax_5 | 3 | 4 | 10 | HeaderMin_4HeaderMax_10 | 8
1013 | 63 | 30707-2P-20HP VLSC | VLSC_30707_2P_20HP | 534.9404 | 534.9404 | 1604.8213 | 3 | 1 | 4 | F | VLS_Inline | 3 | 3 | 3 | 5 | BranchMin_3BranchMax_5 | 3 | 4 | 10 | HeaderMin_4HeaderMax_10 | 10
1013 | 63 | 30707-2P-20HP VLSC | VLSC_30707_2P_20HP | 534.9404 | 534.9404 | 1604.8213 | 3 | 1 | 4 | F | VLS_Inline | 3 | 3 | 3 | 5 | BranchMin_3BranchMax_5 | 4 | 4 | 10 | HeaderMin_4HeaderMax_10 | 4 | INVALID
1013 | 63 | 30707-2P-20HP VLSC | VLSC_30707_2P_20HP | 534.9404 | 534.9404 | 1604.8213 | 3 | 1 | 4 | F | VLS_Inline | 3 | 3 | 3 | 5 | BranchMin_3BranchMax_5 | 4 | 4 | 10 | HeaderMin_4HeaderMax_10 | 5
1013 | 63 | 30707-2P-20HP VLSC | VLSC_30707_2P_20HP | 534.9404 | 534.9404 | 1604.8213 | 3 | 1 | 4 | F | VLS_Inline | 3 | 3 | 3 | 5 | BranchMin_3BranchMax_5 | 4 | 4 | 10 | HeaderMin_4HeaderMax_10 | 6
1013 | 63 | 30707-2P-20HP VLSC | VLSC_30707_2P_20HP | 534.9404 | 534.9404 | 1604.8213 | 3 | 1 | 4 | F | VLS_Inline | 3 | 3 | 3 | 5 | BranchMin_3BranchMax_5 | 4 | 4 | 10 | HeaderMin_4HeaderMax_10 | 8
1013 | 63 | 30707-2P-20HP VLSC | VLSC_30707_2P_20HP | 534.9404 | 534.9404 | 1604.8213 | 3 | 1 | 4 | F | VLS_Inline | 3 | 3 | 3 | 5 | BranchMin_3BranchMax_5 | 4 | 4 | 10 | HeaderMin_4HeaderMax_10 | 10
1013 | 63 | 30707-2P-20HP VLSC | VLSC_30707_2P_20HP | 534.9404 | 534.9404 | 1604.8213 | 3 | 1 | 4 | F | VLS_Inline | 3 | 3 | 3 | 5 | BranchMin_3BranchMax_5 | 5 | 4 | 10 | HeaderMin_4HeaderMax_10 | 4 | INVALID
1013 | 63 | 30707-2P-20HP VLSC | VLSC_30707_2P_20HP | 534.9404 | 534.9404 | 1604.8213 | 3 | 1 | 4 | F | VLS_Inline | 3 | 3 | 3 | 5 | BranchMin_3BranchMax_5 | 5 | 4 | 10 | HeaderMin_4HeaderMax_10 | 5 | INVALID
1013 | 63 | 30707-2P-20HP VLSC | VLSC_30707_2P_20HP | 534.9404 | 534.9404 | 1604.8213 | 3 | 1 | 4 | F | VLS_Inline | 3 | 3 | 3 | 5 | BranchMin_3BranchMax_5 | 5 | 4 | 10 | HeaderMin_4HeaderMax_10 | 6
1013 | 63 | 30707-2P-20HP VLSC | VLSC_30707_2P_20HP | 534.9404 | 534.9404 | 1604.8213 | 3 | 1 | 4 | F | VLS_Inline | 3 | 3 | 3 | 5 | BranchMin_3BranchMax_5 | 5 | 4 | 10 | HeaderMin_4HeaderMax_10 | 8
1013 | 63 | 30707-2P-20HP VLSC | VLSC_30707_2P_20HP | 534.9404 | 534.9404 | 1604.8213 | 3 | 1 | 4 | F | VLS_Inline | 3 | 3 | 3 | 5 | BranchMin_3BranchMax_5 | 5 | 4 | 10 | HeaderMin_4HeaderMax_10 | 10
1014 | 64 | 30707-2P-25HP VLSC | VLSC_30707_2P_25HP | 573.9449 | 573.9449 | 1721.8346 | 3 | 1 | 4 | F | VLS_Inline | 3 | 3 | 3 | 5 | BranchMin_3BranchMax_5 | 3 | 4 | 10 | HeaderMin_4HeaderMax_10 | 4
1014 | 64 | 30707-2P-25HP VLSC | VLSC_30707_2P_25HP | 573.9449 | 573.9449 | 1721.8346 | 3 | 1 | 4 | F | VLS_Inline | 3 | 3 | 3 | 5 | BranchMin_3BranchMax_5 | 3 | 4 | 10 | HeaderMin_4HeaderMax_10 | 5
1014 | 64 | 30707-2P-25HP VLSC | VLSC_30707_2P_25HP | 573.9449 | 573.9449 | 1721.8346 | 3 | 1 | 4 | F | VLS_Inline | 3 | 3 | 3 | 5 | BranchMin_3BranchMax_5 | 3 | 4 | 10 | HeaderMin_4HeaderMax_10 | 6
1014 | 64 | 30707-2P-25HP VLSC | VLSC_30707_2P_25HP | 573.9449 | 573.9449 | 1721.8346 | 3 | 1 | 4 | F | VLS_Inline | 3 | 3 | 3 | 5 | BranchMin_3BranchMax_5 | 3 | 4 | 10 | HeaderMin_4HeaderMax_10 | 8
1014 | 64 | 30707-2P-25HP VLSC | VLSC_30707_2P_25HP | 573.9449 | 573.9449 | 1721.8346 | 3 | 1 | 4 | F | VLS_Inline | 3 | 3 | 3 | 5 | BranchMin_3BranchMax_5 | 3 | 4 | 10 | HeaderMin_4HeaderMax_10 | 10
1014 | 64 | 30707-2P-25HP VLSC | VLSC_30707_2P_25HP | 573.9449 | 573.9449 | 1721.8346 | 3 | 1 | 4 | F | VLS_Inline | 3 | 3 | 3 | 5 | BranchMin_3BranchMax_5 | 4 | 4 | 10 | HeaderMin_4HeaderMax_10 | 4 | INVALID
1014 | 64 | 30707-2P-25HP VLSC | VLSC_30707_2P_25HP | 573.9449 | 573.9449 | 1721.8346 | 3 | 1 | 4 | F | VLS_Inline | 3 | 3 | 3 | 5 | BranchMin_3BranchMax_5 | 4 | 4 | 10 | HeaderMin_4HeaderMax_10 | 5
1014 | 64 | 30707-2P-25HP VLSC | VLSC_30707_2P_25HP | 573.9449 | 573.9449 | 1721.8346 | 3 | 1 | 4 | F | VLS_Inline | 3 | 3 | 3 | 5 | BranchMin_3BranchMax_5 | 4 | 4 | 10 | HeaderMin_4HeaderMax_10 | 6
1014 | 64 | 30707-2P-25HP VLSC | VLSC_30707_2P_25HP | 573.9449 | 573.9449 | 1721.8346 | 3 | 1 | 4 | F | VLS_Inline | 3 | 3 | 3 | 5 | BranchMin_3BranchMax_5 | 4 | 4 | 10 | HeaderMin_4HeaderMax_10 | 8
1014 | 64 | 30707-2P-25HP VLSC | VLSC_30707_2P_25HP | 573.9449 | 573.9449 | 1721.8346 | 3 | 1 | 4 | F | VLS_Inline | 3 | 3 | 3 | 5 | BranchMin_3BranchMax_5 | 4 | 4 | 10 | HeaderMin_4HeaderMax_10 | 10
1014 | 64 | 30707-2P-25HP VLSC | VLSC_30707_2P_25HP | 573.9449 | 573.9449 | 1721.8346 | 3 | 1 | 4 | F | VLS_Inline | 3 | 3 | 3 | 5 | BranchMin_3BranchMax_5 | 5 | 4 | 10 | HeaderMin_4HeaderMax_10 | 4 | INVALID
1014 | 64 | 30707-2P-25HP VLSC | VLSC_30707_2P_25HP | 573.9449 | 573.9449 | 1721.8346 | 3 | 1 | 4 | F | VLS_Inline | 3 | 3 | 3 | 5 | BranchMin_3BranchMax_5 | 5 | 4 | 10 | HeaderMin_4HeaderMax_10 | 5 | INVALID
1014 | 64 | 30707-2P-25HP VLSC | VLSC_30707_2P_25HP | 573.9449 | 573.9449 | 1721.8346 | 3 | 1 | 4 | F | VLS_Inline | 3 | 3 | 3 | 5 | BranchMin_3BranchMax_5 | 5 | 4 | 10 | HeaderMin_4HeaderMax_10 | 6
1014 | 64 | 30707-2P-25HP VLSC | VLSC_30707_2P_25HP | 573.9449 | 573.9449 | 1721.8346 | 3 | 1 | 4 | F | VLS_Inline | 3 | 3 | 3 | 5 | BranchMin_3BranchMax_5 | 5 | 4 | 10 | HeaderMin_4HeaderMax_10 | 8
1014 | 64 | 30707-2P-25HP VLSC | VLSC_30707_2P_25HP | 573.9449 | 573.9449 | 1721.8346 | 3 | 1 | 4 | F | VLS_Inline | 3 | 3 | 3 | 5 | BranchMin_3BranchMax_5 | 5 | 4 | 10 | HeaderMin_4HeaderMax_10 | 10
1015 | 65 | 30707-2P-30HP VLSC | VLSC_30707_2P_30HP | 599.7227 | 599.7227 | 1799.168 | 3 | 1 | 4 | F | VLS_Inline | 3 | 3 | 3 | 5 | BranchMin_3BranchMax_5 | 3 | 4 | 10 | HeaderMin_4HeaderMax_10 | 4
1015 | 65 | 30707-2P-30HP VLSC | VLSC_30707_2P_30HP | 599.7227 | 599.7227 | 1799.168 | 3 | 1 | 4 | F | VLS_Inline | 3 | 3 | 3 | 5 | BranchMin_3BranchMax_5 | 3 | 4 | 10 | HeaderMin_4HeaderMax_10 | 5
1015 | 65 | 30707-2P-30HP VLSC | VLSC_30707_2P_30HP | 599.7227 | 599.7227 | 1799.168 | 3 | 1 | 4 | F | VLS_Inline | 3 | 3 | 3 | 5 | BranchMin_3BranchMax_5 | 3 | 4 | 10 | HeaderMin_4HeaderMax_10 | 6
1015 | 65 | 30707-2P-30HP VLSC | VLSC_30707_2P_30HP | 599.7227 | 599.7227 | 1799.168 | 3 | 1 | 4 | F | VLS_Inline | 3 | 3 | 3 | 5 | BranchMin_3BranchMax_5 | 3 | 4 | 10 | HeaderMin_4HeaderMax_10 | 8
1015 | 65 | 30707-2P-30HP VLSC | VLSC_30707_2P_30HP | 599.7227 | 599.7227 | 1799.168 | 3 | 1 | 4 | F | VLS_Inline | 3 | 3 | 3 | 5 | BranchMin_3BranchMax_5 | 3 | 4 | 10 | HeaderMin_4HeaderMax_10 | 10
1015 | 65 | 30707-2P-30HP VLSC | VLSC_30707_2P_30HP | 599.7227 | 599.7227 | 1799.168 | 3 | 1 | 4 | F | VLS_Inline | 3 | 3 | 3 | 5 | BranchMin_3BranchMax_5 | 4 | 4 | 10 | HeaderMin_4HeaderMax_10 | 4 | INVALID
1015 | 65 | 30707-2P-30HP VLSC | VLSC_30707_2P_30HP | 599.7227 | 599.7227 | 1799.168 | 3 | 1 | 4 | F | VLS_Inline | 3 | 3 | 3 | 5 | BranchMin_3BranchMax_5 | 4 | 4 | 10 | HeaderMin_4HeaderMax_10 | 5
1015 | 65 | 30707-2P-30HP VLSC | VLSC_30707_2P_30HP | 599.7227 | 599.7227 | 1799.168 | 3 | 1 | 4 | F | VLS_Inline | 3 | 3 | 3 | 5 | BranchMin_3BranchMax_5 | 4 | 4 | 10 | HeaderMin_4HeaderMax_10 | 6
1015 | 65 | 30707-2P-30HP VLSC | VLSC_30707_2P_30HP | 599.7227 | 599.7227 | 1799.168 | 3 | 1 | 4 | F | VLS_Inline | 3 | 3 | 3 | 5 | BranchMin_3BranchMax_5 | 4 | 4 | 10 | HeaderMin_4HeaderMax_10 | 8
1015 | 65 | 30707-2P-30HP VLSC | VLSC_30707_2P_30HP | 599.7227 | 599.7227 | 1799.168 | 3 | 1 | 4 | F | VLS_Inline | 3 | 3 | 3 | 5 | BranchMin_3BranchMax_5 | 4 | 4 | 10 | HeaderMin_4HeaderMax_10 | 10
1015 | 65 | 30707-2P-30HP VLSC | VLSC_30707_2P_30HP | 599.7227 | 599.7227 | 1799.168 | 3 | 1 | 4 | F | VLS_Inline | 3 | 3 | 3 | 5 | BranchMin_3BranchMax_5 | 5 | 4 | 10 | HeaderMin_4HeaderMax_10 | 4 | INVALID
1015 | 65 | 30707-2P-30HP VLSC | VLSC_30707_2P_30HP | 599.7227 | 599.7227 | 1799.168 | 3 | 1 | 4 | F | VLS_Inline | 3 | 3 | 3 | 5 | BranchMin_3BranchMax_5 | 5 | 4 | 10 | HeaderMin_4HeaderMax_10 | 5 | INVALID
1015 | 65 | 30707-2P-30HP VLSC | VLSC_30707_2P_30HP | 599.7227 | 599.7227 | 1799.168 | 3 | 1 | 4 | F | VLS_Inline | 3 | 3 | 3 | 5 | BranchMin_3BranchMax_5 | 5 | 4 | 10 | HeaderMin_4HeaderMax_10 | 6
1015 | 65 | 30707-2P-30HP VLSC | VLSC_30707_2P_30HP | 599.7227 | 599.7227 | 1799.168 | 3 | 1 | 4 | F | VLS_Inline | 3 | 3 | 3 | 5 | BranchMin_3BranchMax_5 | 5 | 4 | 10 | HeaderMin_4HeaderMax_10 | 8
1015 | 65 | 30707-2P-30HP VLSC | VLSC_30707_2P_30HP | 599.7227 | 599.7227 | 1799.168 | 3 | 1 | 4 | F | VLS_Inline | 3 | 3 | 3 | 5 | BranchMin_3BranchMax_5 | 5 | 4 | 10 | HeaderMin_4HeaderMax_10 | 10
1016 | 66 | 30957-2P-30HP VLSC | VLSC_30957_2P_30HP | 512.3923 | 512.3923 | 1537.1769 | 3 | 1 | 4 | F | VLS_Inline | 3 | 3 | 3 | 5 | BranchMin_3BranchMax_5 | 3 | 4 | 8 | HeaderMin_4HeaderMax_8 | 4
1016 | 66 | 30957-2P-30HP VLSC | VLSC_30957_2P_30HP | 512.3923 | 512.3923 | 1537.1769 | 3 | 1 | 4 | F | VLS_Inline | 3 | 3 | 3 | 5 | BranchMin_3BranchMax_5 | 3 | 4 | 8 | HeaderMin_4HeaderMax_8 | 5
1016 | 66 | 30957-2P-30HP VLSC | VLSC_30957_2P_30HP | 512.3923 | 512.3923 | 1537.1769 | 3 | 1 | 4 | F | VLS_Inline | 3 | 3 | 3 | 5 | BranchMin_3BranchMax_5 | 3 | 4 | 8 | HeaderMin_4HeaderMax_8 | 6
1016 | 66 | 30957-2P-30HP VLSC | VLSC_30957_2P_30HP | 512.3923 | 512.3923 | 1537.1769 | 3 | 1 | 4 | F | VLS_Inline | 3 | 3 | 3 | 5 | BranchMin_3BranchMax_5 | 3 | 4 | 8 | HeaderMin_4HeaderMax_8 | 8
1016 | 66 | 30957-2P-30HP VLSC | VLSC_30957_2P_30HP | 512.3923 | 512.3923 | 1537.1769 | 3 | 1 | 4 | F | VLS_Inline | 3 | 3 | 3 | 5 | BranchMin_3BranchMax_5 | 4 | 4 | 8 | HeaderMin_4HeaderMax_8 | 4 | INVALID
1016 | 66 | 30957-2P-30HP VLSC | VLSC_30957_2P_30HP | 512.3923 | 512.3923 | 1537.1769 | 3 | 1 | 4 | F | VLS_Inline | 3 | 3 | 3 | 5 | BranchMin_3BranchMax_5 | 4 | 4 | 8 | HeaderMin_4HeaderMax_8 | 5
1016 | 66 | 30957-2P-30HP VLSC | VLSC_30957_2P_30HP | 512.3923 | 512.3923 | 1537.1769 | 3 | 1 | 4 | F | VLS_Inline | 3 | 3 | 3 | 5 | BranchMin_3BranchMax_5 | 4 | 4 | 8 | HeaderMin_4HeaderMax_8 | 6
1016 | 66 | 30957-2P-30HP VLSC | VLSC_30957_2P_30HP | 512.3923 | 512.3923 | 1537.1769 | 3 | 1 | 4 | F | VLS_Inline | 3 | 3 | 3 | 5 | BranchMin_3BranchMax_5 | 4 | 4 | 8 | HeaderMin_4HeaderMax_8 | 8
1016 | 66 | 30957-2P-30HP VLSC | VLSC_30957_2P_30HP | 512.3923 | 512.3923 | 1537.1769 | 3 | 1 | 4 | F | VLS_Inline | 3 | 3 | 3 | 5 | BranchMin_3BranchMax_5 | 5 | 4 | 8 | HeaderMin_4HeaderMax_8 | 4 | INVALID
1016 | 66 | 30957-2P-30HP VLSC | VLSC_30957_2P_30HP | 512.3923 | 512.3923 | 1537.1769 | 3 | 1 | 4 | F | VLS_Inline | 3 | 3 | 3 | 5 | BranchMin_3BranchMax_5 | 5 | 4 | 8 | HeaderMin_4HeaderMax_8 | 5 | INVALID
1016 | 66 | 30957-2P-30HP VLSC | VLSC_30957_2P_30HP | 512.3923 | 512.3923 | 1537.1769 | 3 | 1 | 4 | F | VLS_Inline | 3 | 3 | 3 | 5 | BranchMin_3BranchMax_5 | 5 | 4 | 8 | HeaderMin_4HeaderMax_8 | 6
1016 | 66 | 30957-2P-30HP VLSC | VLSC_30957_2P_30HP | 512.3923 | 512.3923 | 1537.1769 | 3 | 1 | 4 | F | VLS_Inline | 3 | 3 | 3 | 5 | BranchMin_3BranchMax_5 | 5 | 4 | 8 | HeaderMin_4HeaderMax_8 | 8
1017 | 67 | 30957-2P-40HP VLSC | VLSC_30957_2P_40HP | 573.8168 | 573.8168 | 1721.4503 | 3 | 1 | 4 | F | VLS_Inline | 3 | 3 | 3 | 5 | BranchMin_3BranchMax_5 | 3 | 4 | 10 | HeaderMin_4HeaderMax_10 | 4
1017 | 67 | 30957-2P-40HP VLSC | VLSC_30957_2P_40HP | 573.8168 | 573.8168 | 1721.4503 | 3 | 1 | 4 | F | VLS_Inline | 3 | 3 | 3 | 5 | BranchMin_3BranchMax_5 | 3 | 4 | 10 | HeaderMin_4HeaderMax_10 | 5
1017 | 67 | 30957-2P-40HP VLSC | VLSC_30957_2P_40HP | 573.8168 | 573.8168 | 1721.4503 | 3 | 1 | 4 | F | VLS_Inline | 3 | 3 | 3 | 5 | BranchMin_3BranchMax_5 | 3 | 4 | 10 | HeaderMin_4HeaderMax_10 | 6
1017 | 67 | 30957-2P-40HP VLSC | VLSC_30957_2P_40HP | 573.8168 | 573.8168 | 1721.4503 | 3 | 1 | 4 | F | VLS_Inline | 3 | 3 | 3 | 5 | BranchMin_3BranchMax_5 | 3 | 4 | 10 | HeaderMin_4HeaderMax_10 | 8
1017 | 67 | 30957-2P-40HP VLSC | VLSC_30957_2P_40HP | 573.8168 | 573.8168 | 1721.4503 | 3 | 1 | 4 | F | VLS_Inline | 3 | 3 | 3 | 5 | BranchMin_3BranchMax_5 | 3 | 4 | 10 | HeaderMin_4HeaderMax_10 | 10
1017 | 67 | 30957-2P-40HP VLSC | VLSC_30957_2P_40HP | 573.8168 | 573.8168 | 1721.4503 | 3 | 1 | 4 | F | VLS_Inline | 3 | 3 | 3 | 5 | BranchMin_3BranchMax_5 | 4 | 4 | 10 | HeaderMin_4HeaderMax_10 | 4 | INVALID
1017 | 67 | 30957-2P-40HP VLSC | VLSC_30957_2P_40HP | 573.8168 | 573.8168 | 1721.4503 | 3 | 1 | 4 | F | VLS_Inline | 3 | 3 | 3 | 5 | BranchMin_3BranchMax_5 | 4 | 4 | 10 | HeaderMin_4HeaderMax_10 | 5
1017 | 67 | 30957-2P-40HP VLSC | VLSC_30957_2P_40HP | 573.8168 | 573.8168 | 1721.4503 | 3 | 1 | 4 | F | VLS_Inline | 3 | 3 | 3 | 5 | BranchMin_3BranchMax_5 | 4 | 4 | 10 | HeaderMin_4HeaderMax_10 | 6
1017 | 67 | 30957-2P-40HP VLSC | VLSC_30957_2P_40HP | 573.8168 | 573.8168 | 1721.4503 | 3 | 1 | 4 | F | VLS_Inline | 3 | 3 | 3 | 5 | BranchMin_3BranchMax_5 | 4 | 4 | 10 | HeaderMin_4HeaderMax_10 | 8
1017 | 67 | 30957-2P-40HP VLSC | VLSC_30957_2P_40HP | 573.8168 | 573.8168 | 1721.4503 | 3 | 1 | 4 | F | VLS_Inline | 3 | 3 | 3 | 5 | BranchMin_3BranchMax_5 | 4 | 4 | 10 | HeaderMin_4HeaderMax_10 | 10
1017 | 67 | 30957-2P-40HP VLSC | VLSC_30957_2P_40HP | 573.8168 | 573.8168 | 1721.4503 | 3 | 1 | 4 | F | VLS_Inline | 3 | 3 | 3 | 5 | BranchMin_3BranchMax_5 | 5 | 4 | 10 | HeaderMin_4HeaderMax_10 | 4 | INVALID
1017 | 67 | 30957-2P-40HP VLSC | VLSC_30957_2P_40HP | 573.8168 | 573.8168 | 1721.4503 | 3 | 1 | 4 | F | VLS_Inline | 3 | 3 | 3 | 5 | BranchMin_3BranchMax_5 | 5 | 4 | 10 | HeaderMin_4HeaderMax_10 | 5 | INVALID
1017 | 67 | 30957-2P-40HP VLSC | VLSC_30957_2P_40HP | 573.8168 | 573.8168 | 1721.4503 | 3 | 1 | 4 | F | VLS_Inline | 3 | 3 | 3 | 5 | BranchMin_3BranchMax_5 | 5 | 4 | 10 | HeaderMin_4HeaderMax_10 | 6
1017 | 67 | 30957-2P-40HP VLSC | VLSC_30957_2P_40HP | 573.8168 | 573.8168 | 1721.4503 | 3 | 1 | 4 | F | VLS_Inline | 3 | 3 | 3 | 5 | BranchMin_3BranchMax_5 | 5 | 4 | 10 | HeaderMin_4HeaderMax_10 | 8
1017 | 67 | 30957-2P-40HP VLSC | VLSC_30957_2P_40HP | 573.8168 | 573.8168 | 1721.4503 | 3 | 1 | 4 | F | VLS_Inline | 3 | 3 | 3 | 5 | BranchMin_3BranchMax_5 | 5 | 4 | 10 | HeaderMin_4HeaderMax_10 | 10
1018 | 68 | 30957-2P-50HP VLSC | VLSC_30957_2P_50HP | 630.1667 | 630.1667 | 1890.5 | 3 | 1 | 4 | F | VLS_Inline | 3 | 3 | 3 | 5 | BranchMin_3BranchMax_5 | 3 | 4 | 10 | HeaderMin_4HeaderMax_10 | 4
1018 | 68 | 30957-2P-50HP VLSC | VLSC_30957_2P_50HP | 630.1667 | 630.1667 | 1890.5 | 3 | 1 | 4 | F | VLS_Inline | 3 | 3 | 3 | 5 | BranchMin_3BranchMax_5 | 3 | 4 | 10 | HeaderMin_4HeaderMax_10 | 5
1018 | 68 | 30957-2P-50HP VLSC | VLSC_30957_2P_50HP | 630.1667 | 630.1667 | 1890.5 | 3 | 1 | 4 | F | VLS_Inline | 3 | 3 | 3 | 5 | BranchMin_3BranchMax_5 | 3 | 4 | 10 | HeaderMin_4HeaderMax_10 | 6
1018 | 68 | 30957-2P-50HP VLSC | VLSC_30957_2P_50HP | 630.1667 | 630.1667 | 1890.5 | 3 | 1 | 4 | F | VLS_Inline | 3 | 3 | 3 | 5 | BranchMin_3BranchMax_5 | 3 | 4 | 10 | HeaderMin_4HeaderMax_10 | 8
1018 | 68 | 30957-2P-50HP VLSC | VLSC_30957_2P_50HP | 630.1667 | 630.1667 | 1890.5 | 3 | 1 | 4 | F | VLS_Inline | 3 | 3 | 3 | 5 | BranchMin_3BranchMax_5 | 3 | 4 | 10 | HeaderMin_4HeaderMax_10 | 10
1018 | 68 | 30957-2P-50HP VLSC | VLSC_30957_2P_50HP | 630.1667 | 630.1667 | 1890.5 | 3 | 1 | 4 | F | VLS_Inline | 3 | 3 | 3 | 5 | BranchMin_3BranchMax_5 | 4 | 4 | 10 | HeaderMin_4HeaderMax_10 | 4 | INVALID
1018 | 68 | 30957-2P-50HP VLSC | VLSC_30957_2P_50HP | 630.1667 | 630.1667 | 1890.5 | 3 | 1 | 4 | F | VLS_Inline | 3 | 3 | 3 | 5 | BranchMin_3BranchMax_5 | 4 | 4 | 10 | HeaderMin_4HeaderMax_10 | 5
1018 | 68 | 30957-2P-50HP VLSC | VLSC_30957_2P_50HP | 630.1667 | 630.1667 | 1890.5 | 3 | 1 | 4 | F | VLS_Inline | 3 | 3 | 3 | 5 | BranchMin_3BranchMax_5 | 4 | 4 | 10 | HeaderMin_4HeaderMax_10 | 6
1018 | 68 | 30957-2P-50HP VLSC | VLSC_30957_2P_50HP | 630.1667 | 630.1667 | 1890.5 | 3 | 1 | 4 | F | VLS_Inline | 3 | 3 | 3 | 5 | BranchMin_3BranchMax_5 | 4 | 4 | 10 | HeaderMin_4HeaderMax_10 | 8
1018 | 68 | 30957-2P-50HP VLSC | VLSC_30957_2P_50HP | 630.1667 | 630.1667 | 1890.5 | 3 | 1 | 4 | F | VLS_Inline | 3 | 3 | 3 | 5 | BranchMin_3BranchMax_5 | 4 | 4 | 10 | HeaderMin_4HeaderMax_10 | 10
1018 | 68 | 30957-2P-50HP VLSC | VLSC_30957_2P_50HP | 630.1667 | 630.1667 | 1890.5 | 3 | 1 | 4 | F | VLS_Inline | 3 | 3 | 3 | 5 | BranchMin_3BranchMax_5 | 5 | 4 | 10 | HeaderMin_4HeaderMax_10 | 4 | INVALID
1018 | 68 | 30957-2P-50HP VLSC | VLSC_30957_2P_50HP | 630.1667 | 630.1667 | 1890.5 | 3 | 1 | 4 | F | VLS_Inline | 3 | 3 | 3 | 5 | BranchMin_3BranchMax_5 | 5 | 4 | 10 | HeaderMin_4HeaderMax_10 | 5 | INVALID
1018 | 68 | 30957-2P-50HP VLSC | VLSC_30957_2P_50HP | 630.1667 | 630.1667 | 1890.5 | 3 | 1 | 4 | F | VLS_Inline | 3 | 3 | 3 | 5 | BranchMin_3BranchMax_5 | 5 | 4 | 10 | HeaderMin_4HeaderMax_10 | 6
1018 | 68 | 30957-2P-50HP VLSC | VLSC_30957_2P_50HP | 630.1667 | 630.1667 | 1890.5 | 3 | 1 | 4 | F | VLS_Inline | 3 | 3 | 3 | 5 | BranchMin_3BranchMax_5 | 5 | 4 | 10 | HeaderMin_4HeaderMax_10 | 8
1018 | 68 | 30957-2P-50HP VLSC | VLSC_30957_2P_50HP | 630.1667 | 630.1667 | 1890.5 | 3 | 1 | 4 | F | VLS_Inline | 3 | 3 | 3 | 5 | BranchMin_3BranchMax_5 | 5 | 4 | 10 | HeaderMin_4HeaderMax_10 | 10
1019 | 69 | 30957-2P-60HP VLSC | VLSC_30957_2P_60HP | 681.695 | 681.695 | 2045.085 | 3 | 1 | 4 | F | VLS_Inline | 3 | 3 | 3 | 6 | BranchMin_3BranchMax_6 | 3 | 4 | 10 | HeaderMin_4HeaderMax_10 | 4
1019 | 69 | 30957-2P-60HP VLSC | VLSC_30957_2P_60HP | 681.695 | 681.695 | 2045.085 | 3 | 1 | 4 | F | VLS_Inline | 3 | 3 | 3 | 6 | BranchMin_3BranchMax_6 | 3 | 4 | 10 | HeaderMin_4HeaderMax_10 | 5
1019 | 69 | 30957-2P-60HP VLSC | VLSC_30957_2P_60HP | 681.695 | 681.695 | 2045.085 | 3 | 1 | 4 | F | VLS_Inline | 3 | 3 | 3 | 6 | BranchMin_3BranchMax_6 | 3 | 4 | 10 | HeaderMin_4HeaderMax_10 | 6
1019 | 69 | 30957-2P-60HP VLSC | VLSC_30957_2P_60HP | 681.695 | 681.695 | 2045.085 | 3 | 1 | 4 | F | VLS_Inline | 3 | 3 | 3 | 6 | BranchMin_3BranchMax_6 | 3 | 4 | 10 | HeaderMin_4HeaderMax_10 | 8
1019 | 69 | 30957-2P-60HP VLSC | VLSC_30957_2P_60HP | 681.695 | 681.695 | 2045.085 | 3 | 1 | 4 | F | VLS_Inline | 3 | 3 | 3 | 6 | BranchMin_3BranchMax_6 | 3 | 4 | 10 | HeaderMin_4HeaderMax_10 | 10
1019 | 69 | 30957-2P-60HP VLSC | VLSC_30957_2P_60HP | 681.695 | 681.695 | 2045.085 | 3 | 1 | 4 | F | VLS_Inline | 3 | 3 | 3 | 6 | BranchMin_3BranchMax_6 | 4 | 4 | 10 | HeaderMin_4HeaderMax_10 | 4 | INVALID
1019 | 69 | 30957-2P-60HP VLSC | VLSC_30957_2P_60HP | 681.695 | 681.695 | 2045.085 | 3 | 1 | 4 | F | VLS_Inline | 3 | 3 | 3 | 6 | BranchMin_3BranchMax_6 | 4 | 4 | 10 | HeaderMin_4HeaderMax_10 | 5
1019 | 69 | 30957-2P-60HP VLSC | VLSC_30957_2P_60HP | 681.695 | 681.695 | 2045.085 | 3 | 1 | 4 | F | VLS_Inline | 3 | 3 | 3 | 6 | BranchMin_3BranchMax_6 | 4 | 4 | 10 | HeaderMin_4HeaderMax_10 | 6
1019 | 69 | 30957-2P-60HP VLSC | VLSC_30957_2P_60HP | 681.695 | 681.695 | 2045.085 | 3 | 1 | 4 | F | VLS_Inline | 3 | 3 | 3 | 6 | BranchMin_3BranchMax_6 | 4 | 4 | 10 | HeaderMin_4HeaderMax_10 | 8
1019 | 69 | 30957-2P-60HP VLSC | VLSC_30957_2P_60HP | 681.695 | 681.695 | 2045.085 | 3 | 1 | 4 | F | VLS_Inline | 3 | 3 | 3 | 6 | BranchMin_3BranchMax_6 | 4 | 4 | 10 | HeaderMin_4HeaderMax_10 | 10
1019 | 69 | 30957-2P-60HP VLSC | VLSC_30957_2P_60HP | 681.695 | 681.695 | 2045.085 | 3 | 1 | 4 | F | VLS_Inline | 3 | 3 | 3 | 6 | BranchMin_3BranchMax_6 | 5 | 4 | 10 | HeaderMin_4HeaderMax_10 | 4 | INVALID
1019 | 69 | 30957-2P-60HP VLSC | VLSC_30957_2P_60HP | 681.695 | 681.695 | 2045.085 | 3 | 1 | 4 | F | VLS_Inline | 3 | 3 | 3 | 6 | BranchMin_3BranchMax_6 | 5 | 4 | 10 | HeaderMin_4HeaderMax_10 | 5 | INVALID
1019 | 69 | 30957-2P-60HP VLSC | VLSC_30957_2P_60HP | 681.695 | 681.695 | 2045.085 | 3 | 1 | 4 | F | VLS_Inline | 3 | 3 | 3 | 6 | BranchMin_3BranchMax_6 | 5 | 4 | 10 | HeaderMin_4HeaderMax_10 | 6
1019 | 69 | 30957-2P-60HP VLSC | VLSC_30957_2P_60HP | 681.695 | 681.695 | 2045.085 | 3 | 1 | 4 | F | VLS_Inline | 3 | 3 | 3 | 6 | BranchMin_3BranchMax_6 | 5 | 4 | 10 | HeaderMin_4HeaderMax_10 | 8
1019 | 69 | 30957-2P-60HP VLSC | VLSC_30957_2P_60HP | 681.695 | 681.695 | 2045.085 | 3 | 1 | 4 | F | VLS_Inline | 3 | 3 | 3 | 6 | BranchMin_3BranchMax_6 | 5 | 4 | 10 | HeaderMin_4HeaderMax_10 | 10
1019 | 69 | 30957-2P-60HP VLSC | VLSC_30957_2P_60HP | 681.695 | 681.695 | 2045.085 | 3 | 1 | 4 | F | VLS_Inline | 3 | 3 | 3 | 6 | BranchMin_3BranchMax_6 | 6 | 4 | 10 | HeaderMin_4HeaderMax_10 | 4 | INVALID
1019 | 69 | 30957-2P-60HP VLSC | VLSC_30957_2P_60HP | 681.695 | 681.695 | 2045.085 | 3 | 1 | 4 | F | VLS_Inline | 3 | 3 | 3 | 6 | BranchMin_3BranchMax_6 | 6 | 4 | 10 | HeaderMin_4HeaderMax_10 | 5 | INVALID
1019 | 69 | 30957-2P-60HP VLSC | VLSC_30957_2P_60HP | 681.695 | 681.695 | 2045.085 | 3 | 1 | 4 | F | VLS_Inline | 3 | 3 | 3 | 6 | BranchMin_3BranchMax_6 | 6 | 4 | 10 | HeaderMin_4HeaderMax_10 | 6 | INVALID
1019 | 69 | 30957-2P-60HP VLSC | VLSC_30957_2P_60HP | 681.695 | 681.695 | 2045.085 | 3 | 1 | 4 | F | VLS_Inline | 3 | 3 | 3 | 6 | BranchMin_3BranchMax_6 | 6 | 4 | 10 | HeaderMin_4HeaderMax_10 | 8
1019 | 69 | 30957-2P-60HP VLSC | VLSC_30957_2P_60HP | 681.695 | 681.695 | 2045.085 | 3 | 1 | 4 | F | VLS_Inline | 3 | 3 | 3 | 6 | BranchMin_3BranchMax_6 | 6 | 4 | 10 | HeaderMin_4HeaderMax_10 | 10
1020 | 70 | 30707-4P-3HP VLSC | VLSC_30707_4P_3HP | 242.0702 | 242.0702 | 726.2105 | 3 | 1 | 4 | F | VLS_Inline | 3 | 3 | 3 | 4 | BranchMin_3BranchMax_4 | 3 | 4 | 6 | HeaderMin_4HeaderMax_6 | 4
1020 | 70 | 30707-4P-3HP VLSC | VLSC_30707_4P_3HP | 242.0702 | 242.0702 | 726.2105 | 3 | 1 | 4 | F | VLS_Inline | 3 | 3 | 3 | 4 | BranchMin_3BranchMax_4 | 3 | 4 | 6 | HeaderMin_4HeaderMax_6 | 5
1020 | 70 | 30707-4P-3HP VLSC | VLSC_30707_4P_3HP | 242.0702 | 242.0702 | 726.2105 | 3 | 1 | 4 | F | VLS_Inline | 3 | 3 | 3 | 4 | BranchMin_3BranchMax_4 | 3 | 4 | 6 | HeaderMin_4HeaderMax_6 | 6
1020 | 70 | 30707-4P-3HP VLSC | VLSC_30707_4P_3HP | 242.0702 | 242.0702 | 726.2105 | 3 | 1 | 4 | F | VLS_Inline | 3 | 3 | 3 | 4 | BranchMin_3BranchMax_4 | 4 | 4 | 6 | HeaderMin_4HeaderMax_6 | 4 | INVALID
1020 | 70 | 30707-4P-3HP VLSC | VLSC_30707_4P_3HP | 242.0702 | 242.0702 | 726.2105 | 3 | 1 | 4 | F | VLS_Inline | 3 | 3 | 3 | 4 | BranchMin_3BranchMax_4 | 4 | 4 | 6 | HeaderMin_4HeaderMax_6 | 5
1020 | 70 | 30707-4P-3HP VLSC | VLSC_30707_4P_3HP | 242.0702 | 242.0702 | 726.2105 | 3 | 1 | 4 | F | VLS_Inline | 3 | 3 | 3 | 4 | BranchMin_3BranchMax_4 | 4 | 4 | 6 | HeaderMin_4HeaderMax_6 | 6
1021 | 71 | 30707-4P-5HP VLSC | VLSC_30707_4P_5HP | 291.6367 | 291.6367 | 874.91 | 3 | 1 | 4 | F | VLS_Inline | 3 | 3 | 3 | 4 | BranchMin_3BranchMax_4 | 3 | 4 | 6 | HeaderMin_4HeaderMax_6 | 4
1021 | 71 | 30707-4P-5HP VLSC | VLSC_30707_4P_5HP | 291.6367 | 291.6367 | 874.91 | 3 | 1 | 4 | F | VLS_Inline | 3 | 3 | 3 | 4 | BranchMin_3BranchMax_4 | 3 | 4 | 6 | HeaderMin_4HeaderMax_6 | 5
1021 | 71 | 30707-4P-5HP VLSC | VLSC_30707_4P_5HP | 291.6367 | 291.6367 | 874.91 | 3 | 1 | 4 | F | VLS_Inline | 3 | 3 | 3 | 4 | BranchMin_3BranchMax_4 | 3 | 4 | 6 | HeaderMin_4HeaderMax_6 | 6
1021 | 71 | 30707-4P-5HP VLSC | VLSC_30707_4P_5HP | 291.6367 | 291.6367 | 874.91 | 3 | 1 | 4 | F | VLS_Inline | 3 | 3 | 3 | 4 | BranchMin_3BranchMax_4 | 4 | 4 | 6 | HeaderMin_4HeaderMax_6 | 4 | INVALID
1021 | 71 | 30707-4P-5HP VLSC | VLSC_30707_4P_5HP | 291.6367 | 291.6367 | 874.91 | 3 | 1 | 4 | F | VLS_Inline | 3 | 3 | 3 | 4 | BranchMin_3BranchMax_4 | 4 | 4 | 6 | HeaderMin_4HeaderMax_6 | 5
1021 | 71 | 30707-4P-5HP VLSC | VLSC_30707_4P_5HP | 291.6367 | 291.6367 | 874.91 | 3 | 1 | 4 | F | VLS_Inline | 3 | 3 | 3 | 4 | BranchMin_3BranchMax_4 | 4 | 4 | 6 | HeaderMin_4HeaderMax_6 | 6
1022 | 72 | 30957-4P-5HP VLSC | VLSC_30957_4P_5HP | 290.4936 | 290.4936 | 871.4809 | 3 | 1 | 4 | F | VLS_Inline | 3 | 3 | 3 | 4 | BranchMin_3BranchMax_4 | 3 | 4 | 6 | HeaderMin_4HeaderMax_6 | 4
1022 | 72 | 30957-4P-5HP VLSC | VLSC_30957_4P_5HP | 290.4936 | 290.4936 | 871.4809 | 3 | 1 | 4 | F | VLS_Inline | 3 | 3 | 3 | 4 | BranchMin_3BranchMax_4 | 3 | 4 | 6 | HeaderMin_4HeaderMax_6 | 5
1022 | 72 | 30957-4P-5HP VLSC | VLSC_30957_4P_5HP | 290.4936 | 290.4936 | 871.4809 | 3 | 1 | 4 | F | VLS_Inline | 3 | 3 | 3 | 4 | BranchMin_3BranchMax_4 | 3 | 4 | 6 | HeaderMin_4HeaderMax_6 | 6
1022 | 72 | 30957-4P-5HP VLSC | VLSC_30957_4P_5HP | 290.4936 | 290.4936 | 871.4809 | 3 | 1 | 4 | F | VLS_Inline | 3 | 3 | 3 | 4 | BranchMin_3BranchMax_4 | 4 | 4 | 6 | HeaderMin_4HeaderMax_6 | 4 | INVALID
1022 | 72 | 30957-4P-5HP VLSC | VLSC_30957_4P_5HP | 290.4936 | 290.4936 | 871.4809 | 3 | 1 | 4 | F | VLS_Inline | 3 | 3 | 3 | 4 | BranchMin_3BranchMax_4 | 4 | 4 | 6 | HeaderMin_4HeaderMax_6 | 5
1022 | 72 | 30957-4P-5HP VLSC | VLSC_30957_4P_5HP | 290.4936 | 290.4936 | 871.4809 | 3 | 1 | 4 | F | VLS_Inline | 3 | 3 | 3 | 4 | BranchMin_3BranchMax_4 | 4 | 4 | 6 | HeaderMin_4HeaderMax_6 | 6
1023 | 73 | 30957-4P-7.5HP VLSC | VLSC_30957_4P_7.5HP | 350.6693 | 350.6693 | 1052.008 | 3 | 1 | 4 | F | VLS_Inline | 3 | 3 | 3 | 4 | BranchMin_3BranchMax_4 | 3 | 4 | 8 | HeaderMin_4HeaderMax_8 | 4
1023 | 73 | 30957-4P-7.5HP VLSC | VLSC_30957_4P_7.5HP | 350.6693 | 350.6693 | 1052.008 | 3 | 1 | 4 | F | VLS_Inline | 3 | 3 | 3 | 4 | BranchMin_3BranchMax_4 | 3 | 4 | 8 | HeaderMin_4HeaderMax_8 | 5
1023 | 73 | 30957-4P-7.5HP VLSC | VLSC_30957_4P_7.5HP | 350.6693 | 350.6693 | 1052.008 | 3 | 1 | 4 | F | VLS_Inline | 3 | 3 | 3 | 4 | BranchMin_3BranchMax_4 | 3 | 4 | 8 | HeaderMin_4HeaderMax_8 | 6
1023 | 73 | 30957-4P-7.5HP VLSC | VLSC_30957_4P_7.5HP | 350.6693 | 350.6693 | 1052.008 | 3 | 1 | 4 | F | VLS_Inline | 3 | 3 | 3 | 4 | BranchMin_3BranchMax_4 | 3 | 4 | 8 | HeaderMin_4HeaderMax_8 | 8
1023 | 73 | 30957-4P-7.5HP VLSC | VLSC_30957_4P_7.5HP | 350.6693 | 350.6693 | 1052.008 | 3 | 1 | 4 | F | VLS_Inline | 3 | 3 | 3 | 4 | BranchMin_3BranchMax_4 | 4 | 4 | 8 | HeaderMin_4HeaderMax_8 | 4 | INVALID
1023 | 73 | 30957-4P-7.5HP VLSC | VLSC_30957_4P_7.5HP | 350.6693 | 350.6693 | 1052.008 | 3 | 1 | 4 | F | VLS_Inline | 3 | 3 | 3 | 4 | BranchMin_3BranchMax_4 | 4 | 4 | 8 | HeaderMin_4HeaderMax_8 | 5
1023 | 73 | 30957-4P-7.5HP VLSC | VLSC_30957_4P_7.5HP | 350.6693 | 350.6693 | 1052.008 | 3 | 1 | 4 | F | VLS_Inline | 3 | 3 | 3 | 4 | BranchMin_3BranchMax_4 | 4 | 4 | 8 | HeaderMin_4HeaderMax_8 | 6
1023 | 73 | 30957-4P-7.5HP VLSC | VLSC_30957_4P_7.5HP | 350.6693 | 350.6693 | 1052.008 | 3 | 1 | 4 | F | VLS_Inline | 3 | 3 | 3 | 4 | BranchMin_3BranchMax_4 | 4 | 4 | 8 | HeaderMin_4HeaderMax_8 | 8
1024 | 74 | 30957-4P-10HP VLSC | VLSC_30957_4P_10HP | 375.4803 | 375.4803 | 1126.4408 | 3 | 1 | 4 | F | VLS_Inline | 3 | 3 | 3 | 4 | BranchMin_3BranchMax_4 | 3 | 4 | 8 | HeaderMin_4HeaderMax_8 | 4
1024 | 74 | 30957-4P-10HP VLSC | VLSC_30957_4P_10HP | 375.4803 | 375.4803 | 1126.4408 | 3 | 1 | 4 | F | VLS_Inline | 3 | 3 | 3 | 4 | BranchMin_3BranchMax_4 | 3 | 4 | 8 | HeaderMin_4HeaderMax_8 | 5
1024 | 74 | 30957-4P-10HP VLSC | VLSC_30957_4P_10HP | 375.4803 | 375.4803 | 1126.4408 | 3 | 1 | 4 | F | VLS_Inline | 3 | 3 | 3 | 4 | BranchMin_3BranchMax_4 | 3 | 4 | 8 | HeaderMin_4HeaderMax_8 | 6
1024 | 74 | 30957-4P-10HP VLSC | VLSC_30957_4P_10HP | 375.4803 | 375.4803 | 1126.4408 | 3 | 1 | 4 | F | VLS_Inline | 3 | 3 | 3 | 4 | BranchMin_3BranchMax_4 | 3 | 4 | 8 | HeaderMin_4HeaderMax_8 | 8
1024 | 74 | 30957-4P-10HP VLSC | VLSC_30957_4P_10HP | 375.4803 | 375.4803 | 1126.4408 | 3 | 1 | 4 | F | VLS_Inline | 3 | 3 | 3 | 4 | BranchMin_3BranchMax_4 | 4 | 4 | 8 | HeaderMin_4HeaderMax_8 | 4 | INVALID
1024 | 74 | 30957-4P-10HP VLSC | VLSC_30957_4P_10HP | 375.4803 | 375.4803 | 1126.4408 | 3 | 1 | 4 | F | VLS_Inline | 3 | 3 | 3 | 4 | BranchMin_3BranchMax_4 | 4 | 4 | 8 | HeaderMin_4HeaderMax_8 | 5
1024 | 74 | 30957-4P-10HP VLSC | VLSC_30957_4P_10HP | 375.4803 | 375.4803 | 1126.4408 | 3 | 1 | 4 | F | VLS_Inline | 3 | 3 | 3 | 4 | BranchMin_3BranchMax_4 | 4 | 4 | 8 | HeaderMin_4HeaderMax_8 | 6
1024 | 74 | 30957-4P-10HP VLSC | VLSC_30957_4P_10HP | 375.4803 | 375.4803 | 1126.4408 | 3 | 1 | 4 | F | VLS_Inline | 3 | 3 | 3 | 4 | BranchMin_3BranchMax_4 | 4 | 4 | 8 | HeaderMin_4HeaderMax_8 | 8
1025 | 75 | 30123-4P-7.5HP VLSC | RC2539-9.07 | 402.5638 | 402.5638 | 1207.6913 | 3 | 1 | 4 | F | VLS_Inline | 3 | 3 | 3 | 5 | BranchMin_3BranchMax_5 | 3 | 4 | 8 | HeaderMin_4HeaderMax_8 | 4
1025 | 75 | 30123-4P-7.5HP VLSC | RC2539-9.07 | 402.5638 | 402.5638 | 1207.6913 | 3 | 1 | 4 | F | VLS_Inline | 3 | 3 | 3 | 5 | BranchMin_3BranchMax_5 | 3 | 4 | 8 | HeaderMin_4HeaderMax_8 | 5
1025 | 75 | 30123-4P-7.5HP VLSC | RC2539-9.07 | 402.5638 | 402.5638 | 1207.6913 | 3 | 1 | 4 | F | VLS_Inline | 3 | 3 | 3 | 5 | BranchMin_3BranchMax_5 | 3 | 4 | 8 | HeaderMin_4HeaderMax_8 | 6
1025 | 75 | 30123-4P-7.5HP VLSC | RC2539-9.07 | 402.5638 | 402.5638 | 1207.6913 | 3 | 1 | 4 | F | VLS_Inline | 3 | 3 | 3 | 5 | BranchMin_3BranchMax_5 | 3 | 4 | 8 | HeaderMin_4HeaderMax_8 | 8
1025 | 75 | 30123-4P-7.5HP VLSC | RC2539-9.07 | 402.5638 | 402.5638 | 1207.6913 | 3 | 1 | 4 | F | VLS_Inline | 3 | 3 | 3 | 5 | BranchMin_3BranchMax_5 | 4 | 4 | 8 | HeaderMin_4HeaderMax_8 | 4 | INVALID
1025 | 75 | 30123-4P-7.5HP VLSC | RC2539-9.07 | 402.5638 | 402.5638 | 1207.6913 | 3 | 1 | 4 | F | VLS_Inline | 3 | 3 | 3 | 5 | BranchMin_3BranchMax_5 | 4 | 4 | 8 | HeaderMin_4HeaderMax_8 | 5
1025 | 75 | 30123-4P-7.5HP VLSC | RC2539-9.07 | 402.5638 | 402.5638 | 1207.6913 | 3 | 1 | 4 | F | VLS_Inline | 3 | 3 | 3 | 5 | BranchMin_3BranchMax_5 | 4 | 4 | 8 | HeaderMin_4HeaderMax_8 | 6
1025 | 75 | 30123-4P-7.5HP VLSC | RC2539-9.07 | 402.5638 | 402.5638 | 1207.6913 | 3 | 1 | 4 | F | VLS_Inline | 3 | 3 | 3 | 5 | BranchMin_3BranchMax_5 | 4 | 4 | 8 | HeaderMin_4HeaderMax_8 | 8
1025 | 75 | 30123-4P-7.5HP VLSC | RC2539-9.07 | 402.5638 | 402.5638 | 1207.6913 | 3 | 1 | 4 | F | VLS_Inline | 3 | 3 | 3 | 5 | BranchMin_3BranchMax_5 | 5 | 4 | 8 | HeaderMin_4HeaderMax_8 | 4 | INVALID
1025 | 75 | 30123-4P-7.5HP VLSC | RC2539-9.07 | 402.5638 | 402.5638 | 1207.6913 | 3 | 1 | 4 | F | VLS_Inline | 3 | 3 | 3 | 5 | BranchMin_3BranchMax_5 | 5 | 4 | 8 | HeaderMin_4HeaderMax_8 | 5 | INVALID
1025 | 75 | 30123-4P-7.5HP VLSC | RC2539-9.07 | 402.5638 | 402.5638 | 1207.6913 | 3 | 1 | 4 | F | VLS_Inline | 3 | 3 | 3 | 5 | BranchMin_3BranchMax_5 | 5 | 4 | 8 | HeaderMin_4HeaderMax_8 | 6
1025 | 75 | 30123-4P-7.5HP VLSC | RC2539-9.07 | 402.5638 | 402.5638 | 1207.6913 | 3 | 1 | 4 | F | VLS_Inline | 3 | 3 | 3 | 5 | BranchMin_3BranchMax_5 | 5 | 4 | 8 | HeaderMin_4HeaderMax_8 | 8
1026 | 76 | 30123-4P-10HP VLSC | RC2539-9.91 | 427.3855 | 427.3855 | 1282.1565 | 3 | 1 | 4 | F | VLS_Inline | 3 | 3 | 3 | 5 | BranchMin_3BranchMax_5 | 3 | 4 | 8 | HeaderMin_4HeaderMax_8 | 4
1026 | 76 | 30123-4P-10HP VLSC | RC2539-9.91 | 427.3855 | 427.3855 | 1282.1565 | 3 | 1 | 4 | F | VLS_Inline | 3 | 3 | 3 | 5 | BranchMin_3BranchMax_5 | 3 | 4 | 8 | HeaderMin_4HeaderMax_8 | 5
1026 | 76 | 30123-4P-10HP VLSC | RC2539-9.91 | 427.3855 | 427.3855 | 1282.1565 | 3 | 1 | 4 | F | VLS_Inline | 3 | 3 | 3 | 5 | BranchMin_3BranchMax_5 | 3 | 4 | 8 | HeaderMin_4HeaderMax_8 | 6
1026 | 76 | 30123-4P-10HP VLSC | RC2539-9.91 | 427.3855 | 427.3855 | 1282.1565 | 3 | 1 | 4 | F | VLS_Inline | 3 | 3 | 3 | 5 | BranchMin_3BranchMax_5 | 3 | 4 | 8 | HeaderMin_4HeaderMax_8 | 8
1026 | 76 | 30123-4P-10HP VLSC | RC2539-9.91 | 427.3855 | 427.3855 | 1282.1565 | 3 | 1 | 4 | F | VLS_Inline | 3 | 3 | 3 | 5 | BranchMin_3BranchMax_5 | 4 | 4 | 8 | HeaderMin_4HeaderMax_8 | 4 | INVALID
1026 | 76 | 30123-4P-10HP VLSC | RC2539-9.91 | 427.3855 | 427.3855 | 1282.1565 | 3 | 1 | 4 | F | VLS_Inline | 3 | 3 | 3 | 5 | BranchMin_3BranchMax_5 | 4 | 4 | 8 | HeaderMin_4HeaderMax_8 | 5
1026 | 76 | 30123-4P-10HP VLSC | RC2539-9.91 | 427.3855 | 427.3855 | 1282.1565 | 3 | 1 | 4 | F | VLS_Inline | 3 | 3 | 3 | 5 | BranchMin_3BranchMax_5 | 4 | 4 | 8 | HeaderMin_4HeaderMax_8 | 6
1026 | 76 | 30123-4P-10HP VLSC | RC2539-9.91 | 427.3855 | 427.3855 | 1282.1565 | 3 | 1 | 4 | F | VLS_Inline | 3 | 3 | 3 | 5 | BranchMin_3BranchMax_5 | 4 | 4 | 8 | HeaderMin_4HeaderMax_8 | 8
1026 | 76 | 30123-4P-10HP VLSC | RC2539-9.91 | 427.3855 | 427.3855 | 1282.1565 | 3 | 1 | 4 | F | VLS_Inline | 3 | 3 | 3 | 5 | BranchMin_3BranchMax_5 | 5 | 4 | 8 | HeaderMin_4HeaderMax_8 | 4 | INVALID
1026 | 76 | 30123-4P-10HP VLSC | RC2539-9.91 | 427.3855 | 427.3855 | 1282.1565 | 3 | 1 | 4 | F | VLS_Inline | 3 | 3 | 3 | 5 | BranchMin_3BranchMax_5 | 5 | 4 | 8 | HeaderMin_4HeaderMax_8 | 5 | INVALID
1026 | 76 | 30123-4P-10HP VLSC | RC2539-9.91 | 427.3855 | 427.3855 | 1282.1565 | 3 | 1 | 4 | F | VLS_Inline | 3 | 3 | 3 | 5 | BranchMin_3BranchMax_5 | 5 | 4 | 8 | HeaderMin_4HeaderMax_8 | 6
1026 | 76 | 30123-4P-10HP VLSC | RC2539-9.91 | 427.3855 | 427.3855 | 1282.1565 | 3 | 1 | 4 | F | VLS_Inline | 3 | 3 | 3 | 5 | BranchMin_3BranchMax_5 | 5 | 4 | 8 | HeaderMin_4HeaderMax_8 | 8
1027 | 77 | 30123-4P-15HP VLSC | RC2539-11.12 | 430.0891 | 430.0891 | 1290.2674 | 3 | 1 | 4 | F | VLS_Inline | 3 | 3 | 3 | 5 | BranchMin_3BranchMax_5 | 3 | 4 | 8 | HeaderMin_4HeaderMax_8 | 4
1027 | 77 | 30123-4P-15HP VLSC | RC2539-11.12 | 430.0891 | 430.0891 | 1290.2674 | 3 | 1 | 4 | F | VLS_Inline | 3 | 3 | 3 | 5 | BranchMin_3BranchMax_5 | 3 | 4 | 8 | HeaderMin_4HeaderMax_8 | 5
1027 | 77 | 30123-4P-15HP VLSC | RC2539-11.12 | 430.0891 | 430.0891 | 1290.2674 | 3 | 1 | 4 | F | VLS_Inline | 3 | 3 | 3 | 5 | BranchMin_3BranchMax_5 | 3 | 4 | 8 | HeaderMin_4HeaderMax_8 | 6
1027 | 77 | 30123-4P-15HP VLSC | RC2539-11.12 | 430.0891 | 430.0891 | 1290.2674 | 3 | 1 | 4 | F | VLS_Inline | 3 | 3 | 3 | 5 | BranchMin_3BranchMax_5 | 3 | 4 | 8 | HeaderMin_4HeaderMax_8 | 8
1027 | 77 | 30123-4P-15HP VLSC | RC2539-11.12 | 430.0891 | 430.0891 | 1290.2674 | 3 | 1 | 4 | F | VLS_Inline | 3 | 3 | 3 | 5 | BranchMin_3BranchMax_5 | 4 | 4 | 8 | HeaderMin_4HeaderMax_8 | 4 | INVALID
1027 | 77 | 30123-4P-15HP VLSC | RC2539-11.12 | 430.0891 | 430.0891 | 1290.2674 | 3 | 1 | 4 | F | VLS_Inline | 3 | 3 | 3 | 5 | BranchMin_3BranchMax_5 | 4 | 4 | 8 | HeaderMin_4HeaderMax_8 | 5
1027 | 77 | 30123-4P-15HP VLSC | RC2539-11.12 | 430.0891 | 430.0891 | 1290.2674 | 3 | 1 | 4 | F | VLS_Inline | 3 | 3 | 3 | 5 | BranchMin_3BranchMax_5 | 4 | 4 | 8 | HeaderMin_4HeaderMax_8 | 6
1027 | 77 | 30123-4P-15HP VLSC | RC2539-11.12 | 430.0891 | 430.0891 | 1290.2674 | 3 | 1 | 4 | F | VLS_Inline | 3 | 3 | 3 | 5 | BranchMin_3BranchMax_5 | 4 | 4 | 8 | HeaderMin_4HeaderMax_8 | 8
1027 | 77 | 30123-4P-15HP VLSC | RC2539-11.12 | 430.0891 | 430.0891 | 1290.2674 | 3 | 1 | 4 | F | VLS_Inline | 3 | 3 | 3 | 5 | BranchMin_3BranchMax_5 | 5 | 4 | 8 | HeaderMin_4HeaderMax_8 | 4 | INVALID
1027 | 77 | 30123-4P-15HP VLSC | RC2539-11.12 | 430.0891 | 430.0891 | 1290.2674 | 3 | 1 | 4 | F | VLS_Inline | 3 | 3 | 3 | 5 | BranchMin_3BranchMax_5 | 5 | 4 | 8 | HeaderMin_4HeaderMax_8 | 5 | INVALID
1027 | 77 | 30123-4P-15HP VLSC | RC2539-11.12 | 430.0891 | 430.0891 | 1290.2674 | 3 | 1 | 4 | F | VLS_Inline | 3 | 3 | 3 | 5 | BranchMin_3BranchMax_5 | 5 | 4 | 8 | HeaderMin_4HeaderMax_8 | 6
1027 | 77 | 30123-4P-15HP VLSC | RC2539-11.12 | 430.0891 | 430.0891 | 1290.2674 | 3 | 1 | 4 | F | VLS_Inline | 3 | 3 | 3 | 5 | BranchMin_3BranchMax_5 | 5 | 4 | 8 | HeaderMin_4HeaderMax_8 | 8
1028 | 78 | 30123-4P-20HP VLSC | RC2539-12.1 | 453.84 | 453.84 | 1361.52 | 3 | 1 | 4 | F | VLS_Inline | 3 | 3 | 3 | 5 | BranchMin_3BranchMax_5 | 3 | 4 | 8 | HeaderMin_4HeaderMax_8 | 4
1028 | 78 | 30123-4P-20HP VLSC | RC2539-12.1 | 453.84 | 453.84 | 1361.52 | 3 | 1 | 4 | F | VLS_Inline | 3 | 3 | 3 | 5 | BranchMin_3BranchMax_5 | 3 | 4 | 8 | HeaderMin_4HeaderMax_8 | 5
1028 | 78 | 30123-4P-20HP VLSC | RC2539-12.1 | 453.84 | 453.84 | 1361.52 | 3 | 1 | 4 | F | VLS_Inline | 3 | 3 | 3 | 5 | BranchMin_3BranchMax_5 | 3 | 4 | 8 | HeaderMin_4HeaderMax_8 | 6
1028 | 78 | 30123-4P-20HP VLSC | RC2539-12.1 | 453.84 | 453.84 | 1361.52 | 3 | 1 | 4 | F | VLS_Inline | 3 | 3 | 3 | 5 | BranchMin_3BranchMax_5 | 3 | 4 | 8 | HeaderMin_4HeaderMax_8 | 8
1028 | 78 | 30123-4P-20HP VLSC | RC2539-12.1 | 453.84 | 453.84 | 1361.52 | 3 | 1 | 4 | F | VLS_Inline | 3 | 3 | 3 | 5 | BranchMin_3BranchMax_5 | 4 | 4 | 8 | HeaderMin_4HeaderMax_8 | 4 | INVALID
1028 | 78 | 30123-4P-20HP VLSC | RC2539-12.1 | 453.84 | 453.84 | 1361.52 | 3 | 1 | 4 | F | VLS_Inline | 3 | 3 | 3 | 5 | BranchMin_3BranchMax_5 | 4 | 4 | 8 | HeaderMin_4HeaderMax_8 | 5
1028 | 78 | 30123-4P-20HP VLSC | RC2539-12.1 | 453.84 | 453.84 | 1361.52 | 3 | 1 | 4 | F | VLS_Inline | 3 | 3 | 3 | 5 | BranchMin_3BranchMax_5 | 4 | 4 | 8 | HeaderMin_4HeaderMax_8 | 6
1028 | 78 | 30123-4P-20HP VLSC | RC2539-12.1 | 453.84 | 453.84 | 1361.52 | 3 | 1 | 4 | F | VLS_Inline | 3 | 3 | 3 | 5 | BranchMin_3BranchMax_5 | 4 | 4 | 8 | HeaderMin_4HeaderMax_8 | 8
1028 | 78 | 30123-4P-20HP VLSC | RC2539-12.1 | 453.84 | 453.84 | 1361.52 | 3 | 1 | 4 | F | VLS_Inline | 3 | 3 | 3 | 5 | BranchMin_3BranchMax_5 | 5 | 4 | 8 | HeaderMin_4HeaderMax_8 | 4 | INVALID
1028 | 78 | 30123-4P-20HP VLSC | RC2539-12.1 | 453.84 | 453.84 | 1361.52 | 3 | 1 | 4 | F | VLS_Inline | 3 | 3 | 3 | 5 | BranchMin_3BranchMax_5 | 5 | 4 | 8 | HeaderMin_4HeaderMax_8 | 5 | INVALID
1028 | 78 | 30123-4P-20HP VLSC | RC2539-12.1 | 453.84 | 453.84 | 1361.52 | 3 | 1 | 4 | F | VLS_Inline | 3 | 3 | 3 | 5 | BranchMin_3BranchMax_5 | 5 | 4 | 8 | HeaderMin_4HeaderMax_8 | 6
1028 | 78 | 30123-4P-20HP VLSC | RC2539-12.1 | 453.84 | 453.84 | 1361.52 | 3 | 1 | 4 | F | VLS_Inline | 3 | 3 | 3 | 5 | BranchMin_3BranchMax_5 | 5 | 4 | 8 | HeaderMin_4HeaderMax_8 | 8
1029 | 79 | 30125-4P-7.5HP VLSC | VLSC_30125_4P_7.5HP | 360.7205 | 360.7205 | 1082.1614 | 3 | 1 | 4 | F | VLS_Inline | 3 | 3 | 3 | 4 | BranchMin_3BranchMax_4 | 3 | 4 | 8 | HeaderMin_4HeaderMax_8 | 4
1029 | 79 | 30125-4P-7.5HP VLSC | VLSC_30125_4P_7.5HP | 360.7205 | 360.7205 | 1082.1614 | 3 | 1 | 4 | F | VLS_Inline | 3 | 3 | 3 | 4 | BranchMin_3BranchMax_4 | 3 | 4 | 8 | HeaderMin_4HeaderMax_8 | 5
1029 | 79 | 30125-4P-7.5HP VLSC | VLSC_30125_4P_7.5HP | 360.7205 | 360.7205 | 1082.1614 | 3 | 1 | 4 | F | VLS_Inline | 3 | 3 | 3 | 4 | BranchMin_3BranchMax_4 | 3 | 4 | 8 | HeaderMin_4HeaderMax_8 | 6
1029 | 79 | 30125-4P-7.5HP VLSC | VLSC_30125_4P_7.5HP | 360.7205 | 360.7205 | 1082.1614 | 3 | 1 | 4 | F | VLS_Inline | 3 | 3 | 3 | 4 | BranchMin_3BranchMax_4 | 3 | 4 | 8 | HeaderMin_4HeaderMax_8 | 8
1029 | 79 | 30125-4P-7.5HP VLSC | VLSC_30125_4P_7.5HP | 360.7205 | 360.7205 | 1082.1614 | 3 | 1 | 4 | F | VLS_Inline | 3 | 3 | 3 | 4 | BranchMin_3BranchMax_4 | 4 | 4 | 8 | HeaderMin_4HeaderMax_8 | 4 | INVALID
1029 | 79 | 30125-4P-7.5HP VLSC | VLSC_30125_4P_7.5HP | 360.7205 | 360.7205 | 1082.1614 | 3 | 1 | 4 | F | VLS_Inline | 3 | 3 | 3 | 4 | BranchMin_3BranchMax_4 | 4 | 4 | 8 | HeaderMin_4HeaderMax_8 | 5
1029 | 79 | 30125-4P-7.5HP VLSC | VLSC_30125_4P_7.5HP | 360.7205 | 360.7205 | 1082.1614 | 3 | 1 | 4 | F | VLS_Inline | 3 | 3 | 3 | 4 | BranchMin_3BranchMax_4 | 4 | 4 | 8 | HeaderMin_4HeaderMax_8 | 6
1029 | 79 | 30125-4P-7.5HP VLSC | VLSC_30125_4P_7.5HP | 360.7205 | 360.7205 | 1082.1614 | 3 | 1 | 4 | F | VLS_Inline | 3 | 3 | 3 | 4 | BranchMin_3BranchMax_4 | 4 | 4 | 8 | HeaderMin_4HeaderMax_8 | 8
1030 | 80 | 30125-4P-10HP VLSC | VLSC_30125_4P_10HP | 391.3696 | 391.3696 | 1174.1089 | 3 | 1 | 4 | F | VLS_Inline | 3 | 3 | 3 | 4 | BranchMin_3BranchMax_4 | 3 | 4 | 8 | HeaderMin_4HeaderMax_8 | 4
1030 | 80 | 30125-4P-10HP VLSC | VLSC_30125_4P_10HP | 391.3696 | 391.3696 | 1174.1089 | 3 | 1 | 4 | F | VLS_Inline | 3 | 3 | 3 | 4 | BranchMin_3BranchMax_4 | 3 | 4 | 8 | HeaderMin_4HeaderMax_8 | 5
1030 | 80 | 30125-4P-10HP VLSC | VLSC_30125_4P_10HP | 391.3696 | 391.3696 | 1174.1089 | 3 | 1 | 4 | F | VLS_Inline | 3 | 3 | 3 | 4 | BranchMin_3BranchMax_4 | 3 | 4 | 8 | HeaderMin_4HeaderMax_8 | 6
1030 | 80 | 30125-4P-10HP VLSC | VLSC_30125_4P_10HP | 391.3696 | 391.3696 | 1174.1089 | 3 | 1 | 4 | F | VLS_Inline | 3 | 3 | 3 | 4 | BranchMin_3BranchMax_4 | 3 | 4 | 8 | HeaderMin_4HeaderMax_8 | 8
1030 | 80 | 30125-4P-10HP VLSC | VLSC_30125_4P_10HP | 391.3696 | 391.3696 | 1174.1089 | 3 | 1 | 4 | F | VLS_Inline | 3 | 3 | 3 | 4 | BranchMin_3BranchMax_4 | 4 | 4 | 8 | HeaderMin_4HeaderMax_8 | 4 | INVALID
1030 | 80 | 30125-4P-10HP VLSC | VLSC_30125_4P_10HP | 391.3696 | 391.3696 | 1174.1089 | 3 | 1 | 4 | F | VLS_Inline | 3 | 3 | 3 | 4 | BranchMin_3BranchMax_4 | 4 | 4 | 8 | HeaderMin_4HeaderMax_8 | 5
1030 | 80 | 30125-4P-10HP VLSC | VLSC_30125_4P_10HP | 391.3696 | 391.3696 | 1174.1089 | 3 | 1 | 4 | F | VLS_Inline | 3 | 3 | 3 | 4 | BranchMin_3BranchMax_4 | 4 | 4 | 8 | HeaderMin_4HeaderMax_8 | 6
1030 | 80 | 30125-4P-10HP VLSC | VLSC_30125_4P_10HP | 391.3696 | 391.3696 | 1174.1089 | 3 | 1 | 4 | F | VLS_Inline | 3 | 3 | 3 | 4 | BranchMin_3BranchMax_4 | 4 | 4 | 8 | HeaderMin_4HeaderMax_8 | 8
1031 | 81 | 30125-4P-15HP VLSC | VLSC_30125_4P_15HP | 444.5377 | 444.5377 | 1333.6131 | 3 | 1 | 4 | F | VLS_Inline | 3 | 3 | 3 | 5 | BranchMin_3BranchMax_5 | 3 | 4 | 8 | HeaderMin_4HeaderMax_8 | 4
1031 | 81 | 30125-4P-15HP VLSC | VLSC_30125_4P_15HP | 444.5377 | 444.5377 | 1333.6131 | 3 | 1 | 4 | F | VLS_Inline | 3 | 3 | 3 | 5 | BranchMin_3BranchMax_5 | 3 | 4 | 8 | HeaderMin_4HeaderMax_8 | 5
1031 | 81 | 30125-4P-15HP VLSC | VLSC_30125_4P_15HP | 444.5377 | 444.5377 | 1333.6131 | 3 | 1 | 4 | F | VLS_Inline | 3 | 3 | 3 | 5 | BranchMin_3BranchMax_5 | 3 | 4 | 8 | HeaderMin_4HeaderMax_8 | 6
1031 | 81 | 30125-4P-15HP VLSC | VLSC_30125_4P_15HP | 444.5377 | 444.5377 | 1333.6131 | 3 | 1 | 4 | F | VLS_Inline | 3 | 3 | 3 | 5 | BranchMin_3BranchMax_5 | 3 | 4 | 8 | HeaderMin_4HeaderMax_8 | 8
1031 | 81 | 30125-4P-15HP VLSC | VLSC_30125_4P_15HP | 444.5377 | 444.5377 | 1333.6131 | 3 | 1 | 4 | F | VLS_Inline | 3 | 3 | 3 | 5 | BranchMin_3BranchMax_5 | 4 | 4 | 8 | HeaderMin_4HeaderMax_8 | 4 | INVALID
1031 | 81 | 30125-4P-15HP VLSC | VLSC_30125_4P_15HP | 444.5377 | 444.5377 | 1333.6131 | 3 | 1 | 4 | F | VLS_Inline | 3 | 3 | 3 | 5 | BranchMin_3BranchMax_5 | 4 | 4 | 8 | HeaderMin_4HeaderMax_8 | 5
1031 | 81 | 30125-4P-15HP VLSC | VLSC_30125_4P_15HP | 444.5377 | 444.5377 | 1333.6131 | 3 | 1 | 4 | F | VLS_Inline | 3 | 3 | 3 | 5 | BranchMin_3BranchMax_5 | 4 | 4 | 8 | HeaderMin_4HeaderMax_8 | 6
1031 | 81 | 30125-4P-15HP VLSC | VLSC_30125_4P_15HP | 444.5377 | 444.5377 | 1333.6131 | 3 | 1 | 4 | F | VLS_Inline | 3 | 3 | 3 | 5 | BranchMin_3BranchMax_5 | 4 | 4 | 8 | HeaderMin_4HeaderMax_8 | 8
1031 | 81 | 30125-4P-15HP VLSC | VLSC_30125_4P_15HP | 444.5377 | 444.5377 | 1333.6131 | 3 | 1 | 4 | F | VLS_Inline | 3 | 3 | 3 | 5 | BranchMin_3BranchMax_5 | 5 | 4 | 8 | HeaderMin_4HeaderMax_8 | 4 | INVALID
1031 | 81 | 30125-4P-15HP VLSC | VLSC_30125_4P_15HP | 444.5377 | 444.5377 | 1333.6131 | 3 | 1 | 4 | F | VLS_Inline | 3 | 3 | 3 | 5 | BranchMin_3BranchMax_5 | 5 | 4 | 8 | HeaderMin_4HeaderMax_8 | 5 | INVALID
1031 | 81 | 30125-4P-15HP VLSC | VLSC_30125_4P_15HP | 444.5377 | 444.5377 | 1333.6131 | 3 | 1 | 4 | F | VLS_Inline | 3 | 3 | 3 | 5 | BranchMin_3BranchMax_5 | 5 | 4 | 8 | HeaderMin_4HeaderMax_8 | 6
1031 | 81 | 30125-4P-15HP VLSC | VLSC_30125_4P_15HP | 444.5377 | 444.5377 | 1333.6131 | 3 | 1 | 4 | F | VLS_Inline | 3 | 3 | 3 | 5 | BranchMin_3BranchMax_5 | 5 | 4 | 8 | HeaderMin_4HeaderMax_8 | 8
1032 | 82 | 30125-4P-20HP VLSC | VLSC_30125_4P_20HP | 455.5928 | 455.5928 | 1366.7783 | 3 | 1 | 4 | F | VLS_Inline | 3 | 3 | 3 | 5 | BranchMin_3BranchMax_5 | 3 | 4 | 8 | HeaderMin_4HeaderMax_8 | 4
1032 | 82 | 30125-4P-20HP VLSC | VLSC_30125_4P_20HP | 455.5928 | 455.5928 | 1366.7783 | 3 | 1 | 4 | F | VLS_Inline | 3 | 3 | 3 | 5 | BranchMin_3BranchMax_5 | 3 | 4 | 8 | HeaderMin_4HeaderMax_8 | 5
1032 | 82 | 30125-4P-20HP VLSC | VLSC_30125_4P_20HP | 455.5928 | 455.5928 | 1366.7783 | 3 | 1 | 4 | F | VLS_Inline | 3 | 3 | 3 | 5 | BranchMin_3BranchMax_5 | 3 | 4 | 8 | HeaderMin_4HeaderMax_8 | 6
1032 | 82 | 30125-4P-20HP VLSC | VLSC_30125_4P_20HP | 455.5928 | 455.5928 | 1366.7783 | 3 | 1 | 4 | F | VLS_Inline | 3 | 3 | 3 | 5 | BranchMin_3BranchMax_5 | 3 | 4 | 8 | HeaderMin_4HeaderMax_8 | 8
1032 | 82 | 30125-4P-20HP VLSC | VLSC_30125_4P_20HP | 455.5928 | 455.5928 | 1366.7783 | 3 | 1 | 4 | F | VLS_Inline | 3 | 3 | 3 | 5 | BranchMin_3BranchMax_5 | 4 | 4 | 8 | HeaderMin_4HeaderMax_8 | 4 | INVALID
1032 | 82 | 30125-4P-20HP VLSC | VLSC_30125_4P_20HP | 455.5928 | 455.5928 | 1366.7783 | 3 | 1 | 4 | F | VLS_Inline | 3 | 3 | 3 | 5 | BranchMin_3BranchMax_5 | 4 | 4 | 8 | HeaderMin_4HeaderMax_8 | 5
1032 | 82 | 30125-4P-20HP VLSC | VLSC_30125_4P_20HP | 455.5928 | 455.5928 | 1366.7783 | 3 | 1 | 4 | F | VLS_Inline | 3 | 3 | 3 | 5 | BranchMin_3BranchMax_5 | 4 | 4 | 8 | HeaderMin_4HeaderMax_8 | 6
1032 | 82 | 30125-4P-20HP VLSC | VLSC_30125_4P_20HP | 455.5928 | 455.5928 | 1366.7783 | 3 | 1 | 4 | F | VLS_Inline | 3 | 3 | 3 | 5 | BranchMin_3BranchMax_5 | 4 | 4 | 8 | HeaderMin_4HeaderMax_8 | 8
1032 | 82 | 30125-4P-20HP VLSC | VLSC_30125_4P_20HP | 455.5928 | 455.5928 | 1366.7783 | 3 | 1 | 4 | F | VLS_Inline | 3 | 3 | 3 | 5 | BranchMin_3BranchMax_5 | 5 | 4 | 8 | HeaderMin_4HeaderMax_8 | 4 | INVALID
1032 | 82 | 30125-4P-20HP VLSC | VLSC_30125_4P_20HP | 455.5928 | 455.5928 | 1366.7783 | 3 | 1 | 4 | F | VLS_Inline | 3 | 3 | 3 | 5 | BranchMin_3BranchMax_5 | 5 | 4 | 8 | HeaderMin_4HeaderMax_8 | 5 | INVALID
1032 | 82 | 30125-4P-20HP VLSC | VLSC_30125_4P_20HP | 455.5928 | 455.5928 | 1366.7783 | 3 | 1 | 4 | F | VLS_Inline | 3 | 3 | 3 | 5 | BranchMin_3BranchMax_5 | 5 | 4 | 8 | HeaderMin_4HeaderMax_8 | 6
1032 | 82 | 30125-4P-20HP VLSC | VLSC_30125_4P_20HP | 455.5928 | 455.5928 | 1366.7783 | 3 | 1 | 4 | F | VLS_Inline | 3 | 3 | 3 | 5 | BranchMin_3BranchMax_5 | 5 | 4 | 8 | HeaderMin_4HeaderMax_8 | 8
1033 | 83 | 40707-2P-15HP VLSC | VLSC_40707_2P_15HP | 548.8465 | 548.8465 | 1646.5396 | 3 | 1 | 4 | F | VLS_Inline | 4 | 4 | 4 | 5 | BranchMin_4BranchMax_5 | 4 | 5 | 10 | HeaderMin_5HeaderMax_10 | 5
1033 | 83 | 40707-2P-15HP VLSC | VLSC_40707_2P_15HP | 548.8465 | 548.8465 | 1646.5396 | 3 | 1 | 4 | F | VLS_Inline | 4 | 4 | 4 | 5 | BranchMin_4BranchMax_5 | 4 | 5 | 10 | HeaderMin_5HeaderMax_10 | 6
1033 | 83 | 40707-2P-15HP VLSC | VLSC_40707_2P_15HP | 548.8465 | 548.8465 | 1646.5396 | 3 | 1 | 4 | F | VLS_Inline | 4 | 4 | 4 | 5 | BranchMin_4BranchMax_5 | 4 | 5 | 10 | HeaderMin_5HeaderMax_10 | 8
1033 | 83 | 40707-2P-15HP VLSC | VLSC_40707_2P_15HP | 548.8465 | 548.8465 | 1646.5396 | 3 | 1 | 4 | F | VLS_Inline | 4 | 4 | 4 | 5 | BranchMin_4BranchMax_5 | 4 | 5 | 10 | HeaderMin_5HeaderMax_10 | 10
1033 | 83 | 40707-2P-15HP VLSC | VLSC_40707_2P_15HP | 548.8465 | 548.8465 | 1646.5396 | 3 | 1 | 4 | F | VLS_Inline | 4 | 4 | 4 | 5 | BranchMin_4BranchMax_5 | 5 | 5 | 10 | HeaderMin_5HeaderMax_10 | 5 | INVALID
1033 | 83 | 40707-2P-15HP VLSC | VLSC_40707_2P_15HP | 548.8465 | 548.8465 | 1646.5396 | 3 | 1 | 4 | F | VLS_Inline | 4 | 4 | 4 | 5 | BranchMin_4BranchMax_5 | 5 | 5 | 10 | HeaderMin_5HeaderMax_10 | 6
1033 | 83 | 40707-2P-15HP VLSC | VLSC_40707_2P_15HP | 548.8465 | 548.8465 | 1646.5396 | 3 | 1 | 4 | F | VLS_Inline | 4 | 4 | 4 | 5 | BranchMin_4BranchMax_5 | 5 | 5 | 10 | HeaderMin_5HeaderMax_10 | 8
1033 | 83 | 40707-2P-15HP VLSC | VLSC_40707_2P_15HP | 548.8465 | 548.8465 | 1646.5396 | 3 | 1 | 4 | F | VLS_Inline | 4 | 4 | 4 | 5 | BranchMin_4BranchMax_5 | 5 | 5 | 10 | HeaderMin_5HeaderMax_10 | 10
1034 | 84 | 40707-2P-20HP VLSC | VLSC_40707_2P_20HP | 628.8755 | 628.8755 | 1886.6265 | 3 | 1 | 4 | F | VLS_Inline | 4 | 4 | 4 | 5 | BranchMin_4BranchMax_5 | 4 | 5 | 10 | HeaderMin_5HeaderMax_10 | 5
1034 | 84 | 40707-2P-20HP VLSC | VLSC_40707_2P_20HP | 628.8755 | 628.8755 | 1886.6265 | 3 | 1 | 4 | F | VLS_Inline | 4 | 4 | 4 | 5 | BranchMin_4BranchMax_5 | 4 | 5 | 10 | HeaderMin_5HeaderMax_10 | 6
1034 | 84 | 40707-2P-20HP VLSC | VLSC_40707_2P_20HP | 628.8755 | 628.8755 | 1886.6265 | 3 | 1 | 4 | F | VLS_Inline | 4 | 4 | 4 | 5 | BranchMin_4BranchMax_5 | 4 | 5 | 10 | HeaderMin_5HeaderMax_10 | 8
1034 | 84 | 40707-2P-20HP VLSC | VLSC_40707_2P_20HP | 628.8755 | 628.8755 | 1886.6265 | 3 | 1 | 4 | F | VLS_Inline | 4 | 4 | 4 | 5 | BranchMin_4BranchMax_5 | 4 | 5 | 10 | HeaderMin_5HeaderMax_10 | 10
1034 | 84 | 40707-2P-20HP VLSC | VLSC_40707_2P_20HP | 628.8755 | 628.8755 | 1886.6265 | 3 | 1 | 4 | F | VLS_Inline | 4 | 4 | 4 | 5 | BranchMin_4BranchMax_5 | 5 | 5 | 10 | HeaderMin_5HeaderMax_10 | 5 | INVALID
1034 | 84 | 40707-2P-20HP VLSC | VLSC_40707_2P_20HP | 628.8755 | 628.8755 | 1886.6265 | 3 | 1 | 4 | F | VLS_Inline | 4 | 4 | 4 | 5 | BranchMin_4BranchMax_5 | 5 | 5 | 10 | HeaderMin_5HeaderMax_10 | 6
1034 | 84 | 40707-2P-20HP VLSC | VLSC_40707_2P_20HP | 628.8755 | 628.8755 | 1886.6265 | 3 | 1 | 4 | F | VLS_Inline | 4 | 4 | 4 | 5 | BranchMin_4BranchMax_5 | 5 | 5 | 10 | HeaderMin_5HeaderMax_10 | 8
1034 | 84 | 40707-2P-20HP VLSC | VLSC_40707_2P_20HP | 628.8755 | 628.8755 | 1886.6265 | 3 | 1 | 4 | F | VLS_Inline | 4 | 4 | 4 | 5 | BranchMin_4BranchMax_5 | 5 | 5 | 10 | HeaderMin_5HeaderMax_10 | 10
1035 | 85 | 40707-2P-25HP VLSC | VLSC_40707_2P_25HP | 683.4996 | 683.4996 | 2050.4988 | 3 | 1 | 4 | F | VLS_Inline | 4 | 4 | 4 | 6 | BranchMin_4BranchMax_6 | 4 | 5 | 10 | HeaderMin_5HeaderMax_10 | 5
1035 | 85 | 40707-2P-25HP VLSC | VLSC_40707_2P_25HP | 683.4996 | 683.4996 | 2050.4988 | 3 | 1 | 4 | F | VLS_Inline | 4 | 4 | 4 | 6 | BranchMin_4BranchMax_6 | 4 | 5 | 10 | HeaderMin_5HeaderMax_10 | 6
1035 | 85 | 40707-2P-25HP VLSC | VLSC_40707_2P_25HP | 683.4996 | 683.4996 | 2050.4988 | 3 | 1 | 4 | F | VLS_Inline | 4 | 4 | 4 | 6 | BranchMin_4BranchMax_6 | 4 | 5 | 10 | HeaderMin_5HeaderMax_10 | 8
1035 | 85 | 40707-2P-25HP VLSC | VLSC_40707_2P_25HP | 683.4996 | 683.4996 | 2050.4988 | 3 | 1 | 4 | F | VLS_Inline | 4 | 4 | 4 | 6 | BranchMin_4BranchMax_6 | 4 | 5 | 10 | HeaderMin_5HeaderMax_10 | 10
1035 | 85 | 40707-2P-25HP VLSC | VLSC_40707_2P_25HP | 683.4996 | 683.4996 | 2050.4988 | 3 | 1 | 4 | F | VLS_Inline | 4 | 4 | 4 | 6 | BranchMin_4BranchMax_6 | 5 | 5 | 10 | HeaderMin_5HeaderMax_10 | 5 | INVALID
1035 | 85 | 40707-2P-25HP VLSC | VLSC_40707_2P_25HP | 683.4996 | 683.4996 | 2050.4988 | 3 | 1 | 4 | F | VLS_Inline | 4 | 4 | 4 | 6 | BranchMin_4BranchMax_6 | 5 | 5 | 10 | HeaderMin_5HeaderMax_10 | 6
1035 | 85 | 40707-2P-25HP VLSC | VLSC_40707_2P_25HP | 683.4996 | 683.4996 | 2050.4988 | 3 | 1 | 4 | F | VLS_Inline | 4 | 4 | 4 | 6 | BranchMin_4BranchMax_6 | 5 | 5 | 10 | HeaderMin_5HeaderMax_10 | 8
1035 | 85 | 40707-2P-25HP VLSC | VLSC_40707_2P_25HP | 683.4996 | 683.4996 | 2050.4988 | 3 | 1 | 4 | F | VLS_Inline | 4 | 4 | 4 | 6 | BranchMin_4BranchMax_6 | 5 | 5 | 10 | HeaderMin_5HeaderMax_10 | 10
1035 | 85 | 40707-2P-25HP VLSC | VLSC_40707_2P_25HP | 683.4996 | 683.4996 | 2050.4988 | 3 | 1 | 4 | F | VLS_Inline | 4 | 4 | 4 | 6 | BranchMin_4BranchMax_6 | 6 | 5 | 10 | HeaderMin_5HeaderMax_10 | 5 | INVALID
1035 | 85 | 40707-2P-25HP VLSC | VLSC_40707_2P_25HP | 683.4996 | 683.4996 | 2050.4988 | 3 | 1 | 4 | F | VLS_Inline | 4 | 4 | 4 | 6 | BranchMin_4BranchMax_6 | 6 | 5 | 10 | HeaderMin_5HeaderMax_10 | 6 | INVALID
1035 | 85 | 40707-2P-25HP VLSC | VLSC_40707_2P_25HP | 683.4996 | 683.4996 | 2050.4988 | 3 | 1 | 4 | F | VLS_Inline | 4 | 4 | 4 | 6 | BranchMin_4BranchMax_6 | 6 | 5 | 10 | HeaderMin_5HeaderMax_10 | 8
1035 | 85 | 40707-2P-25HP VLSC | VLSC_40707_2P_25HP | 683.4996 | 683.4996 | 2050.4988 | 3 | 1 | 4 | F | VLS_Inline | 4 | 4 | 4 | 6 | BranchMin_4BranchMax_6 | 6 | 5 | 10 | HeaderMin_5HeaderMax_10 | 10
1036 | 86 | 40707-2P-30HP VLSC | VLSC_40707_2P_30HP | 734.2064 | 734.2064 | 2202.6191 | 3 | 1 | 4 | F | VLS_Inline | 4 | 4 | 4 | 6 | BranchMin_4BranchMax_6 | 4 | 5 | 10 | HeaderMin_5HeaderMax_10 | 5
1036 | 86 | 40707-2P-30HP VLSC | VLSC_40707_2P_30HP | 734.2064 | 734.2064 | 2202.6191 | 3 | 1 | 4 | F | VLS_Inline | 4 | 4 | 4 | 6 | BranchMin_4BranchMax_6 | 4 | 5 | 10 | HeaderMin_5HeaderMax_10 | 6
1036 | 86 | 40707-2P-30HP VLSC | VLSC_40707_2P_30HP | 734.2064 | 734.2064 | 2202.6191 | 3 | 1 | 4 | F | VLS_Inline | 4 | 4 | 4 | 6 | BranchMin_4BranchMax_6 | 4 | 5 | 10 | HeaderMin_5HeaderMax_10 | 8
1036 | 86 | 40707-2P-30HP VLSC | VLSC_40707_2P_30HP | 734.2064 | 734.2064 | 2202.6191 | 3 | 1 | 4 | F | VLS_Inline | 4 | 4 | 4 | 6 | BranchMin_4BranchMax_6 | 4 | 5 | 10 | HeaderMin_5HeaderMax_10 | 10
1036 | 86 | 40707-2P-30HP VLSC | VLSC_40707_2P_30HP | 734.2064 | 734.2064 | 2202.6191 | 3 | 1 | 4 | F | VLS_Inline | 4 | 4 | 4 | 6 | BranchMin_4BranchMax_6 | 5 | 5 | 10 | HeaderMin_5HeaderMax_10 | 5 | INVALID
1036 | 86 | 40707-2P-30HP VLSC | VLSC_40707_2P_30HP | 734.2064 | 734.2064 | 2202.6191 | 3 | 1 | 4 | F | VLS_Inline | 4 | 4 | 4 | 6 | BranchMin_4BranchMax_6 | 5 | 5 | 10 | HeaderMin_5HeaderMax_10 | 6
1036 | 86 | 40707-2P-30HP VLSC | VLSC_40707_2P_30HP | 734.2064 | 734.2064 | 2202.6191 | 3 | 1 | 4 | F | VLS_Inline | 4 | 4 | 4 | 6 | BranchMin_4BranchMax_6 | 5 | 5 | 10 | HeaderMin_5HeaderMax_10 | 8
1036 | 86 | 40707-2P-30HP VLSC | VLSC_40707_2P_30HP | 734.2064 | 734.2064 | 2202.6191 | 3 | 1 | 4 | F | VLS_Inline | 4 | 4 | 4 | 6 | BranchMin_4BranchMax_6 | 5 | 5 | 10 | HeaderMin_5HeaderMax_10 | 10
1036 | 86 | 40707-2P-30HP VLSC | VLSC_40707_2P_30HP | 734.2064 | 734.2064 | 2202.6191 | 3 | 1 | 4 | F | VLS_Inline | 4 | 4 | 4 | 6 | BranchMin_4BranchMax_6 | 6 | 5 | 10 | HeaderMin_5HeaderMax_10 | 5 | INVALID
1036 | 86 | 40707-2P-30HP VLSC | VLSC_40707_2P_30HP | 734.2064 | 734.2064 | 2202.6191 | 3 | 1 | 4 | F | VLS_Inline | 4 | 4 | 4 | 6 | BranchMin_4BranchMax_6 | 6 | 5 | 10 | HeaderMin_5HeaderMax_10 | 6 | INVALID
1036 | 86 | 40707-2P-30HP VLSC | VLSC_40707_2P_30HP | 734.2064 | 734.2064 | 2202.6191 | 3 | 1 | 4 | F | VLS_Inline | 4 | 4 | 4 | 6 | BranchMin_4BranchMax_6 | 6 | 5 | 10 | HeaderMin_5HeaderMax_10 | 8
1036 | 86 | 40707-2P-30HP VLSC | VLSC_40707_2P_30HP | 734.2064 | 734.2064 | 2202.6191 | 3 | 1 | 4 | F | VLS_Inline | 4 | 4 | 4 | 6 | BranchMin_4BranchMax_6 | 6 | 5 | 10 | HeaderMin_5HeaderMax_10 | 10
1037 | 87 | 40707-2P-40HP VLSC | VLSC_40707_2P_40HP | 789.7994 | 789.7994 | 2369.3983 | 3 | 1 | 4 | F | VLS_Inline | 4 | 4 | 4 | 6 | BranchMin_4BranchMax_6 | 4 | 5 | 10 | HeaderMin_5HeaderMax_10 | 5
1037 | 87 | 40707-2P-40HP VLSC | VLSC_40707_2P_40HP | 789.7994 | 789.7994 | 2369.3983 | 3 | 1 | 4 | F | VLS_Inline | 4 | 4 | 4 | 6 | BranchMin_4BranchMax_6 | 4 | 5 | 10 | HeaderMin_5HeaderMax_10 | 6
1037 | 87 | 40707-2P-40HP VLSC | VLSC_40707_2P_40HP | 789.7994 | 789.7994 | 2369.3983 | 3 | 1 | 4 | F | VLS_Inline | 4 | 4 | 4 | 6 | BranchMin_4BranchMax_6 | 4 | 5 | 10 | HeaderMin_5HeaderMax_10 | 8
1037 | 87 | 40707-2P-40HP VLSC | VLSC_40707_2P_40HP | 789.7994 | 789.7994 | 2369.3983 | 3 | 1 | 4 | F | VLS_Inline | 4 | 4 | 4 | 6 | BranchMin_4BranchMax_6 | 4 | 5 | 10 | HeaderMin_5HeaderMax_10 | 10
1037 | 87 | 40707-2P-40HP VLSC | VLSC_40707_2P_40HP | 789.7994 | 789.7994 | 2369.3983 | 3 | 1 | 4 | F | VLS_Inline | 4 | 4 | 4 | 6 | BranchMin_4BranchMax_6 | 5 | 5 | 10 | HeaderMin_5HeaderMax_10 | 5 | INVALID
1037 | 87 | 40707-2P-40HP VLSC | VLSC_40707_2P_40HP | 789.7994 | 789.7994 | 2369.3983 | 3 | 1 | 4 | F | VLS_Inline | 4 | 4 | 4 | 6 | BranchMin_4BranchMax_6 | 5 | 5 | 10 | HeaderMin_5HeaderMax_10 | 6
1037 | 87 | 40707-2P-40HP VLSC | VLSC_40707_2P_40HP | 789.7994 | 789.7994 | 2369.3983 | 3 | 1 | 4 | F | VLS_Inline | 4 | 4 | 4 | 6 | BranchMin_4BranchMax_6 | 5 | 5 | 10 | HeaderMin_5HeaderMax_10 | 8
1037 | 87 | 40707-2P-40HP VLSC | VLSC_40707_2P_40HP | 789.7994 | 789.7994 | 2369.3983 | 3 | 1 | 4 | F | VLS_Inline | 4 | 4 | 4 | 6 | BranchMin_4BranchMax_6 | 5 | 5 | 10 | HeaderMin_5HeaderMax_10 | 10
1037 | 87 | 40707-2P-40HP VLSC | VLSC_40707_2P_40HP | 789.7994 | 789.7994 | 2369.3983 | 3 | 1 | 4 | F | VLS_Inline | 4 | 4 | 4 | 6 | BranchMin_4BranchMax_6 | 6 | 5 | 10 | HeaderMin_5HeaderMax_10 | 5 | INVALID
1037 | 87 | 40707-2P-40HP VLSC | VLSC_40707_2P_40HP | 789.7994 | 789.7994 | 2369.3983 | 3 | 1 | 4 | F | VLS_Inline | 4 | 4 | 4 | 6 | BranchMin_4BranchMax_6 | 6 | 5 | 10 | HeaderMin_5HeaderMax_10 | 6 | INVALID
1037 | 87 | 40707-2P-40HP VLSC | VLSC_40707_2P_40HP | 789.7994 | 789.7994 | 2369.3983 | 3 | 1 | 4 | F | VLS_Inline | 4 | 4 | 4 | 6 | BranchMin_4BranchMax_6 | 6 | 5 | 10 | HeaderMin_5HeaderMax_10 | 8
1037 | 87 | 40707-2P-40HP VLSC | VLSC_40707_2P_40HP | 789.7994 | 789.7994 | 2369.3983 | 3 | 1 | 4 | F | VLS_Inline | 4 | 4 | 4 | 6 | BranchMin_4BranchMax_6 | 6 | 5 | 10 | HeaderMin_5HeaderMax_10 | 10
1038 | 88 | 40707-4P-3HP VLSC | VLSC_40707_4P_3HP | 360.84 | 360.84 | 1082.52 | 3 | 1 | 4 | F | VLS_Inline | 4 | 4 | 4 | 4 | BranchMin_4BranchMax_4 | 4 | 5 | 8 | HeaderMin_5HeaderMax_8 | 5
1038 | 88 | 40707-4P-3HP VLSC | VLSC_40707_4P_3HP | 360.84 | 360.84 | 1082.52 | 3 | 1 | 4 | F | VLS_Inline | 4 | 4 | 4 | 4 | BranchMin_4BranchMax_4 | 4 | 5 | 8 | HeaderMin_5HeaderMax_8 | 6
1038 | 88 | 40707-4P-3HP VLSC | VLSC_40707_4P_3HP | 360.84 | 360.84 | 1082.52 | 3 | 1 | 4 | F | VLS_Inline | 4 | 4 | 4 | 4 | BranchMin_4BranchMax_4 | 4 | 5 | 8 | HeaderMin_5HeaderMax_8 | 8
1039 | 89 | 40707-4P-5HP VLSC | VLSC_40707_4P_5HP | 427.4383 | 427.4383 | 1282.3149 | 3 | 1 | 4 | F | VLS_Inline | 4 | 4 | 4 | 5 | BranchMin_4BranchMax_5 | 4 | 5 | 8 | HeaderMin_5HeaderMax_8 | 5
1039 | 89 | 40707-4P-5HP VLSC | VLSC_40707_4P_5HP | 427.4383 | 427.4383 | 1282.3149 | 3 | 1 | 4 | F | VLS_Inline | 4 | 4 | 4 | 5 | BranchMin_4BranchMax_5 | 4 | 5 | 8 | HeaderMin_5HeaderMax_8 | 6
1039 | 89 | 40707-4P-5HP VLSC | VLSC_40707_4P_5HP | 427.4383 | 427.4383 | 1282.3149 | 3 | 1 | 4 | F | VLS_Inline | 4 | 4 | 4 | 5 | BranchMin_4BranchMax_5 | 4 | 5 | 8 | HeaderMin_5HeaderMax_8 | 8
1039 | 89 | 40707-4P-5HP VLSC | VLSC_40707_4P_5HP | 427.4383 | 427.4383 | 1282.3149 | 3 | 1 | 4 | F | VLS_Inline | 4 | 4 | 4 | 5 | BranchMin_4BranchMax_5 | 5 | 5 | 8 | HeaderMin_5HeaderMax_8 | 5 | INVALID
1039 | 89 | 40707-4P-5HP VLSC | VLSC_40707_4P_5HP | 427.4383 | 427.4383 | 1282.3149 | 3 | 1 | 4 | F | VLS_Inline | 4 | 4 | 4 | 5 | BranchMin_4BranchMax_5 | 5 | 5 | 8 | HeaderMin_5HeaderMax_8 | 6
1039 | 89 | 40707-4P-5HP VLSC | VLSC_40707_4P_5HP | 427.4383 | 427.4383 | 1282.3149 | 3 | 1 | 4 | F | VLS_Inline | 4 | 4 | 4 | 5 | BranchMin_4BranchMax_5 | 5 | 5 | 8 | HeaderMin_5HeaderMax_8 | 8
1040 | 90 | 40957-2P-40HP VLSC | RC9914-1-6.92-2P | 913.8143 | 913.8143 | 2741.443 | 3 | 1 | 4 | F | VLS_Inline | 4 | 4 | 4 | 6 | BranchMin_4BranchMax_6 | 4 | 5 | 12 | HeaderMin_5HeaderMax_12 | 5
1040 | 90 | 40957-2P-40HP VLSC | RC9914-1-6.92-2P | 913.8143 | 913.8143 | 2741.443 | 3 | 1 | 4 | F | VLS_Inline | 4 | 4 | 4 | 6 | BranchMin_4BranchMax_6 | 4 | 5 | 12 | HeaderMin_5HeaderMax_12 | 6
1040 | 90 | 40957-2P-40HP VLSC | RC9914-1-6.92-2P | 913.8143 | 913.8143 | 2741.443 | 3 | 1 | 4 | F | VLS_Inline | 4 | 4 | 4 | 6 | BranchMin_4BranchMax_6 | 4 | 5 | 12 | HeaderMin_5HeaderMax_12 | 8
1040 | 90 | 40957-2P-40HP VLSC | RC9914-1-6.92-2P | 913.8143 | 913.8143 | 2741.443 | 3 | 1 | 4 | F | VLS_Inline | 4 | 4 | 4 | 6 | BranchMin_4BranchMax_6 | 4 | 5 | 12 | HeaderMin_5HeaderMax_12 | 10
1040 | 90 | 40957-2P-40HP VLSC | RC9914-1-6.92-2P | 913.8143 | 913.8143 | 2741.443 | 3 | 1 | 4 | F | VLS_Inline | 4 | 4 | 4 | 6 | BranchMin_4BranchMax_6 | 4 | 5 | 12 | HeaderMin_5HeaderMax_12 | 12
1040 | 90 | 40957-2P-40HP VLSC | RC9914-1-6.92-2P | 913.8143 | 913.8143 | 2741.443 | 3 | 1 | 4 | F | VLS_Inline | 4 | 4 | 4 | 6 | BranchMin_4BranchMax_6 | 5 | 5 | 12 | HeaderMin_5HeaderMax_12 | 5 | INVALID
1040 | 90 | 40957-2P-40HP VLSC | RC9914-1-6.92-2P | 913.8143 | 913.8143 | 2741.443 | 3 | 1 | 4 | F | VLS_Inline | 4 | 4 | 4 | 6 | BranchMin_4BranchMax_6 | 5 | 5 | 12 | HeaderMin_5HeaderMax_12 | 6
1040 | 90 | 40957-2P-40HP VLSC | RC9914-1-6.92-2P | 913.8143 | 913.8143 | 2741.443 | 3 | 1 | 4 | F | VLS_Inline | 4 | 4 | 4 | 6 | BranchMin_4BranchMax_6 | 5 | 5 | 12 | HeaderMin_5HeaderMax_12 | 8
1040 | 90 | 40957-2P-40HP VLSC | RC9914-1-6.92-2P | 913.8143 | 913.8143 | 2741.443 | 3 | 1 | 4 | F | VLS_Inline | 4 | 4 | 4 | 6 | BranchMin_4BranchMax_6 | 5 | 5 | 12 | HeaderMin_5HeaderMax_12 | 10
1040 | 90 | 40957-2P-40HP VLSC | RC9914-1-6.92-2P | 913.8143 | 913.8143 | 2741.443 | 3 | 1 | 4 | F | VLS_Inline | 4 | 4 | 4 | 6 | BranchMin_4BranchMax_6 | 5 | 5 | 12 | HeaderMin_5HeaderMax_12 | 12
1040 | 90 | 40957-2P-40HP VLSC | RC9914-1-6.92-2P | 913.8143 | 913.8143 | 2741.443 | 3 | 1 | 4 | F | VLS_Inline | 4 | 4 | 4 | 6 | BranchMin_4BranchMax_6 | 6 | 5 | 12 | HeaderMin_5HeaderMax_12 | 5 | INVALID
1040 | 90 | 40957-2P-40HP VLSC | RC9914-1-6.92-2P | 913.8143 | 913.8143 | 2741.443 | 3 | 1 | 4 | F | VLS_Inline | 4 | 4 | 4 | 6 | BranchMin_4BranchMax_6 | 6 | 5 | 12 | HeaderMin_5HeaderMax_12 | 6 | INVALID
1040 | 90 | 40957-2P-40HP VLSC | RC9914-1-6.92-2P | 913.8143 | 913.8143 | 2741.443 | 3 | 1 | 4 | F | VLS_Inline | 4 | 4 | 4 | 6 | BranchMin_4BranchMax_6 | 6 | 5 | 12 | HeaderMin_5HeaderMax_12 | 8
1040 | 90 | 40957-2P-40HP VLSC | RC9914-1-6.92-2P | 913.8143 | 913.8143 | 2741.443 | 3 | 1 | 4 | F | VLS_Inline | 4 | 4 | 4 | 6 | BranchMin_4BranchMax_6 | 6 | 5 | 12 | HeaderMin_5HeaderMax_12 | 10
1040 | 90 | 40957-2P-40HP VLSC | RC9914-1-6.92-2P | 913.8143 | 913.8143 | 2741.443 | 3 | 1 | 4 | F | VLS_Inline | 4 | 4 | 4 | 6 | BranchMin_4BranchMax_6 | 6 | 5 | 12 | HeaderMin_5HeaderMax_12 | 12
1041 | 91 | 40957-2P-50HP VLSC | RC9914-1-7.60-2P | 969.4037 | 969.4037 | 2908.2111 | 3 | 1 | 4 | F | VLS_Inline | 4 | 4 | 4 | 8 | BranchMin_4BranchMax_8 | 4 | 5 | 12 | HeaderMin_5HeaderMax_12 | 5
1041 | 91 | 40957-2P-50HP VLSC | RC9914-1-7.60-2P | 969.4037 | 969.4037 | 2908.2111 | 3 | 1 | 4 | F | VLS_Inline | 4 | 4 | 4 | 8 | BranchMin_4BranchMax_8 | 4 | 5 | 12 | HeaderMin_5HeaderMax_12 | 6
1041 | 91 | 40957-2P-50HP VLSC | RC9914-1-7.60-2P | 969.4037 | 969.4037 | 2908.2111 | 3 | 1 | 4 | F | VLS_Inline | 4 | 4 | 4 | 8 | BranchMin_4BranchMax_8 | 4 | 5 | 12 | HeaderMin_5HeaderMax_12 | 8
1041 | 91 | 40957-2P-50HP VLSC | RC9914-1-7.60-2P | 969.4037 | 969.4037 | 2908.2111 | 3 | 1 | 4 | F | VLS_Inline | 4 | 4 | 4 | 8 | BranchMin_4BranchMax_8 | 4 | 5 | 12 | HeaderMin_5HeaderMax_12 | 10
1041 | 91 | 40957-2P-50HP VLSC | RC9914-1-7.60-2P | 969.4037 | 969.4037 | 2908.2111 | 3 | 1 | 4 | F | VLS_Inline | 4 | 4 | 4 | 8 | BranchMin_4BranchMax_8 | 4 | 5 | 12 | HeaderMin_5HeaderMax_12 | 12
1041 | 91 | 40957-2P-50HP VLSC | RC9914-1-7.60-2P | 969.4037 | 969.4037 | 2908.2111 | 3 | 1 | 4 | F | VLS_Inline | 4 | 4 | 4 | 8 | BranchMin_4BranchMax_8 | 5 | 5 | 12 | HeaderMin_5HeaderMax_12 | 5 | INVALID
1041 | 91 | 40957-2P-50HP VLSC | RC9914-1-7.60-2P | 969.4037 | 969.4037 | 2908.2111 | 3 | 1 | 4 | F | VLS_Inline | 4 | 4 | 4 | 8 | BranchMin_4BranchMax_8 | 5 | 5 | 12 | HeaderMin_5HeaderMax_12 | 6
1041 | 91 | 40957-2P-50HP VLSC | RC9914-1-7.60-2P | 969.4037 | 969.4037 | 2908.2111 | 3 | 1 | 4 | F | VLS_Inline | 4 | 4 | 4 | 8 | BranchMin_4BranchMax_8 | 5 | 5 | 12 | HeaderMin_5HeaderMax_12 | 8
1041 | 91 | 40957-2P-50HP VLSC | RC9914-1-7.60-2P | 969.4037 | 969.4037 | 2908.2111 | 3 | 1 | 4 | F | VLS_Inline | 4 | 4 | 4 | 8 | BranchMin_4BranchMax_8 | 5 | 5 | 12 | HeaderMin_5HeaderMax_12 | 10
1041 | 91 | 40957-2P-50HP VLSC | RC9914-1-7.60-2P | 969.4037 | 969.4037 | 2908.2111 | 3 | 1 | 4 | F | VLS_Inline | 4 | 4 | 4 | 8 | BranchMin_4BranchMax_8 | 5 | 5 | 12 | HeaderMin_5HeaderMax_12 | 12
1041 | 91 | 40957-2P-50HP VLSC | RC9914-1-7.60-2P | 969.4037 | 969.4037 | 2908.2111 | 3 | 1 | 4 | F | VLS_Inline | 4 | 4 | 4 | 8 | BranchMin_4BranchMax_8 | 6 | 5 | 12 | HeaderMin_5HeaderMax_12 | 5 | INVALID
1041 | 91 | 40957-2P-50HP VLSC | RC9914-1-7.60-2P | 969.4037 | 969.4037 | 2908.2111 | 3 | 1 | 4 | F | VLS_Inline | 4 | 4 | 4 | 8 | BranchMin_4BranchMax_8 | 6 | 5 | 12 | HeaderMin_5HeaderMax_12 | 6 | INVALID
1041 | 91 | 40957-2P-50HP VLSC | RC9914-1-7.60-2P | 969.4037 | 969.4037 | 2908.2111 | 3 | 1 | 4 | F | VLS_Inline | 4 | 4 | 4 | 8 | BranchMin_4BranchMax_8 | 6 | 5 | 12 | HeaderMin_5HeaderMax_12 | 8
1041 | 91 | 40957-2P-50HP VLSC | RC9914-1-7.60-2P | 969.4037 | 969.4037 | 2908.2111 | 3 | 1 | 4 | F | VLS_Inline | 4 | 4 | 4 | 8 | BranchMin_4BranchMax_8 | 6 | 5 | 12 | HeaderMin_5HeaderMax_12 | 10
1041 | 91 | 40957-2P-50HP VLSC | RC9914-1-7.60-2P | 969.4037 | 969.4037 | 2908.2111 | 3 | 1 | 4 | F | VLS_Inline | 4 | 4 | 4 | 8 | BranchMin_4BranchMax_8 | 6 | 5 | 12 | HeaderMin_5HeaderMax_12 | 12
1041 | 91 | 40957-2P-50HP VLSC | RC9914-1-7.60-2P | 969.4037 | 969.4037 | 2908.2111 | 3 | 1 | 4 | F | VLS_Inline | 4 | 4 | 4 | 8 | BranchMin_4BranchMax_8 | 8 | 5 | 12 | HeaderMin_5HeaderMax_12 | 5 | INVALID
1041 | 91 | 40957-2P-50HP VLSC | RC9914-1-7.60-2P | 969.4037 | 969.4037 | 2908.2111 | 3 | 1 | 4 | F | VLS_Inline | 4 | 4 | 4 | 8 | BranchMin_4BranchMax_8 | 8 | 5 | 12 | HeaderMin_5HeaderMax_12 | 6 | INVALID
1041 | 91 | 40957-2P-50HP VLSC | RC9914-1-7.60-2P | 969.4037 | 969.4037 | 2908.2111 | 3 | 1 | 4 | F | VLS_Inline | 4 | 4 | 4 | 8 | BranchMin_4BranchMax_8 | 8 | 5 | 12 | HeaderMin_5HeaderMax_12 | 8 | INVALID
1041 | 91 | 40957-2P-50HP VLSC | RC9914-1-7.60-2P | 969.4037 | 969.4037 | 2908.2111 | 3 | 1 | 4 | F | VLS_Inline | 4 | 4 | 4 | 8 | BranchMin_4BranchMax_8 | 8 | 5 | 12 | HeaderMin_5HeaderMax_12 | 10
1041 | 91 | 40957-2P-50HP VLSC | RC9914-1-7.60-2P | 969.4037 | 969.4037 | 2908.2111 | 3 | 1 | 4 | F | VLS_Inline | 4 | 4 | 4 | 8 | BranchMin_4BranchMax_8 | 8 | 5 | 12 | HeaderMin_5HeaderMax_12 | 12
1042 | 92 | 40957-2P-60HP VLSC | RC9914-1-8.04-2P | 1015.343 | 1015.343 | 3046.0289 | 3 | 1 | 4 | F | VLS_Inline | 4 | 4 | 4 | 8 | BranchMin_4BranchMax_8 | 4 | 5 | 12 | HeaderMin_5HeaderMax_12 | 5
1042 | 92 | 40957-2P-60HP VLSC | RC9914-1-8.04-2P | 1015.343 | 1015.343 | 3046.0289 | 3 | 1 | 4 | F | VLS_Inline | 4 | 4 | 4 | 8 | BranchMin_4BranchMax_8 | 4 | 5 | 12 | HeaderMin_5HeaderMax_12 | 6
1042 | 92 | 40957-2P-60HP VLSC | RC9914-1-8.04-2P | 1015.343 | 1015.343 | 3046.0289 | 3 | 1 | 4 | F | VLS_Inline | 4 | 4 | 4 | 8 | BranchMin_4BranchMax_8 | 4 | 5 | 12 | HeaderMin_5HeaderMax_12 | 8
1042 | 92 | 40957-2P-60HP VLSC | RC9914-1-8.04-2P | 1015.343 | 1015.343 | 3046.0289 | 3 | 1 | 4 | F | VLS_Inline | 4 | 4 | 4 | 8 | BranchMin_4BranchMax_8 | 4 | 5 | 12 | HeaderMin_5HeaderMax_12 | 10
1042 | 92 | 40957-2P-60HP VLSC | RC9914-1-8.04-2P | 1015.343 | 1015.343 | 3046.0289 | 3 | 1 | 4 | F | VLS_Inline | 4 | 4 | 4 | 8 | BranchMin_4BranchMax_8 | 4 | 5 | 12 | HeaderMin_5HeaderMax_12 | 12
1042 | 92 | 40957-2P-60HP VLSC | RC9914-1-8.04-2P | 1015.343 | 1015.343 | 3046.0289 | 3 | 1 | 4 | F | VLS_Inline | 4 | 4 | 4 | 8 | BranchMin_4BranchMax_8 | 5 | 5 | 12 | HeaderMin_5HeaderMax_12 | 5 | INVALID
1042 | 92 | 40957-2P-60HP VLSC | RC9914-1-8.04-2P | 1015.343 | 1015.343 | 3046.0289 | 3 | 1 | 4 | F | VLS_Inline | 4 | 4 | 4 | 8 | BranchMin_4BranchMax_8 | 5 | 5 | 12 | HeaderMin_5HeaderMax_12 | 6
1042 | 92 | 40957-2P-60HP VLSC | RC9914-1-8.04-2P | 1015.343 | 1015.343 | 3046.0289 | 3 | 1 | 4 | F | VLS_Inline | 4 | 4 | 4 | 8 | BranchMin_4BranchMax_8 | 5 | 5 | 12 | HeaderMin_5HeaderMax_12 | 8
1042 | 92 | 40957-2P-60HP VLSC | RC9914-1-8.04-2P | 1015.343 | 1015.343 | 3046.0289 | 3 | 1 | 4 | F | VLS_Inline | 4 | 4 | 4 | 8 | BranchMin_4BranchMax_8 | 5 | 5 | 12 | HeaderMin_5HeaderMax_12 | 10
1042 | 92 | 40957-2P-60HP VLSC | RC9914-1-8.04-2P | 1015.343 | 1015.343 | 3046.0289 | 3 | 1 | 4 | F | VLS_Inline | 4 | 4 | 4 | 8 | BranchMin_4BranchMax_8 | 5 | 5 | 12 | HeaderMin_5HeaderMax_12 | 12
1042 | 92 | 40957-2P-60HP VLSC | RC9914-1-8.04-2P | 1015.343 | 1015.343 | 3046.0289 | 3 | 1 | 4 | F | VLS_Inline | 4 | 4 | 4 | 8 | BranchMin_4BranchMax_8 | 6 | 5 | 12 | HeaderMin_5HeaderMax_12 | 5 | INVALID
1042 | 92 | 40957-2P-60HP VLSC | RC9914-1-8.04-2P | 1015.343 | 1015.343 | 3046.0289 | 3 | 1 | 4 | F | VLS_Inline | 4 | 4 | 4 | 8 | BranchMin_4BranchMax_8 | 6 | 5 | 12 | HeaderMin_5HeaderMax_12 | 6 | INVALID
1042 | 92 | 40957-2P-60HP VLSC | RC9914-1-8.04-2P | 1015.343 | 1015.343 | 3046.0289 | 3 | 1 | 4 | F | VLS_Inline | 4 | 4 | 4 | 8 | BranchMin_4BranchMax_8 | 6 | 5 | 12 | HeaderMin_5HeaderMax_12 | 8
1042 | 92 | 40957-2P-60HP VLSC | RC9914-1-8.04-2P | 1015.343 | 1015.343 | 3046.0289 | 3 | 1 | 4 | F | VLS_Inline | 4 | 4 | 4 | 8 | BranchMin_4BranchMax_8 | 6 | 5 | 12 | HeaderMin_5HeaderMax_12 | 10
1042 | 92 | 40957-2P-60HP VLSC | RC9914-1-8.04-2P | 1015.343 | 1015.343 | 3046.0289 | 3 | 1 | 4 | F | VLS_Inline | 4 | 4 | 4 | 8 | BranchMin_4BranchMax_8 | 6 | 5 | 12 | HeaderMin_5HeaderMax_12 | 12
1042 | 92 | 40957-2P-60HP VLSC | RC9914-1-8.04-2P | 1015.343 | 1015.343 | 3046.0289 | 3 | 1 | 4 | F | VLS_Inline | 4 | 4 | 4 | 8 | BranchMin_4BranchMax_8 | 8 | 5 | 12 | HeaderMin_5HeaderMax_12 | 5 | INVALID
1042 | 92 | 40957-2P-60HP VLSC | RC9914-1-8.04-2P | 1015.343 | 1015.343 | 3046.0289 | 3 | 1 | 4 | F | VLS_Inline | 4 | 4 | 4 | 8 | BranchMin_4BranchMax_8 | 8 | 5 | 12 | HeaderMin_5HeaderMax_12 | 6 | INVALID
1042 | 92 | 40957-2P-60HP VLSC | RC9914-1-8.04-2P | 1015.343 | 1015.343 | 3046.0289 | 3 | 1 | 4 | F | VLS_Inline | 4 | 4 | 4 | 8 | BranchMin_4BranchMax_8 | 8 | 5 | 12 | HeaderMin_5HeaderMax_12 | 8 | INVALID
1042 | 92 | 40957-2P-60HP VLSC | RC9914-1-8.04-2P | 1015.343 | 1015.343 | 3046.0289 | 3 | 1 | 4 | F | VLS_Inline | 4 | 4 | 4 | 8 | BranchMin_4BranchMax_8 | 8 | 5 | 12 | HeaderMin_5HeaderMax_12 | 10
1042 | 92 | 40957-2P-60HP VLSC | RC9914-1-8.04-2P | 1015.343 | 1015.343 | 3046.0289 | 3 | 1 | 4 | F | VLS_Inline | 4 | 4 | 4 | 8 | BranchMin_4BranchMax_8 | 8 | 5 | 12 | HeaderMin_5HeaderMax_12 | 12
1043 | 93 | 40957-2P-75HP VLSC | RC9914-1-8.58-2P | 1051.8577 | 1051.8577 | 3155.5731 | 3 | 1 | 4 | F | VLS_Inline | 4 | 4 | 4 | 8 | BranchMin_4BranchMax_8 | 4 | 5 | 12 | HeaderMin_5HeaderMax_12 | 5
1043 | 93 | 40957-2P-75HP VLSC | RC9914-1-8.58-2P | 1051.8577 | 1051.8577 | 3155.5731 | 3 | 1 | 4 | F | VLS_Inline | 4 | 4 | 4 | 8 | BranchMin_4BranchMax_8 | 4 | 5 | 12 | HeaderMin_5HeaderMax_12 | 6
1043 | 93 | 40957-2P-75HP VLSC | RC9914-1-8.58-2P | 1051.8577 | 1051.8577 | 3155.5731 | 3 | 1 | 4 | F | VLS_Inline | 4 | 4 | 4 | 8 | BranchMin_4BranchMax_8 | 4 | 5 | 12 | HeaderMin_5HeaderMax_12 | 8
1043 | 93 | 40957-2P-75HP VLSC | RC9914-1-8.58-2P | 1051.8577 | 1051.8577 | 3155.5731 | 3 | 1 | 4 | F | VLS_Inline | 4 | 4 | 4 | 8 | BranchMin_4BranchMax_8 | 4 | 5 | 12 | HeaderMin_5HeaderMax_12 | 10
1043 | 93 | 40957-2P-75HP VLSC | RC9914-1-8.58-2P | 1051.8577 | 1051.8577 | 3155.5731 | 3 | 1 | 4 | F | VLS_Inline | 4 | 4 | 4 | 8 | BranchMin_4BranchMax_8 | 4 | 5 | 12 | HeaderMin_5HeaderMax_12 | 12
1043 | 93 | 40957-2P-75HP VLSC | RC9914-1-8.58-2P | 1051.8577 | 1051.8577 | 3155.5731 | 3 | 1 | 4 | F | VLS_Inline | 4 | 4 | 4 | 8 | BranchMin_4BranchMax_8 | 5 | 5 | 12 | HeaderMin_5HeaderMax_12 | 5 | INVALID
1043 | 93 | 40957-2P-75HP VLSC | RC9914-1-8.58-2P | 1051.8577 | 1051.8577 | 3155.5731 | 3 | 1 | 4 | F | VLS_Inline | 4 | 4 | 4 | 8 | BranchMin_4BranchMax_8 | 5 | 5 | 12 | HeaderMin_5HeaderMax_12 | 6
1043 | 93 | 40957-2P-75HP VLSC | RC9914-1-8.58-2P | 1051.8577 | 1051.8577 | 3155.5731 | 3 | 1 | 4 | F | VLS_Inline | 4 | 4 | 4 | 8 | BranchMin_4BranchMax_8 | 5 | 5 | 12 | HeaderMin_5HeaderMax_12 | 8
1043 | 93 | 40957-2P-75HP VLSC | RC9914-1-8.58-2P | 1051.8577 | 1051.8577 | 3155.5731 | 3 | 1 | 4 | F | VLS_Inline | 4 | 4 | 4 | 8 | BranchMin_4BranchMax_8 | 5 | 5 | 12 | HeaderMin_5HeaderMax_12 | 10
1043 | 93 | 40957-2P-75HP VLSC | RC9914-1-8.58-2P | 1051.8577 | 1051.8577 | 3155.5731 | 3 | 1 | 4 | F | VLS_Inline | 4 | 4 | 4 | 8 | BranchMin_4BranchMax_8 | 5 | 5 | 12 | HeaderMin_5HeaderMax_12 | 12
1043 | 93 | 40957-2P-75HP VLSC | RC9914-1-8.58-2P | 1051.8577 | 1051.8577 | 3155.5731 | 3 | 1 | 4 | F | VLS_Inline | 4 | 4 | 4 | 8 | BranchMin_4BranchMax_8 | 6 | 5 | 12 | HeaderMin_5HeaderMax_12 | 5 | INVALID
1043 | 93 | 40957-2P-75HP VLSC | RC9914-1-8.58-2P | 1051.8577 | 1051.8577 | 3155.5731 | 3 | 1 | 4 | F | VLS_Inline | 4 | 4 | 4 | 8 | BranchMin_4BranchMax_8 | 6 | 5 | 12 | HeaderMin_5HeaderMax_12 | 6 | INVALID
1043 | 93 | 40957-2P-75HP VLSC | RC9914-1-8.58-2P | 1051.8577 | 1051.8577 | 3155.5731 | 3 | 1 | 4 | F | VLS_Inline | 4 | 4 | 4 | 8 | BranchMin_4BranchMax_8 | 6 | 5 | 12 | HeaderMin_5HeaderMax_12 | 8
1043 | 93 | 40957-2P-75HP VLSC | RC9914-1-8.58-2P | 1051.8577 | 1051.8577 | 3155.5731 | 3 | 1 | 4 | F | VLS_Inline | 4 | 4 | 4 | 8 | BranchMin_4BranchMax_8 | 6 | 5 | 12 | HeaderMin_5HeaderMax_12 | 10
1043 | 93 | 40957-2P-75HP VLSC | RC9914-1-8.58-2P | 1051.8577 | 1051.8577 | 3155.5731 | 3 | 1 | 4 | F | VLS_Inline | 4 | 4 | 4 | 8 | BranchMin_4BranchMax_8 | 6 | 5 | 12 | HeaderMin_5HeaderMax_12 | 12
1043 | 93 | 40957-2P-75HP VLSC | RC9914-1-8.58-2P | 1051.8577 | 1051.8577 | 3155.5731 | 3 | 1 | 4 | F | VLS_Inline | 4 | 4 | 4 | 8 | BranchMin_4BranchMax_8 | 8 | 5 | 12 | HeaderMin_5HeaderMax_12 | 5 | INVALID
1043 | 93 | 40957-2P-75HP VLSC | RC9914-1-8.58-2P | 1051.8577 | 1051.8577 | 3155.5731 | 3 | 1 | 4 | F | VLS_Inline | 4 | 4 | 4 | 8 | BranchMin_4BranchMax_8 | 8 | 5 | 12 | HeaderMin_5HeaderMax_12 | 6 | INVALID
1043 | 93 | 40957-2P-75HP VLSC | RC9914-1-8.58-2P | 1051.8577 | 1051.8577 | 3155.5731 | 3 | 1 | 4 | F | VLS_Inline | 4 | 4 | 4 | 8 | BranchMin_4BranchMax_8 | 8 | 5 | 12 | HeaderMin_5HeaderMax_12 | 8 | INVALID
1043 | 93 | 40957-2P-75HP VLSC | RC9914-1-8.58-2P | 1051.8577 | 1051.8577 | 3155.5731 | 3 | 1 | 4 | F | VLS_Inline | 4 | 4 | 4 | 8 | BranchMin_4BranchMax_8 | 8 | 5 | 12 | HeaderMin_5HeaderMax_12 | 10
1043 | 93 | 40957-2P-75HP VLSC | RC9914-1-8.58-2P | 1051.8577 | 1051.8577 | 3155.5731 | 3 | 1 | 4 | F | VLS_Inline | 4 | 4 | 4 | 8 | BranchMin_4BranchMax_8 | 8 | 5 | 12 | HeaderMin_5HeaderMax_12 | 12
1044 | 94 | 40957-2P-100HP VLSC | RC9914-1-9.43-2P | 1127.0937 | 1127.0937 | 3381.2812 | 3 | 1 | 4 | F | VLS_Inline | 4 | 4 | 4 | 8 | BranchMin_4BranchMax_8 | 4 | 5 | 12 | HeaderMin_5HeaderMax_12 | 5
1044 | 94 | 40957-2P-100HP VLSC | RC9914-1-9.43-2P | 1127.0937 | 1127.0937 | 3381.2812 | 3 | 1 | 4 | F | VLS_Inline | 4 | 4 | 4 | 8 | BranchMin_4BranchMax_8 | 4 | 5 | 12 | HeaderMin_5HeaderMax_12 | 6
1044 | 94 | 40957-2P-100HP VLSC | RC9914-1-9.43-2P | 1127.0937 | 1127.0937 | 3381.2812 | 3 | 1 | 4 | F | VLS_Inline | 4 | 4 | 4 | 8 | BranchMin_4BranchMax_8 | 4 | 5 | 12 | HeaderMin_5HeaderMax_12 | 8
1044 | 94 | 40957-2P-100HP VLSC | RC9914-1-9.43-2P | 1127.0937 | 1127.0937 | 3381.2812 | 3 | 1 | 4 | F | VLS_Inline | 4 | 4 | 4 | 8 | BranchMin_4BranchMax_8 | 4 | 5 | 12 | HeaderMin_5HeaderMax_12 | 10
1044 | 94 | 40957-2P-100HP VLSC | RC9914-1-9.43-2P | 1127.0937 | 1127.0937 | 3381.2812 | 3 | 1 | 4 | F | VLS_Inline | 4 | 4 | 4 | 8 | BranchMin_4BranchMax_8 | 4 | 5 | 12 | HeaderMin_5HeaderMax_12 | 12
1044 | 94 | 40957-2P-100HP VLSC | RC9914-1-9.43-2P | 1127.0937 | 1127.0937 | 3381.2812 | 3 | 1 | 4 | F | VLS_Inline | 4 | 4 | 4 | 8 | BranchMin_4BranchMax_8 | 5 | 5 | 12 | HeaderMin_5HeaderMax_12 | 5 | INVALID
1044 | 94 | 40957-2P-100HP VLSC | RC9914-1-9.43-2P | 1127.0937 | 1127.0937 | 3381.2812 | 3 | 1 | 4 | F | VLS_Inline | 4 | 4 | 4 | 8 | BranchMin_4BranchMax_8 | 5 | 5 | 12 | HeaderMin_5HeaderMax_12 | 6
1044 | 94 | 40957-2P-100HP VLSC | RC9914-1-9.43-2P | 1127.0937 | 1127.0937 | 3381.2812 | 3 | 1 | 4 | F | VLS_Inline | 4 | 4 | 4 | 8 | BranchMin_4BranchMax_8 | 5 | 5 | 12 | HeaderMin_5HeaderMax_12 | 8
1044 | 94 | 40957-2P-100HP VLSC | RC9914-1-9.43-2P | 1127.0937 | 1127.0937 | 3381.2812 | 3 | 1 | 4 | F | VLS_Inline | 4 | 4 | 4 | 8 | BranchMin_4BranchMax_8 | 5 | 5 | 12 | HeaderMin_5HeaderMax_12 | 10
1044 | 94 | 40957-2P-100HP VLSC | RC9914-1-9.43-2P | 1127.0937 | 1127.0937 | 3381.2812 | 3 | 1 | 4 | F | VLS_Inline | 4 | 4 | 4 | 8 | BranchMin_4BranchMax_8 | 5 | 5 | 12 | HeaderMin_5HeaderMax_12 | 12
1044 | 94 | 40957-2P-100HP VLSC | RC9914-1-9.43-2P | 1127.0937 | 1127.0937 | 3381.2812 | 3 | 1 | 4 | F | VLS_Inline | 4 | 4 | 4 | 8 | BranchMin_4BranchMax_8 | 6 | 5 | 12 | HeaderMin_5HeaderMax_12 | 5 | INVALID
1044 | 94 | 40957-2P-100HP VLSC | RC9914-1-9.43-2P | 1127.0937 | 1127.0937 | 3381.2812 | 3 | 1 | 4 | F | VLS_Inline | 4 | 4 | 4 | 8 | BranchMin_4BranchMax_8 | 6 | 5 | 12 | HeaderMin_5HeaderMax_12 | 6 | INVALID
1044 | 94 | 40957-2P-100HP VLSC | RC9914-1-9.43-2P | 1127.0937 | 1127.0937 | 3381.2812 | 3 | 1 | 4 | F | VLS_Inline | 4 | 4 | 4 | 8 | BranchMin_4BranchMax_8 | 6 | 5 | 12 | HeaderMin_5HeaderMax_12 | 8
1044 | 94 | 40957-2P-100HP VLSC | RC9914-1-9.43-2P | 1127.0937 | 1127.0937 | 3381.2812 | 3 | 1 | 4 | F | VLS_Inline | 4 | 4 | 4 | 8 | BranchMin_4BranchMax_8 | 6 | 5 | 12 | HeaderMin_5HeaderMax_12 | 10
1044 | 94 | 40957-2P-100HP VLSC | RC9914-1-9.43-2P | 1127.0937 | 1127.0937 | 3381.2812 | 3 | 1 | 4 | F | VLS_Inline | 4 | 4 | 4 | 8 | BranchMin_4BranchMax_8 | 6 | 5 | 12 | HeaderMin_5HeaderMax_12 | 12
1044 | 94 | 40957-2P-100HP VLSC | RC9914-1-9.43-2P | 1127.0937 | 1127.0937 | 3381.2812 | 3 | 1 | 4 | F | VLS_Inline | 4 | 4 | 4 | 8 | BranchMin_4BranchMax_8 | 8 | 5 | 12 | HeaderMin_5HeaderMax_12 | 5 | INVALID
1044 | 94 | 40957-2P-100HP VLSC | RC9914-1-9.43-2P | 1127.0937 | 1127.0937 | 3381.2812 | 3 | 1 | 4 | F | VLS_Inline | 4 | 4 | 4 | 8 | BranchMin_4BranchMax_8 | 8 | 5 | 12 | HeaderMin_5HeaderMax_12 | 6 | INVALID
1044 | 94 | 40957-2P-100HP VLSC | RC9914-1-9.43-2P | 1127.0937 | 1127.0937 | 3381.2812 | 3 | 1 | 4 | F | VLS_Inline | 4 | 4 | 4 | 8 | BranchMin_4BranchMax_8 | 8 | 5 | 12 | HeaderMin_5HeaderMax_12 | 8 | INVALID
1044 | 94 | 40957-2P-100HP VLSC | RC9914-1-9.43-2P | 1127.0937 | 1127.0937 | 3381.2812 | 3 | 1 | 4 | F | VLS_Inline | 4 | 4 | 4 | 8 | BranchMin_4BranchMax_8 | 8 | 5 | 12 | HeaderMin_5HeaderMax_12 | 10
1044 | 94 | 40957-2P-100HP VLSC | RC9914-1-9.43-2P | 1127.0937 | 1127.0937 | 3381.2812 | 3 | 1 | 4 | F | VLS_Inline | 4 | 4 | 4 | 8 | BranchMin_4BranchMax_8 | 8 | 5 | 12 | HeaderMin_5HeaderMax_12 | 12
1045 | 95 | 40957-4P-5HP VLSC | RC9914-1-6.91 | 456.5775 | 456.5775 | 1369.7324 | 3 | 1 | 4 | F | VLS_Inline | 4 | 4 | 4 | 5 | BranchMin_4BranchMax_5 | 4 | 5 | 8 | HeaderMin_5HeaderMax_8 | 5
1045 | 95 | 40957-4P-5HP VLSC | RC9914-1-6.91 | 456.5775 | 456.5775 | 1369.7324 | 3 | 1 | 4 | F | VLS_Inline | 4 | 4 | 4 | 5 | BranchMin_4BranchMax_5 | 4 | 5 | 8 | HeaderMin_5HeaderMax_8 | 6
1045 | 95 | 40957-4P-5HP VLSC | RC9914-1-6.91 | 456.5775 | 456.5775 | 1369.7324 | 3 | 1 | 4 | F | VLS_Inline | 4 | 4 | 4 | 5 | BranchMin_4BranchMax_5 | 4 | 5 | 8 | HeaderMin_5HeaderMax_8 | 8
1045 | 95 | 40957-4P-5HP VLSC | RC9914-1-6.91 | 456.5775 | 456.5775 | 1369.7324 | 3 | 1 | 4 | F | VLS_Inline | 4 | 4 | 4 | 5 | BranchMin_4BranchMax_5 | 5 | 5 | 8 | HeaderMin_5HeaderMax_8 | 5 | INVALID
1045 | 95 | 40957-4P-5HP VLSC | RC9914-1-6.91 | 456.5775 | 456.5775 | 1369.7324 | 3 | 1 | 4 | F | VLS_Inline | 4 | 4 | 4 | 5 | BranchMin_4BranchMax_5 | 5 | 5 | 8 | HeaderMin_5HeaderMax_8 | 6
1045 | 95 | 40957-4P-5HP VLSC | RC9914-1-6.91 | 456.5775 | 456.5775 | 1369.7324 | 3 | 1 | 4 | F | VLS_Inline | 4 | 4 | 4 | 5 | BranchMin_4BranchMax_5 | 5 | 5 | 8 | HeaderMin_5HeaderMax_8 | 8
1046 | 96 | 40957-4P-7.5HP VLSC | RC9914-1-8.04 | 508.0798 | 508.0798 | 1524.2394 | 3 | 1 | 4 | F | VLS_Inline | 4 | 4 | 4 | 5 | BranchMin_4BranchMax_5 | 4 | 5 | 8 | HeaderMin_5HeaderMax_8 | 5
1046 | 96 | 40957-4P-7.5HP VLSC | RC9914-1-8.04 | 508.0798 | 508.0798 | 1524.2394 | 3 | 1 | 4 | F | VLS_Inline | 4 | 4 | 4 | 5 | BranchMin_4BranchMax_5 | 4 | 5 | 8 | HeaderMin_5HeaderMax_8 | 6
1046 | 96 | 40957-4P-7.5HP VLSC | RC9914-1-8.04 | 508.0798 | 508.0798 | 1524.2394 | 3 | 1 | 4 | F | VLS_Inline | 4 | 4 | 4 | 5 | BranchMin_4BranchMax_5 | 4 | 5 | 8 | HeaderMin_5HeaderMax_8 | 8
1046 | 96 | 40957-4P-7.5HP VLSC | RC9914-1-8.04 | 508.0798 | 508.0798 | 1524.2394 | 3 | 1 | 4 | F | VLS_Inline | 4 | 4 | 4 | 5 | BranchMin_4BranchMax_5 | 5 | 5 | 8 | HeaderMin_5HeaderMax_8 | 5 | INVALID
1046 | 96 | 40957-4P-7.5HP VLSC | RC9914-1-8.04 | 508.0798 | 508.0798 | 1524.2394 | 3 | 1 | 4 | F | VLS_Inline | 4 | 4 | 4 | 5 | BranchMin_4BranchMax_5 | 5 | 5 | 8 | HeaderMin_5HeaderMax_8 | 6
1046 | 96 | 40957-4P-7.5HP VLSC | RC9914-1-8.04 | 508.0798 | 508.0798 | 1524.2394 | 3 | 1 | 4 | F | VLS_Inline | 4 | 4 | 4 | 5 | BranchMin_4BranchMax_5 | 5 | 5 | 8 | HeaderMin_5HeaderMax_8 | 8
1047 | 97 | 40957-4P-10HP VLSC | RC9914-1-8.77 | 534.9443 | 534.9443 | 1604.833 | 3 | 1 | 4 | F | VLS_Inline | 4 | 4 | 4 | 5 | BranchMin_4BranchMax_5 | 4 | 5 | 10 | HeaderMin_5HeaderMax_10 | 5
1047 | 97 | 40957-4P-10HP VLSC | RC9914-1-8.77 | 534.9443 | 534.9443 | 1604.833 | 3 | 1 | 4 | F | VLS_Inline | 4 | 4 | 4 | 5 | BranchMin_4BranchMax_5 | 4 | 5 | 10 | HeaderMin_5HeaderMax_10 | 6
1047 | 97 | 40957-4P-10HP VLSC | RC9914-1-8.77 | 534.9443 | 534.9443 | 1604.833 | 3 | 1 | 4 | F | VLS_Inline | 4 | 4 | 4 | 5 | BranchMin_4BranchMax_5 | 4 | 5 | 10 | HeaderMin_5HeaderMax_10 | 8
1047 | 97 | 40957-4P-10HP VLSC | RC9914-1-8.77 | 534.9443 | 534.9443 | 1604.833 | 3 | 1 | 4 | F | VLS_Inline | 4 | 4 | 4 | 5 | BranchMin_4BranchMax_5 | 4 | 5 | 10 | HeaderMin_5HeaderMax_10 | 10
1047 | 97 | 40957-4P-10HP VLSC | RC9914-1-8.77 | 534.9443 | 534.9443 | 1604.833 | 3 | 1 | 4 | F | VLS_Inline | 4 | 4 | 4 | 5 | BranchMin_4BranchMax_5 | 5 | 5 | 10 | HeaderMin_5HeaderMax_10 | 5 | INVALID
1047 | 97 | 40957-4P-10HP VLSC | RC9914-1-8.77 | 534.9443 | 534.9443 | 1604.833 | 3 | 1 | 4 | F | VLS_Inline | 4 | 4 | 4 | 5 | BranchMin_4BranchMax_5 | 5 | 5 | 10 | HeaderMin_5HeaderMax_10 | 6
1047 | 97 | 40957-4P-10HP VLSC | RC9914-1-8.77 | 534.9443 | 534.9443 | 1604.833 | 3 | 1 | 4 | F | VLS_Inline | 4 | 4 | 4 | 5 | BranchMin_4BranchMax_5 | 5 | 5 | 10 | HeaderMin_5HeaderMax_10 | 8
1047 | 97 | 40957-4P-10HP VLSC | RC9914-1-8.77 | 534.9443 | 534.9443 | 1604.833 | 3 | 1 | 4 | F | VLS_Inline | 4 | 4 | 4 | 5 | BranchMin_4BranchMax_5 | 5 | 5 | 10 | HeaderMin_5HeaderMax_10 | 10
1048 | 98 | 40957-4P-15HP VLSC | RC9914-1-9.6 | 568.82 | 568.82 | 1706.46 | 3 | 1 | 4 | F | VLS_Inline | 4 | 4 | 4 | 5 | BranchMin_4BranchMax_5 | 4 | 5 | 10 | HeaderMin_5HeaderMax_10 | 5
1048 | 98 | 40957-4P-15HP VLSC | RC9914-1-9.6 | 568.82 | 568.82 | 1706.46 | 3 | 1 | 4 | F | VLS_Inline | 4 | 4 | 4 | 5 | BranchMin_4BranchMax_5 | 4 | 5 | 10 | HeaderMin_5HeaderMax_10 | 6
1048 | 98 | 40957-4P-15HP VLSC | RC9914-1-9.6 | 568.82 | 568.82 | 1706.46 | 3 | 1 | 4 | F | VLS_Inline | 4 | 4 | 4 | 5 | BranchMin_4BranchMax_5 | 4 | 5 | 10 | HeaderMin_5HeaderMax_10 | 8
1048 | 98 | 40957-4P-15HP VLSC | RC9914-1-9.6 | 568.82 | 568.82 | 1706.46 | 3 | 1 | 4 | F | VLS_Inline | 4 | 4 | 4 | 5 | BranchMin_4BranchMax_5 | 4 | 5 | 10 | HeaderMin_5HeaderMax_10 | 10
1048 | 98 | 40957-4P-15HP VLSC | RC9914-1-9.6 | 568.82 | 568.82 | 1706.46 | 3 | 1 | 4 | F | VLS_Inline | 4 | 4 | 4 | 5 | BranchMin_4BranchMax_5 | 5 | 5 | 10 | HeaderMin_5HeaderMax_10 | 5 | INVALID
1048 | 98 | 40957-4P-15HP VLSC | RC9914-1-9.6 | 568.82 | 568.82 | 1706.46 | 3 | 1 | 4 | F | VLS_Inline | 4 | 4 | 4 | 5 | BranchMin_4BranchMax_5 | 5 | 5 | 10 | HeaderMin_5HeaderMax_10 | 6
1048 | 98 | 40957-4P-15HP VLSC | RC9914-1-9.6 | 568.82 | 568.82 | 1706.46 | 3 | 1 | 4 | F | VLS_Inline | 4 | 4 | 4 | 5 | BranchMin_4BranchMax_5 | 5 | 5 | 10 | HeaderMin_5HeaderMax_10 | 8
1048 | 98 | 40957-4P-15HP VLSC | RC9914-1-9.6 | 568.82 | 568.82 | 1706.46 | 3 | 1 | 4 | F | VLS_Inline | 4 | 4 | 4 | 5 | BranchMin_4BranchMax_5 | 5 | 5 | 10 | HeaderMin_5HeaderMax_10 | 10
1049 | 99 | 40959-2P-40HP VLSC | VLSC_40959_2P_40HP | 885.0742 | 885.0742 | 2655.2225 | 3 | 1 | 4 | F | VLS_Inline | 4 | 4 | 4 | 6 | BranchMin_4BranchMax_6 | 4 | 5 | 12 | HeaderMin_5HeaderMax_12 | 5
1049 | 99 | 40959-2P-40HP VLSC | VLSC_40959_2P_40HP | 885.0742 | 885.0742 | 2655.2225 | 3 | 1 | 4 | F | VLS_Inline | 4 | 4 | 4 | 6 | BranchMin_4BranchMax_6 | 4 | 5 | 12 | HeaderMin_5HeaderMax_12 | 6
1049 | 99 | 40959-2P-40HP VLSC | VLSC_40959_2P_40HP | 885.0742 | 885.0742 | 2655.2225 | 3 | 1 | 4 | F | VLS_Inline | 4 | 4 | 4 | 6 | BranchMin_4BranchMax_6 | 4 | 5 | 12 | HeaderMin_5HeaderMax_12 | 8
1049 | 99 | 40959-2P-40HP VLSC | VLSC_40959_2P_40HP | 885.0742 | 885.0742 | 2655.2225 | 3 | 1 | 4 | F | VLS_Inline | 4 | 4 | 4 | 6 | BranchMin_4BranchMax_6 | 4 | 5 | 12 | HeaderMin_5HeaderMax_12 | 10
1049 | 99 | 40959-2P-40HP VLSC | VLSC_40959_2P_40HP | 885.0742 | 885.0742 | 2655.2225 | 3 | 1 | 4 | F | VLS_Inline | 4 | 4 | 4 | 6 | BranchMin_4BranchMax_6 | 4 | 5 | 12 | HeaderMin_5HeaderMax_12 | 12
1049 | 99 | 40959-2P-40HP VLSC | VLSC_40959_2P_40HP | 885.0742 | 885.0742 | 2655.2225 | 3 | 1 | 4 | F | VLS_Inline | 4 | 4 | 4 | 6 | BranchMin_4BranchMax_6 | 5 | 5 | 12 | HeaderMin_5HeaderMax_12 | 5 | INVALID
1049 | 99 | 40959-2P-40HP VLSC | VLSC_40959_2P_40HP | 885.0742 | 885.0742 | 2655.2225 | 3 | 1 | 4 | F | VLS_Inline | 4 | 4 | 4 | 6 | BranchMin_4BranchMax_6 | 5 | 5 | 12 | HeaderMin_5HeaderMax_12 | 6
1049 | 99 | 40959-2P-40HP VLSC | VLSC_40959_2P_40HP | 885.0742 | 885.0742 | 2655.2225 | 3 | 1 | 4 | F | VLS_Inline | 4 | 4 | 4 | 6 | BranchMin_4BranchMax_6 | 5 | 5 | 12 | HeaderMin_5HeaderMax_12 | 8
1049 | 99 | 40959-2P-40HP VLSC | VLSC_40959_2P_40HP | 885.0742 | 885.0742 | 2655.2225 | 3 | 1 | 4 | F | VLS_Inline | 4 | 4 | 4 | 6 | BranchMin_4BranchMax_6 | 5 | 5 | 12 | HeaderMin_5HeaderMax_12 | 10
1049 | 99 | 40959-2P-40HP VLSC | VLSC_40959_2P_40HP | 885.0742 | 885.0742 | 2655.2225 | 3 | 1 | 4 | F | VLS_Inline | 4 | 4 | 4 | 6 | BranchMin_4BranchMax_6 | 5 | 5 | 12 | HeaderMin_5HeaderMax_12 | 12
1049 | 99 | 40959-2P-40HP VLSC | VLSC_40959_2P_40HP | 885.0742 | 885.0742 | 2655.2225 | 3 | 1 | 4 | F | VLS_Inline | 4 | 4 | 4 | 6 | BranchMin_4BranchMax_6 | 6 | 5 | 12 | HeaderMin_5HeaderMax_12 | 5 | INVALID
1049 | 99 | 40959-2P-40HP VLSC | VLSC_40959_2P_40HP | 885.0742 | 885.0742 | 2655.2225 | 3 | 1 | 4 | F | VLS_Inline | 4 | 4 | 4 | 6 | BranchMin_4BranchMax_6 | 6 | 5 | 12 | HeaderMin_5HeaderMax_12 | 6 | INVALID
1049 | 99 | 40959-2P-40HP VLSC | VLSC_40959_2P_40HP | 885.0742 | 885.0742 | 2655.2225 | 3 | 1 | 4 | F | VLS_Inline | 4 | 4 | 4 | 6 | BranchMin_4BranchMax_6 | 6 | 5 | 12 | HeaderMin_5HeaderMax_12 | 8
1049 | 99 | 40959-2P-40HP VLSC | VLSC_40959_2P_40HP | 885.0742 | 885.0742 | 2655.2225 | 3 | 1 | 4 | F | VLS_Inline | 4 | 4 | 4 | 6 | BranchMin_4BranchMax_6 | 6 | 5 | 12 | HeaderMin_5HeaderMax_12 | 10
1049 | 99 | 40959-2P-40HP VLSC | VLSC_40959_2P_40HP | 885.0742 | 885.0742 | 2655.2225 | 3 | 1 | 4 | F | VLS_Inline | 4 | 4 | 4 | 6 | BranchMin_4BranchMax_6 | 6 | 5 | 12 | HeaderMin_5HeaderMax_12 | 12
1050 | 100 | 40959-2P-50HP VLSC | VLSC_40959_2P_50HP | 912.6252 | 912.6252 | 2737.8756 | 3 | 1 | 4 | F | VLS_Inline | 4 | 4 | 4 | 6 | BranchMin_4BranchMax_6 | 4 | 5 | 12 | HeaderMin_5HeaderMax_12 | 5
1050 | 100 | 40959-2P-50HP VLSC | VLSC_40959_2P_50HP | 912.6252 | 912.6252 | 2737.8756 | 3 | 1 | 4 | F | VLS_Inline | 4 | 4 | 4 | 6 | BranchMin_4BranchMax_6 | 4 | 5 | 12 | HeaderMin_5HeaderMax_12 | 6
1050 | 100 | 40959-2P-50HP VLSC | VLSC_40959_2P_50HP | 912.6252 | 912.6252 | 2737.8756 | 3 | 1 | 4 | F | VLS_Inline | 4 | 4 | 4 | 6 | BranchMin_4BranchMax_6 | 4 | 5 | 12 | HeaderMin_5HeaderMax_12 | 8
1050 | 100 | 40959-2P-50HP VLSC | VLSC_40959_2P_50HP | 912.6252 | 912.6252 | 2737.8756 | 3 | 1 | 4 | F | VLS_Inline | 4 | 4 | 4 | 6 | BranchMin_4BranchMax_6 | 4 | 5 | 12 | HeaderMin_5HeaderMax_12 | 10
1050 | 100 | 40959-2P-50HP VLSC | VLSC_40959_2P_50HP | 912.6252 | 912.6252 | 2737.8756 | 3 | 1 | 4 | F | VLS_Inline | 4 | 4 | 4 | 6 | BranchMin_4BranchMax_6 | 4 | 5 | 12 | HeaderMin_5HeaderMax_12 | 12
1050 | 100 | 40959-2P-50HP VLSC | VLSC_40959_2P_50HP | 912.6252 | 912.6252 | 2737.8756 | 3 | 1 | 4 | F | VLS_Inline | 4 | 4 | 4 | 6 | BranchMin_4BranchMax_6 | 5 | 5 | 12 | HeaderMin_5HeaderMax_12 | 5 | INVALID
1050 | 100 | 40959-2P-50HP VLSC | VLSC_40959_2P_50HP | 912.6252 | 912.6252 | 2737.8756 | 3 | 1 | 4 | F | VLS_Inline | 4 | 4 | 4 | 6 | BranchMin_4BranchMax_6 | 5 | 5 | 12 | HeaderMin_5HeaderMax_12 | 6
1050 | 100 | 40959-2P-50HP VLSC | VLSC_40959_2P_50HP | 912.6252 | 912.6252 | 2737.8756 | 3 | 1 | 4 | F | VLS_Inline | 4 | 4 | 4 | 6 | BranchMin_4BranchMax_6 | 5 | 5 | 12 | HeaderMin_5HeaderMax_12 | 8
1050 | 100 | 40959-2P-50HP VLSC | VLSC_40959_2P_50HP | 912.6252 | 912.6252 | 2737.8756 | 3 | 1 | 4 | F | VLS_Inline | 4 | 4 | 4 | 6 | BranchMin_4BranchMax_6 | 5 | 5 | 12 | HeaderMin_5HeaderMax_12 | 10
1050 | 100 | 40959-2P-50HP VLSC | VLSC_40959_2P_50HP | 912.6252 | 912.6252 | 2737.8756 | 3 | 1 | 4 | F | VLS_Inline | 4 | 4 | 4 | 6 | BranchMin_4BranchMax_6 | 5 | 5 | 12 | HeaderMin_5HeaderMax_12 | 12
1050 | 100 | 40959-2P-50HP VLSC | VLSC_40959_2P_50HP | 912.6252 | 912.6252 | 2737.8756 | 3 | 1 | 4 | F | VLS_Inline | 4 | 4 | 4 | 6 | BranchMin_4BranchMax_6 | 6 | 5 | 12 | HeaderMin_5HeaderMax_12 | 5 | INVALID
1050 | 100 | 40959-2P-50HP VLSC | VLSC_40959_2P_50HP | 912.6252 | 912.6252 | 2737.8756 | 3 | 1 | 4 | F | VLS_Inline | 4 | 4 | 4 | 6 | BranchMin_4BranchMax_6 | 6 | 5 | 12 | HeaderMin_5HeaderMax_12 | 6 | INVALID
1050 | 100 | 40959-2P-50HP VLSC | VLSC_40959_2P_50HP | 912.6252 | 912.6252 | 2737.8756 | 3 | 1 | 4 | F | VLS_Inline | 4 | 4 | 4 | 6 | BranchMin_4BranchMax_6 | 6 | 5 | 12 | HeaderMin_5HeaderMax_12 | 8
1050 | 100 | 40959-2P-50HP VLSC | VLSC_40959_2P_50HP | 912.6252 | 912.6252 | 2737.8756 | 3 | 1 | 4 | F | VLS_Inline | 4 | 4 | 4 | 6 | BranchMin_4BranchMax_6 | 6 | 5 | 12 | HeaderMin_5HeaderMax_12 | 10
1050 | 100 | 40959-2P-50HP VLSC | VLSC_40959_2P_50HP | 912.6252 | 912.6252 | 2737.8756 | 3 | 1 | 4 | F | VLS_Inline | 4 | 4 | 4 | 6 | BranchMin_4BranchMax_6 | 6 | 5 | 12 | HeaderMin_5HeaderMax_12 | 12
1051 | 101 | 40959-2P-60HP VLSC | VLSC_40959_2P_60HP | 955.0129 | 955.0129 | 2865.0386 | 3 | 1 | 4 | F | VLS_Inline | 4 | 4 | 4 | 8 | BranchMin_4BranchMax_8 | 4 | 5 | 12 | HeaderMin_5HeaderMax_12 | 5
1051 | 101 | 40959-2P-60HP VLSC | VLSC_40959_2P_60HP | 955.0129 | 955.0129 | 2865.0386 | 3 | 1 | 4 | F | VLS_Inline | 4 | 4 | 4 | 8 | BranchMin_4BranchMax_8 | 4 | 5 | 12 | HeaderMin_5HeaderMax_12 | 6
1051 | 101 | 40959-2P-60HP VLSC | VLSC_40959_2P_60HP | 955.0129 | 955.0129 | 2865.0386 | 3 | 1 | 4 | F | VLS_Inline | 4 | 4 | 4 | 8 | BranchMin_4BranchMax_8 | 4 | 5 | 12 | HeaderMin_5HeaderMax_12 | 8
1051 | 101 | 40959-2P-60HP VLSC | VLSC_40959_2P_60HP | 955.0129 | 955.0129 | 2865.0386 | 3 | 1 | 4 | F | VLS_Inline | 4 | 4 | 4 | 8 | BranchMin_4BranchMax_8 | 4 | 5 | 12 | HeaderMin_5HeaderMax_12 | 10
1051 | 101 | 40959-2P-60HP VLSC | VLSC_40959_2P_60HP | 955.0129 | 955.0129 | 2865.0386 | 3 | 1 | 4 | F | VLS_Inline | 4 | 4 | 4 | 8 | BranchMin_4BranchMax_8 | 4 | 5 | 12 | HeaderMin_5HeaderMax_12 | 12
1051 | 101 | 40959-2P-60HP VLSC | VLSC_40959_2P_60HP | 955.0129 | 955.0129 | 2865.0386 | 3 | 1 | 4 | F | VLS_Inline | 4 | 4 | 4 | 8 | BranchMin_4BranchMax_8 | 5 | 5 | 12 | HeaderMin_5HeaderMax_12 | 5 | INVALID
1051 | 101 | 40959-2P-60HP VLSC | VLSC_40959_2P_60HP | 955.0129 | 955.0129 | 2865.0386 | 3 | 1 | 4 | F | VLS_Inline | 4 | 4 | 4 | 8 | BranchMin_4BranchMax_8 | 5 | 5 | 12 | HeaderMin_5HeaderMax_12 | 6
1051 | 101 | 40959-2P-60HP VLSC | VLSC_40959_2P_60HP | 955.0129 | 955.0129 | 2865.0386 | 3 | 1 | 4 | F | VLS_Inline | 4 | 4 | 4 | 8 | BranchMin_4BranchMax_8 | 5 | 5 | 12 | HeaderMin_5HeaderMax_12 | 8
1051 | 101 | 40959-2P-60HP VLSC | VLSC_40959_2P_60HP | 955.0129 | 955.0129 | 2865.0386 | 3 | 1 | 4 | F | VLS_Inline | 4 | 4 | 4 | 8 | BranchMin_4BranchMax_8 | 5 | 5 | 12 | HeaderMin_5HeaderMax_12 | 10
1051 | 101 | 40959-2P-60HP VLSC | VLSC_40959_2P_60HP | 955.0129 | 955.0129 | 2865.0386 | 3 | 1 | 4 | F | VLS_Inline | 4 | 4 | 4 | 8 | BranchMin_4BranchMax_8 | 5 | 5 | 12 | HeaderMin_5HeaderMax_12 | 12
1051 | 101 | 40959-2P-60HP VLSC | VLSC_40959_2P_60HP | 955.0129 | 955.0129 | 2865.0386 | 3 | 1 | 4 | F | VLS_Inline | 4 | 4 | 4 | 8 | BranchMin_4BranchMax_8 | 6 | 5 | 12 | HeaderMin_5HeaderMax_12 | 5 | INVALID
1051 | 101 | 40959-2P-60HP VLSC | VLSC_40959_2P_60HP | 955.0129 | 955.0129 | 2865.0386 | 3 | 1 | 4 | F | VLS_Inline | 4 | 4 | 4 | 8 | BranchMin_4BranchMax_8 | 6 | 5 | 12 | HeaderMin_5HeaderMax_12 | 6 | INVALID
1051 | 101 | 40959-2P-60HP VLSC | VLSC_40959_2P_60HP | 955.0129 | 955.0129 | 2865.0386 | 3 | 1 | 4 | F | VLS_Inline | 4 | 4 | 4 | 8 | BranchMin_4BranchMax_8 | 6 | 5 | 12 | HeaderMin_5HeaderMax_12 | 8
1051 | 101 | 40959-2P-60HP VLSC | VLSC_40959_2P_60HP | 955.0129 | 955.0129 | 2865.0386 | 3 | 1 | 4 | F | VLS_Inline | 4 | 4 | 4 | 8 | BranchMin_4BranchMax_8 | 6 | 5 | 12 | HeaderMin_5HeaderMax_12 | 10
1051 | 101 | 40959-2P-60HP VLSC | VLSC_40959_2P_60HP | 955.0129 | 955.0129 | 2865.0386 | 3 | 1 | 4 | F | VLS_Inline | 4 | 4 | 4 | 8 | BranchMin_4BranchMax_8 | 6 | 5 | 12 | HeaderMin_5HeaderMax_12 | 12
1051 | 101 | 40959-2P-60HP VLSC | VLSC_40959_2P_60HP | 955.0129 | 955.0129 | 2865.0386 | 3 | 1 | 4 | F | VLS_Inline | 4 | 4 | 4 | 8 | BranchMin_4BranchMax_8 | 8 | 5 | 12 | HeaderMin_5HeaderMax_12 | 5 | INVALID
1051 | 101 | 40959-2P-60HP VLSC | VLSC_40959_2P_60HP | 955.0129 | 955.0129 | 2865.0386 | 3 | 1 | 4 | F | VLS_Inline | 4 | 4 | 4 | 8 | BranchMin_4BranchMax_8 | 8 | 5 | 12 | HeaderMin_5HeaderMax_12 | 6 | INVALID
1051 | 101 | 40959-2P-60HP VLSC | VLSC_40959_2P_60HP | 955.0129 | 955.0129 | 2865.0386 | 3 | 1 | 4 | F | VLS_Inline | 4 | 4 | 4 | 8 | BranchMin_4BranchMax_8 | 8 | 5 | 12 | HeaderMin_5HeaderMax_12 | 8 | INVALID
1051 | 101 | 40959-2P-60HP VLSC | VLSC_40959_2P_60HP | 955.0129 | 955.0129 | 2865.0386 | 3 | 1 | 4 | F | VLS_Inline | 4 | 4 | 4 | 8 | BranchMin_4BranchMax_8 | 8 | 5 | 12 | HeaderMin_5HeaderMax_12 | 10
1051 | 101 | 40959-2P-60HP VLSC | VLSC_40959_2P_60HP | 955.0129 | 955.0129 | 2865.0386 | 3 | 1 | 4 | F | VLS_Inline | 4 | 4 | 4 | 8 | BranchMin_4BranchMax_8 | 8 | 5 | 12 | HeaderMin_5HeaderMax_12 | 12
1052 | 102 | 40959-2P-75HP VLSC | VLSC_40959_2P_75HP | 1024.8269 | 1024.8269 | 3074.4806 | 3 | 1 | 4 | F | VLS_Inline | 4 | 4 | 4 | 8 | BranchMin_4BranchMax_8 | 4 | 5 | 12 | HeaderMin_5HeaderMax_12 | 5
1052 | 102 | 40959-2P-75HP VLSC | VLSC_40959_2P_75HP | 1024.8269 | 1024.8269 | 3074.4806 | 3 | 1 | 4 | F | VLS_Inline | 4 | 4 | 4 | 8 | BranchMin_4BranchMax_8 | 4 | 5 | 12 | HeaderMin_5HeaderMax_12 | 6
1052 | 102 | 40959-2P-75HP VLSC | VLSC_40959_2P_75HP | 1024.8269 | 1024.8269 | 3074.4806 | 3 | 1 | 4 | F | VLS_Inline | 4 | 4 | 4 | 8 | BranchMin_4BranchMax_8 | 4 | 5 | 12 | HeaderMin_5HeaderMax_12 | 8
1052 | 102 | 40959-2P-75HP VLSC | VLSC_40959_2P_75HP | 1024.8269 | 1024.8269 | 3074.4806 | 3 | 1 | 4 | F | VLS_Inline | 4 | 4 | 4 | 8 | BranchMin_4BranchMax_8 | 4 | 5 | 12 | HeaderMin_5HeaderMax_12 | 10
1052 | 102 | 40959-2P-75HP VLSC | VLSC_40959_2P_75HP | 1024.8269 | 1024.8269 | 3074.4806 | 3 | 1 | 4 | F | VLS_Inline | 4 | 4 | 4 | 8 | BranchMin_4BranchMax_8 | 4 | 5 | 12 | HeaderMin_5HeaderMax_12 | 12
1052 | 102 | 40959-2P-75HP VLSC | VLSC_40959_2P_75HP | 1024.8269 | 1024.8269 | 3074.4806 | 3 | 1 | 4 | F | VLS_Inline | 4 | 4 | 4 | 8 | BranchMin_4BranchMax_8 | 5 | 5 | 12 | HeaderMin_5HeaderMax_12 | 5 | INVALID
1052 | 102 | 40959-2P-75HP VLSC | VLSC_40959_2P_75HP | 1024.8269 | 1024.8269 | 3074.4806 | 3 | 1 | 4 | F | VLS_Inline | 4 | 4 | 4 | 8 | BranchMin_4BranchMax_8 | 5 | 5 | 12 | HeaderMin_5HeaderMax_12 | 6
1052 | 102 | 40959-2P-75HP VLSC | VLSC_40959_2P_75HP | 1024.8269 | 1024.8269 | 3074.4806 | 3 | 1 | 4 | F | VLS_Inline | 4 | 4 | 4 | 8 | BranchMin_4BranchMax_8 | 5 | 5 | 12 | HeaderMin_5HeaderMax_12 | 8
1052 | 102 | 40959-2P-75HP VLSC | VLSC_40959_2P_75HP | 1024.8269 | 1024.8269 | 3074.4806 | 3 | 1 | 4 | F | VLS_Inline | 4 | 4 | 4 | 8 | BranchMin_4BranchMax_8 | 5 | 5 | 12 | HeaderMin_5HeaderMax_12 | 10
1052 | 102 | 40959-2P-75HP VLSC | VLSC_40959_2P_75HP | 1024.8269 | 1024.8269 | 3074.4806 | 3 | 1 | 4 | F | VLS_Inline | 4 | 4 | 4 | 8 | BranchMin_4BranchMax_8 | 5 | 5 | 12 | HeaderMin_5HeaderMax_12 | 12
1052 | 102 | 40959-2P-75HP VLSC | VLSC_40959_2P_75HP | 1024.8269 | 1024.8269 | 3074.4806 | 3 | 1 | 4 | F | VLS_Inline | 4 | 4 | 4 | 8 | BranchMin_4BranchMax_8 | 6 | 5 | 12 | HeaderMin_5HeaderMax_12 | 5 | INVALID
1052 | 102 | 40959-2P-75HP VLSC | VLSC_40959_2P_75HP | 1024.8269 | 1024.8269 | 3074.4806 | 3 | 1 | 4 | F | VLS_Inline | 4 | 4 | 4 | 8 | BranchMin_4BranchMax_8 | 6 | 5 | 12 | HeaderMin_5HeaderMax_12 | 6 | INVALID
1052 | 102 | 40959-2P-75HP VLSC | VLSC_40959_2P_75HP | 1024.8269 | 1024.8269 | 3074.4806 | 3 | 1 | 4 | F | VLS_Inline | 4 | 4 | 4 | 8 | BranchMin_4BranchMax_8 | 6 | 5 | 12 | HeaderMin_5HeaderMax_12 | 8
1052 | 102 | 40959-2P-75HP VLSC | VLSC_40959_2P_75HP | 1024.8269 | 1024.8269 | 3074.4806 | 3 | 1 | 4 | F | VLS_Inline | 4 | 4 | 4 | 8 | BranchMin_4BranchMax_8 | 6 | 5 | 12 | HeaderMin_5HeaderMax_12 | 10
1052 | 102 | 40959-2P-75HP VLSC | VLSC_40959_2P_75HP | 1024.8269 | 1024.8269 | 3074.4806 | 3 | 1 | 4 | F | VLS_Inline | 4 | 4 | 4 | 8 | BranchMin_4BranchMax_8 | 6 | 5 | 12 | HeaderMin_5HeaderMax_12 | 12
1052 | 102 | 40959-2P-75HP VLSC | VLSC_40959_2P_75HP | 1024.8269 | 1024.8269 | 3074.4806 | 3 | 1 | 4 | F | VLS_Inline | 4 | 4 | 4 | 8 | BranchMin_4BranchMax_8 | 8 | 5 | 12 | HeaderMin_5HeaderMax_12 | 5 | INVALID
1052 | 102 | 40959-2P-75HP VLSC | VLSC_40959_2P_75HP | 1024.8269 | 1024.8269 | 3074.4806 | 3 | 1 | 4 | F | VLS_Inline | 4 | 4 | 4 | 8 | BranchMin_4BranchMax_8 | 8 | 5 | 12 | HeaderMin_5HeaderMax_12 | 6 | INVALID
1052 | 102 | 40959-2P-75HP VLSC | VLSC_40959_2P_75HP | 1024.8269 | 1024.8269 | 3074.4806 | 3 | 1 | 4 | F | VLS_Inline | 4 | 4 | 4 | 8 | BranchMin_4BranchMax_8 | 8 | 5 | 12 | HeaderMin_5HeaderMax_12 | 8 | INVALID
1052 | 102 | 40959-2P-75HP VLSC | VLSC_40959_2P_75HP | 1024.8269 | 1024.8269 | 3074.4806 | 3 | 1 | 4 | F | VLS_Inline | 4 | 4 | 4 | 8 | BranchMin_4BranchMax_8 | 8 | 5 | 12 | HeaderMin_5HeaderMax_12 | 10
1052 | 102 | 40959-2P-75HP VLSC | VLSC_40959_2P_75HP | 1024.8269 | 1024.8269 | 3074.4806 | 3 | 1 | 4 | F | VLS_Inline | 4 | 4 | 4 | 8 | BranchMin_4BranchMax_8 | 8 | 5 | 12 | HeaderMin_5HeaderMax_12 | 12
1053 | 103 | 40959-2P-100HP VLSC | VLSC_40959_2P_100HP | 1116.5838 | 1116.5838 | 3349.7514 | 3 | 1 | 4 | F | VLS_Inline | 4 | 4 | 4 | 8 | BranchMin_4BranchMax_8 | 4 | 5 | 12 | HeaderMin_5HeaderMax_12 | 5
1053 | 103 | 40959-2P-100HP VLSC | VLSC_40959_2P_100HP | 1116.5838 | 1116.5838 | 3349.7514 | 3 | 1 | 4 | F | VLS_Inline | 4 | 4 | 4 | 8 | BranchMin_4BranchMax_8 | 4 | 5 | 12 | HeaderMin_5HeaderMax_12 | 6
1053 | 103 | 40959-2P-100HP VLSC | VLSC_40959_2P_100HP | 1116.5838 | 1116.5838 | 3349.7514 | 3 | 1 | 4 | F | VLS_Inline | 4 | 4 | 4 | 8 | BranchMin_4BranchMax_8 | 4 | 5 | 12 | HeaderMin_5HeaderMax_12 | 8
1053 | 103 | 40959-2P-100HP VLSC | VLSC_40959_2P_100HP | 1116.5838 | 1116.5838 | 3349.7514 | 3 | 1 | 4 | F | VLS_Inline | 4 | 4 | 4 | 8 | BranchMin_4BranchMax_8 | 4 | 5 | 12 | HeaderMin_5HeaderMax_12 | 10
1053 | 103 | 40959-2P-100HP VLSC | VLSC_40959_2P_100HP | 1116.5838 | 1116.5838 | 3349.7514 | 3 | 1 | 4 | F | VLS_Inline | 4 | 4 | 4 | 8 | BranchMin_4BranchMax_8 | 4 | 5 | 12 | HeaderMin_5HeaderMax_12 | 12
1053 | 103 | 40959-2P-100HP VLSC | VLSC_40959_2P_100HP | 1116.5838 | 1116.5838 | 3349.7514 | 3 | 1 | 4 | F | VLS_Inline | 4 | 4 | 4 | 8 | BranchMin_4BranchMax_8 | 5 | 5 | 12 | HeaderMin_5HeaderMax_12 | 5 | INVALID
1053 | 103 | 40959-2P-100HP VLSC | VLSC_40959_2P_100HP | 1116.5838 | 1116.5838 | 3349.7514 | 3 | 1 | 4 | F | VLS_Inline | 4 | 4 | 4 | 8 | BranchMin_4BranchMax_8 | 5 | 5 | 12 | HeaderMin_5HeaderMax_12 | 6
1053 | 103 | 40959-2P-100HP VLSC | VLSC_40959_2P_100HP | 1116.5838 | 1116.5838 | 3349.7514 | 3 | 1 | 4 | F | VLS_Inline | 4 | 4 | 4 | 8 | BranchMin_4BranchMax_8 | 5 | 5 | 12 | HeaderMin_5HeaderMax_12 | 8
1053 | 103 | 40959-2P-100HP VLSC | VLSC_40959_2P_100HP | 1116.5838 | 1116.5838 | 3349.7514 | 3 | 1 | 4 | F | VLS_Inline | 4 | 4 | 4 | 8 | BranchMin_4BranchMax_8 | 5 | 5 | 12 | HeaderMin_5HeaderMax_12 | 10
1053 | 103 | 40959-2P-100HP VLSC | VLSC_40959_2P_100HP | 1116.5838 | 1116.5838 | 3349.7514 | 3 | 1 | 4 | F | VLS_Inline | 4 | 4 | 4 | 8 | BranchMin_4BranchMax_8 | 5 | 5 | 12 | HeaderMin_5HeaderMax_12 | 12
1053 | 103 | 40959-2P-100HP VLSC | VLSC_40959_2P_100HP | 1116.5838 | 1116.5838 | 3349.7514 | 3 | 1 | 4 | F | VLS_Inline | 4 | 4 | 4 | 8 | BranchMin_4BranchMax_8 | 6 | 5 | 12 | HeaderMin_5HeaderMax_12 | 5 | INVALID
1053 | 103 | 40959-2P-100HP VLSC | VLSC_40959_2P_100HP | 1116.5838 | 1116.5838 | 3349.7514 | 3 | 1 | 4 | F | VLS_Inline | 4 | 4 | 4 | 8 | BranchMin_4BranchMax_8 | 6 | 5 | 12 | HeaderMin_5HeaderMax_12 | 6 | INVALID
1053 | 103 | 40959-2P-100HP VLSC | VLSC_40959_2P_100HP | 1116.5838 | 1116.5838 | 3349.7514 | 3 | 1 | 4 | F | VLS_Inline | 4 | 4 | 4 | 8 | BranchMin_4BranchMax_8 | 6 | 5 | 12 | HeaderMin_5HeaderMax_12 | 8
1053 | 103 | 40959-2P-100HP VLSC | VLSC_40959_2P_100HP | 1116.5838 | 1116.5838 | 3349.7514 | 3 | 1 | 4 | F | VLS_Inline | 4 | 4 | 4 | 8 | BranchMin_4BranchMax_8 | 6 | 5 | 12 | HeaderMin_5HeaderMax_12 | 10
1053 | 103 | 40959-2P-100HP VLSC | VLSC_40959_2P_100HP | 1116.5838 | 1116.5838 | 3349.7514 | 3 | 1 | 4 | F | VLS_Inline | 4 | 4 | 4 | 8 | BranchMin_4BranchMax_8 | 6 | 5 | 12 | HeaderMin_5HeaderMax_12 | 12
1053 | 103 | 40959-2P-100HP VLSC | VLSC_40959_2P_100HP | 1116.5838 | 1116.5838 | 3349.7514 | 3 | 1 | 4 | F | VLS_Inline | 4 | 4 | 4 | 8 | BranchMin_4BranchMax_8 | 8 | 5 | 12 | HeaderMin_5HeaderMax_12 | 5 | INVALID
1053 | 103 | 40959-2P-100HP VLSC | VLSC_40959_2P_100HP | 1116.5838 | 1116.5838 | 3349.7514 | 3 | 1 | 4 | F | VLS_Inline | 4 | 4 | 4 | 8 | BranchMin_4BranchMax_8 | 8 | 5 | 12 | HeaderMin_5HeaderMax_12 | 6 | INVALID
1053 | 103 | 40959-2P-100HP VLSC | VLSC_40959_2P_100HP | 1116.5838 | 1116.5838 | 3349.7514 | 3 | 1 | 4 | F | VLS_Inline | 4 | 4 | 4 | 8 | BranchMin_4BranchMax_8 | 8 | 5 | 12 | HeaderMin_5HeaderMax_12 | 8 | INVALID
1053 | 103 | 40959-2P-100HP VLSC | VLSC_40959_2P_100HP | 1116.5838 | 1116.5838 | 3349.7514 | 3 | 1 | 4 | F | VLS_Inline | 4 | 4 | 4 | 8 | BranchMin_4BranchMax_8 | 8 | 5 | 12 | HeaderMin_5HeaderMax_12 | 10
1053 | 103 | 40959-2P-100HP VLSC | VLSC_40959_2P_100HP | 1116.5838 | 1116.5838 | 3349.7514 | 3 | 1 | 4 | F | VLS_Inline | 4 | 4 | 4 | 8 | BranchMin_4BranchMax_8 | 8 | 5 | 12 | HeaderMin_5HeaderMax_12 | 12
1054 | 104 | 40959-4P-5HP VLSC | VLSC_40959_4P_5HP | 466.2681 | 466.2681 | 1398.8044 | 3 | 1 | 4 | F | VLS_Inline | 4 | 4 | 4 | 5 | BranchMin_4BranchMax_5 | 4 | 5 | 8 | HeaderMin_5HeaderMax_8 | 5
1054 | 104 | 40959-4P-5HP VLSC | VLSC_40959_4P_5HP | 466.2681 | 466.2681 | 1398.8044 | 3 | 1 | 4 | F | VLS_Inline | 4 | 4 | 4 | 5 | BranchMin_4BranchMax_5 | 4 | 5 | 8 | HeaderMin_5HeaderMax_8 | 6
1054 | 104 | 40959-4P-5HP VLSC | VLSC_40959_4P_5HP | 466.2681 | 466.2681 | 1398.8044 | 3 | 1 | 4 | F | VLS_Inline | 4 | 4 | 4 | 5 | BranchMin_4BranchMax_5 | 4 | 5 | 8 | HeaderMin_5HeaderMax_8 | 8
1054 | 104 | 40959-4P-5HP VLSC | VLSC_40959_4P_5HP | 466.2681 | 466.2681 | 1398.8044 | 3 | 1 | 4 | F | VLS_Inline | 4 | 4 | 4 | 5 | BranchMin_4BranchMax_5 | 5 | 5 | 8 | HeaderMin_5HeaderMax_8 | 5 | INVALID
1054 | 104 | 40959-4P-5HP VLSC | VLSC_40959_4P_5HP | 466.2681 | 466.2681 | 1398.8044 | 3 | 1 | 4 | F | VLS_Inline | 4 | 4 | 4 | 5 | BranchMin_4BranchMax_5 | 5 | 5 | 8 | HeaderMin_5HeaderMax_8 | 6
1054 | 104 | 40959-4P-5HP VLSC | VLSC_40959_4P_5HP | 466.2681 | 466.2681 | 1398.8044 | 3 | 1 | 4 | F | VLS_Inline | 4 | 4 | 4 | 5 | BranchMin_4BranchMax_5 | 5 | 5 | 8 | HeaderMin_5HeaderMax_8 | 8
1055 | 105 | 40959-4P-7.5HP VLSC | VLSC_40959_4P_7.5HP | 509.7501 | 509.7501 | 1529.2504 | 3 | 1 | 4 | F | VLS_Inline | 4 | 4 | 4 | 5 | BranchMin_4BranchMax_5 | 4 | 5 | 8 | HeaderMin_5HeaderMax_8 | 5
1055 | 105 | 40959-4P-7.5HP VLSC | VLSC_40959_4P_7.5HP | 509.7501 | 509.7501 | 1529.2504 | 3 | 1 | 4 | F | VLS_Inline | 4 | 4 | 4 | 5 | BranchMin_4BranchMax_5 | 4 | 5 | 8 | HeaderMin_5HeaderMax_8 | 6
1055 | 105 | 40959-4P-7.5HP VLSC | VLSC_40959_4P_7.5HP | 509.7501 | 509.7501 | 1529.2504 | 3 | 1 | 4 | F | VLS_Inline | 4 | 4 | 4 | 5 | BranchMin_4BranchMax_5 | 4 | 5 | 8 | HeaderMin_5HeaderMax_8 | 8
1055 | 105 | 40959-4P-7.5HP VLSC | VLSC_40959_4P_7.5HP | 509.7501 | 509.7501 | 1529.2504 | 3 | 1 | 4 | F | VLS_Inline | 4 | 4 | 4 | 5 | BranchMin_4BranchMax_5 | 5 | 5 | 8 | HeaderMin_5HeaderMax_8 | 5 | INVALID
1055 | 105 | 40959-4P-7.5HP VLSC | VLSC_40959_4P_7.5HP | 509.7501 | 509.7501 | 1529.2504 | 3 | 1 | 4 | F | VLS_Inline | 4 | 4 | 4 | 5 | BranchMin_4BranchMax_5 | 5 | 5 | 8 | HeaderMin_5HeaderMax_8 | 6
1055 | 105 | 40959-4P-7.5HP VLSC | VLSC_40959_4P_7.5HP | 509.7501 | 509.7501 | 1529.2504 | 3 | 1 | 4 | F | VLS_Inline | 4 | 4 | 4 | 5 | BranchMin_4BranchMax_5 | 5 | 5 | 8 | HeaderMin_5HeaderMax_8 | 8
1056 | 106 | 40959-4P-10HP VLSC | VLSC_40959_4P_10HP | 543.4703 | 543.4703 | 1630.411 | 3 | 1 | 4 | F | VLS_Inline | 4 | 4 | 4 | 5 | BranchMin_4BranchMax_5 | 4 | 5 | 10 | HeaderMin_5HeaderMax_10 | 5
1056 | 106 | 40959-4P-10HP VLSC | VLSC_40959_4P_10HP | 543.4703 | 543.4703 | 1630.411 | 3 | 1 | 4 | F | VLS_Inline | 4 | 4 | 4 | 5 | BranchMin_4BranchMax_5 | 4 | 5 | 10 | HeaderMin_5HeaderMax_10 | 6
1056 | 106 | 40959-4P-10HP VLSC | VLSC_40959_4P_10HP | 543.4703 | 543.4703 | 1630.411 | 3 | 1 | 4 | F | VLS_Inline | 4 | 4 | 4 | 5 | BranchMin_4BranchMax_5 | 4 | 5 | 10 | HeaderMin_5HeaderMax_10 | 8
1056 | 106 | 40959-4P-10HP VLSC | VLSC_40959_4P_10HP | 543.4703 | 543.4703 | 1630.411 | 3 | 1 | 4 | F | VLS_Inline | 4 | 4 | 4 | 5 | BranchMin_4BranchMax_5 | 4 | 5 | 10 | HeaderMin_5HeaderMax_10 | 10
1056 | 106 | 40959-4P-10HP VLSC | VLSC_40959_4P_10HP | 543.4703 | 543.4703 | 1630.411 | 3 | 1 | 4 | F | VLS_Inline | 4 | 4 | 4 | 5 | BranchMin_4BranchMax_5 | 5 | 5 | 10 | HeaderMin_5HeaderMax_10 | 5 | INVALID
1056 | 106 | 40959-4P-10HP VLSC | VLSC_40959_4P_10HP | 543.4703 | 543.4703 | 1630.411 | 3 | 1 | 4 | F | VLS_Inline | 4 | 4 | 4 | 5 | BranchMin_4BranchMax_5 | 5 | 5 | 10 | HeaderMin_5HeaderMax_10 | 6
1056 | 106 | 40959-4P-10HP VLSC | VLSC_40959_4P_10HP | 543.4703 | 543.4703 | 1630.411 | 3 | 1 | 4 | F | VLS_Inline | 4 | 4 | 4 | 5 | BranchMin_4BranchMax_5 | 5 | 5 | 10 | HeaderMin_5HeaderMax_10 | 8
1056 | 106 | 40959-4P-10HP VLSC | VLSC_40959_4P_10HP | 543.4703 | 543.4703 | 1630.411 | 3 | 1 | 4 | F | VLS_Inline | 4 | 4 | 4 | 5 | BranchMin_4BranchMax_5 | 5 | 5 | 10 | HeaderMin_5HeaderMax_10 | 10
1057 | 107 | 40959-4P-15HP VLSC | VLSC_40959_4P_15HP | 607.7455 | 607.7455 | 1823.2366 | 3 | 1 | 4 | F | VLS_Inline | 4 | 4 | 4 | 5 | BranchMin_4BranchMax_5 | 4 | 5 | 10 | HeaderMin_5HeaderMax_10 | 5
1057 | 107 | 40959-4P-15HP VLSC | VLSC_40959_4P_15HP | 607.7455 | 607.7455 | 1823.2366 | 3 | 1 | 4 | F | VLS_Inline | 4 | 4 | 4 | 5 | BranchMin_4BranchMax_5 | 4 | 5 | 10 | HeaderMin_5HeaderMax_10 | 6
1057 | 107 | 40959-4P-15HP VLSC | VLSC_40959_4P_15HP | 607.7455 | 607.7455 | 1823.2366 | 3 | 1 | 4 | F | VLS_Inline | 4 | 4 | 4 | 5 | BranchMin_4BranchMax_5 | 4 | 5 | 10 | HeaderMin_5HeaderMax_10 | 8
1057 | 107 | 40959-4P-15HP VLSC | VLSC_40959_4P_15HP | 607.7455 | 607.7455 | 1823.2366 | 3 | 1 | 4 | F | VLS_Inline | 4 | 4 | 4 | 5 | BranchMin_4BranchMax_5 | 4 | 5 | 10 | HeaderMin_5HeaderMax_10 | 10
1057 | 107 | 40959-4P-15HP VLSC | VLSC_40959_4P_15HP | 607.7455 | 607.7455 | 1823.2366 | 3 | 1 | 4 | F | VLS_Inline | 4 | 4 | 4 | 5 | BranchMin_4BranchMax_5 | 5 | 5 | 10 | HeaderMin_5HeaderMax_10 | 5 | INVALID
1057 | 107 | 40959-4P-15HP VLSC | VLSC_40959_4P_15HP | 607.7455 | 607.7455 | 1823.2366 | 3 | 1 | 4 | F | VLS_Inline | 4 | 4 | 4 | 5 | BranchMin_4BranchMax_5 | 5 | 5 | 10 | HeaderMin_5HeaderMax_10 | 6
1057 | 107 | 40959-4P-15HP VLSC | VLSC_40959_4P_15HP | 607.7455 | 607.7455 | 1823.2366 | 3 | 1 | 4 | F | VLS_Inline | 4 | 4 | 4 | 5 | BranchMin_4BranchMax_5 | 5 | 5 | 10 | HeaderMin_5HeaderMax_10 | 8
1057 | 107 | 40959-4P-15HP VLSC | VLSC_40959_4P_15HP | 607.7455 | 607.7455 | 1823.2366 | 3 | 1 | 4 | F | VLS_Inline | 4 | 4 | 4 | 5 | BranchMin_4BranchMax_5 | 5 | 5 | 10 | HeaderMin_5HeaderMax_10 | 10
1058 | 108 | 40127-4P-15HP VLSC | RC9904-3-9.87 | 667.9 | 667.9 | 2003.7 | 3 | 1 | 4 | F | VLS_Inline | 4 | 4 | 4 | 6 | BranchMin_4BranchMax_6 | 4 | 5 | 10 | HeaderMin_5HeaderMax_10 | 5
1058 | 108 | 40127-4P-15HP VLSC | RC9904-3-9.87 | 667.9 | 667.9 | 2003.7 | 3 | 1 | 4 | F | VLS_Inline | 4 | 4 | 4 | 6 | BranchMin_4BranchMax_6 | 4 | 5 | 10 | HeaderMin_5HeaderMax_10 | 6
1058 | 108 | 40127-4P-15HP VLSC | RC9904-3-9.87 | 667.9 | 667.9 | 2003.7 | 3 | 1 | 4 | F | VLS_Inline | 4 | 4 | 4 | 6 | BranchMin_4BranchMax_6 | 4 | 5 | 10 | HeaderMin_5HeaderMax_10 | 8
1058 | 108 | 40127-4P-15HP VLSC | RC9904-3-9.87 | 667.9 | 667.9 | 2003.7 | 3 | 1 | 4 | F | VLS_Inline | 4 | 4 | 4 | 6 | BranchMin_4BranchMax_6 | 4 | 5 | 10 | HeaderMin_5HeaderMax_10 | 10
1058 | 108 | 40127-4P-15HP VLSC | RC9904-3-9.87 | 667.9 | 667.9 | 2003.7 | 3 | 1 | 4 | F | VLS_Inline | 4 | 4 | 4 | 6 | BranchMin_4BranchMax_6 | 5 | 5 | 10 | HeaderMin_5HeaderMax_10 | 5 | INVALID
1058 | 108 | 40127-4P-15HP VLSC | RC9904-3-9.87 | 667.9 | 667.9 | 2003.7 | 3 | 1 | 4 | F | VLS_Inline | 4 | 4 | 4 | 6 | BranchMin_4BranchMax_6 | 5 | 5 | 10 | HeaderMin_5HeaderMax_10 | 6
1058 | 108 | 40127-4P-15HP VLSC | RC9904-3-9.87 | 667.9 | 667.9 | 2003.7 | 3 | 1 | 4 | F | VLS_Inline | 4 | 4 | 4 | 6 | BranchMin_4BranchMax_6 | 5 | 5 | 10 | HeaderMin_5HeaderMax_10 | 8
1058 | 108 | 40127-4P-15HP VLSC | RC9904-3-9.87 | 667.9 | 667.9 | 2003.7 | 3 | 1 | 4 | F | VLS_Inline | 4 | 4 | 4 | 6 | BranchMin_4BranchMax_6 | 5 | 5 | 10 | HeaderMin_5HeaderMax_10 | 10
1058 | 108 | 40127-4P-15HP VLSC | RC9904-3-9.87 | 667.9 | 667.9 | 2003.7 | 3 | 1 | 4 | F | VLS_Inline | 4 | 4 | 4 | 6 | BranchMin_4BranchMax_6 | 6 | 5 | 10 | HeaderMin_5HeaderMax_10 | 5 | INVALID
1058 | 108 | 40127-4P-15HP VLSC | RC9904-3-9.87 | 667.9 | 667.9 | 2003.7 | 3 | 1 | 4 | F | VLS_Inline | 4 | 4 | 4 | 6 | BranchMin_4BranchMax_6 | 6 | 5 | 10 | HeaderMin_5HeaderMax_10 | 6 | INVALID
1058 | 108 | 40127-4P-15HP VLSC | RC9904-3-9.87 | 667.9 | 667.9 | 2003.7 | 3 | 1 | 4 | F | VLS_Inline | 4 | 4 | 4 | 6 | BranchMin_4BranchMax_6 | 6 | 5 | 10 | HeaderMin_5HeaderMax_10 | 8
1058 | 108 | 40127-4P-15HP VLSC | RC9904-3-9.87 | 667.9 | 667.9 | 2003.7 | 3 | 1 | 4 | F | VLS_Inline | 4 | 4 | 4 | 6 | BranchMin_4BranchMax_6 | 6 | 5 | 10 | HeaderMin_5HeaderMax_10 | 10
1059 | 109 | 40127-4P-20HP VLSC | RC9904-3-10.75 | 732.8 | 732.8 | 2198.4 | 3 | 1 | 4 | F | VLS_Inline | 4 | 4 | 4 | 6 | BranchMin_4BranchMax_6 | 4 | 5 | 10 | HeaderMin_5HeaderMax_10 | 5
1059 | 109 | 40127-4P-20HP VLSC | RC9904-3-10.75 | 732.8 | 732.8 | 2198.4 | 3 | 1 | 4 | F | VLS_Inline | 4 | 4 | 4 | 6 | BranchMin_4BranchMax_6 | 4 | 5 | 10 | HeaderMin_5HeaderMax_10 | 6
1059 | 109 | 40127-4P-20HP VLSC | RC9904-3-10.75 | 732.8 | 732.8 | 2198.4 | 3 | 1 | 4 | F | VLS_Inline | 4 | 4 | 4 | 6 | BranchMin_4BranchMax_6 | 4 | 5 | 10 | HeaderMin_5HeaderMax_10 | 8
1059 | 109 | 40127-4P-20HP VLSC | RC9904-3-10.75 | 732.8 | 732.8 | 2198.4 | 3 | 1 | 4 | F | VLS_Inline | 4 | 4 | 4 | 6 | BranchMin_4BranchMax_6 | 4 | 5 | 10 | HeaderMin_5HeaderMax_10 | 10
1059 | 109 | 40127-4P-20HP VLSC | RC9904-3-10.75 | 732.8 | 732.8 | 2198.4 | 3 | 1 | 4 | F | VLS_Inline | 4 | 4 | 4 | 6 | BranchMin_4BranchMax_6 | 5 | 5 | 10 | HeaderMin_5HeaderMax_10 | 5 | INVALID
1059 | 109 | 40127-4P-20HP VLSC | RC9904-3-10.75 | 732.8 | 732.8 | 2198.4 | 3 | 1 | 4 | F | VLS_Inline | 4 | 4 | 4 | 6 | BranchMin_4BranchMax_6 | 5 | 5 | 10 | HeaderMin_5HeaderMax_10 | 6
1059 | 109 | 40127-4P-20HP VLSC | RC9904-3-10.75 | 732.8 | 732.8 | 2198.4 | 3 | 1 | 4 | F | VLS_Inline | 4 | 4 | 4 | 6 | BranchMin_4BranchMax_6 | 5 | 5 | 10 | HeaderMin_5HeaderMax_10 | 8
1059 | 109 | 40127-4P-20HP VLSC | RC9904-3-10.75 | 732.8 | 732.8 | 2198.4 | 3 | 1 | 4 | F | VLS_Inline | 4 | 4 | 4 | 6 | BranchMin_4BranchMax_6 | 5 | 5 | 10 | HeaderMin_5HeaderMax_10 | 10
1059 | 109 | 40127-4P-20HP VLSC | RC9904-3-10.75 | 732.8 | 732.8 | 2198.4 | 3 | 1 | 4 | F | VLS_Inline | 4 | 4 | 4 | 6 | BranchMin_4BranchMax_6 | 6 | 5 | 10 | HeaderMin_5HeaderMax_10 | 5 | INVALID
1059 | 109 | 40127-4P-20HP VLSC | RC9904-3-10.75 | 732.8 | 732.8 | 2198.4 | 3 | 1 | 4 | F | VLS_Inline | 4 | 4 | 4 | 6 | BranchMin_4BranchMax_6 | 6 | 5 | 10 | HeaderMin_5HeaderMax_10 | 6 | INVALID
1059 | 109 | 40127-4P-20HP VLSC | RC9904-3-10.75 | 732.8 | 732.8 | 2198.4 | 3 | 1 | 4 | F | VLS_Inline | 4 | 4 | 4 | 6 | BranchMin_4BranchMax_6 | 6 | 5 | 10 | HeaderMin_5HeaderMax_10 | 8
1059 | 109 | 40127-4P-20HP VLSC | RC9904-3-10.75 | 732.8 | 732.8 | 2198.4 | 3 | 1 | 4 | F | VLS_Inline | 4 | 4 | 4 | 6 | BranchMin_4BranchMax_6 | 6 | 5 | 10 | HeaderMin_5HeaderMax_10 | 10
1060 | 110 | 40127-4P-25HP VLSC | RC9904-3-11.39 | 774.6 | 774.6 | 2323.8 | 3 | 1 | 4 | F | VLS_Inline | 4 | 4 | 4 | 6 | BranchMin_4BranchMax_6 | 4 | 5 | 10 | HeaderMin_5HeaderMax_10 | 5
1060 | 110 | 40127-4P-25HP VLSC | RC9904-3-11.39 | 774.6 | 774.6 | 2323.8 | 3 | 1 | 4 | F | VLS_Inline | 4 | 4 | 4 | 6 | BranchMin_4BranchMax_6 | 4 | 5 | 10 | HeaderMin_5HeaderMax_10 | 6
1060 | 110 | 40127-4P-25HP VLSC | RC9904-3-11.39 | 774.6 | 774.6 | 2323.8 | 3 | 1 | 4 | F | VLS_Inline | 4 | 4 | 4 | 6 | BranchMin_4BranchMax_6 | 4 | 5 | 10 | HeaderMin_5HeaderMax_10 | 8
1060 | 110 | 40127-4P-25HP VLSC | RC9904-3-11.39 | 774.6 | 774.6 | 2323.8 | 3 | 1 | 4 | F | VLS_Inline | 4 | 4 | 4 | 6 | BranchMin_4BranchMax_6 | 4 | 5 | 10 | HeaderMin_5HeaderMax_10 | 10
1060 | 110 | 40127-4P-25HP VLSC | RC9904-3-11.39 | 774.6 | 774.6 | 2323.8 | 3 | 1 | 4 | F | VLS_Inline | 4 | 4 | 4 | 6 | BranchMin_4BranchMax_6 | 5 | 5 | 10 | HeaderMin_5HeaderMax_10 | 5 | INVALID
1060 | 110 | 40127-4P-25HP VLSC | RC9904-3-11.39 | 774.6 | 774.6 | 2323.8 | 3 | 1 | 4 | F | VLS_Inline | 4 | 4 | 4 | 6 | BranchMin_4BranchMax_6 | 5 | 5 | 10 | HeaderMin_5HeaderMax_10 | 6
1060 | 110 | 40127-4P-25HP VLSC | RC9904-3-11.39 | 774.6 | 774.6 | 2323.8 | 3 | 1 | 4 | F | VLS_Inline | 4 | 4 | 4 | 6 | BranchMin_4BranchMax_6 | 5 | 5 | 10 | HeaderMin_5HeaderMax_10 | 8
1060 | 110 | 40127-4P-25HP VLSC | RC9904-3-11.39 | 774.6 | 774.6 | 2323.8 | 3 | 1 | 4 | F | VLS_Inline | 4 | 4 | 4 | 6 | BranchMin_4BranchMax_6 | 5 | 5 | 10 | HeaderMin_5HeaderMax_10 | 10
1060 | 110 | 40127-4P-25HP VLSC | RC9904-3-11.39 | 774.6 | 774.6 | 2323.8 | 3 | 1 | 4 | F | VLS_Inline | 4 | 4 | 4 | 6 | BranchMin_4BranchMax_6 | 6 | 5 | 10 | HeaderMin_5HeaderMax_10 | 5 | INVALID
1060 | 110 | 40127-4P-25HP VLSC | RC9904-3-11.39 | 774.6 | 774.6 | 2323.8 | 3 | 1 | 4 | F | VLS_Inline | 4 | 4 | 4 | 6 | BranchMin_4BranchMax_6 | 6 | 5 | 10 | HeaderMin_5HeaderMax_10 | 6 | INVALID
1060 | 110 | 40127-4P-25HP VLSC | RC9904-3-11.39 | 774.6 | 774.6 | 2323.8 | 3 | 1 | 4 | F | VLS_Inline | 4 | 4 | 4 | 6 | BranchMin_4BranchMax_6 | 6 | 5 | 10 | HeaderMin_5HeaderMax_10 | 8
1060 | 110 | 40127-4P-25HP VLSC | RC9904-3-11.39 | 774.6 | 774.6 | 2323.8 | 3 | 1 | 4 | F | VLS_Inline | 4 | 4 | 4 | 6 | BranchMin_4BranchMax_6 | 6 | 5 | 10 | HeaderMin_5HeaderMax_10 | 10
1061 | 111 | 40127-4P-30HP VLSC | RC9904-3-12.10-4P | 813.5 | 813.5 | 2440.5 | 3 | 1 | 4 | F | VLS_Inline | 4 | 4 | 4 | 6 | BranchMin_4BranchMax_6 | 4 | 5 | 10 | HeaderMin_5HeaderMax_10 | 5
1061 | 111 | 40127-4P-30HP VLSC | RC9904-3-12.10-4P | 813.5 | 813.5 | 2440.5 | 3 | 1 | 4 | F | VLS_Inline | 4 | 4 | 4 | 6 | BranchMin_4BranchMax_6 | 4 | 5 | 10 | HeaderMin_5HeaderMax_10 | 6
1061 | 111 | 40127-4P-30HP VLSC | RC9904-3-12.10-4P | 813.5 | 813.5 | 2440.5 | 3 | 1 | 4 | F | VLS_Inline | 4 | 4 | 4 | 6 | BranchMin_4BranchMax_6 | 4 | 5 | 10 | HeaderMin_5HeaderMax_10 | 8
1061 | 111 | 40127-4P-30HP VLSC | RC9904-3-12.10-4P | 813.5 | 813.5 | 2440.5 | 3 | 1 | 4 | F | VLS_Inline | 4 | 4 | 4 | 6 | BranchMin_4BranchMax_6 | 4 | 5 | 10 | HeaderMin_5HeaderMax_10 | 10
1061 | 111 | 40127-4P-30HP VLSC | RC9904-3-12.10-4P | 813.5 | 813.5 | 2440.5 | 3 | 1 | 4 | F | VLS_Inline | 4 | 4 | 4 | 6 | BranchMin_4BranchMax_6 | 5 | 5 | 10 | HeaderMin_5HeaderMax_10 | 5 | INVALID
1061 | 111 | 40127-4P-30HP VLSC | RC9904-3-12.10-4P | 813.5 | 813.5 | 2440.5 | 3 | 1 | 4 | F | VLS_Inline | 4 | 4 | 4 | 6 | BranchMin_4BranchMax_6 | 5 | 5 | 10 | HeaderMin_5HeaderMax_10 | 6
1061 | 111 | 40127-4P-30HP VLSC | RC9904-3-12.10-4P | 813.5 | 813.5 | 2440.5 | 3 | 1 | 4 | F | VLS_Inline | 4 | 4 | 4 | 6 | BranchMin_4BranchMax_6 | 5 | 5 | 10 | HeaderMin_5HeaderMax_10 | 8
1061 | 111 | 40127-4P-30HP VLSC | RC9904-3-12.10-4P | 813.5 | 813.5 | 2440.5 | 3 | 1 | 4 | F | VLS_Inline | 4 | 4 | 4 | 6 | BranchMin_4BranchMax_6 | 5 | 5 | 10 | HeaderMin_5HeaderMax_10 | 10
1061 | 111 | 40127-4P-30HP VLSC | RC9904-3-12.10-4P | 813.5 | 813.5 | 2440.5 | 3 | 1 | 4 | F | VLS_Inline | 4 | 4 | 4 | 6 | BranchMin_4BranchMax_6 | 6 | 5 | 10 | HeaderMin_5HeaderMax_10 | 5 | INVALID
1061 | 111 | 40127-4P-30HP VLSC | RC9904-3-12.10-4P | 813.5 | 813.5 | 2440.5 | 3 | 1 | 4 | F | VLS_Inline | 4 | 4 | 4 | 6 | BranchMin_4BranchMax_6 | 6 | 5 | 10 | HeaderMin_5HeaderMax_10 | 6 | INVALID
1061 | 111 | 40127-4P-30HP VLSC | RC9904-3-12.10-4P | 813.5 | 813.5 | 2440.5 | 3 | 1 | 4 | F | VLS_Inline | 4 | 4 | 4 | 6 | BranchMin_4BranchMax_6 | 6 | 5 | 10 | HeaderMin_5HeaderMax_10 | 8
1061 | 111 | 40127-4P-30HP VLSC | RC9904-3-12.10-4P | 813.5 | 813.5 | 2440.5 | 3 | 1 | 4 | F | VLS_Inline | 4 | 4 | 4 | 6 | BranchMin_4BranchMax_6 | 6 | 5 | 10 | HeaderMin_5HeaderMax_10 | 10
1062 | 112 | 40129-4P-15HP VLSC | VLSC_40129_4P_15HP | 616.3385 | 616.3385 | 1849.0154 | 3 | 1 | 4 | F | VLS_Inline | 4 | 4 | 4 | 5 | BranchMin_4BranchMax_5 | 4 | 5 | 10 | HeaderMin_5HeaderMax_10 | 5
1062 | 112 | 40129-4P-15HP VLSC | VLSC_40129_4P_15HP | 616.3385 | 616.3385 | 1849.0154 | 3 | 1 | 4 | F | VLS_Inline | 4 | 4 | 4 | 5 | BranchMin_4BranchMax_5 | 4 | 5 | 10 | HeaderMin_5HeaderMax_10 | 6
1062 | 112 | 40129-4P-15HP VLSC | VLSC_40129_4P_15HP | 616.3385 | 616.3385 | 1849.0154 | 3 | 1 | 4 | F | VLS_Inline | 4 | 4 | 4 | 5 | BranchMin_4BranchMax_5 | 4 | 5 | 10 | HeaderMin_5HeaderMax_10 | 8
1062 | 112 | 40129-4P-15HP VLSC | VLSC_40129_4P_15HP | 616.3385 | 616.3385 | 1849.0154 | 3 | 1 | 4 | F | VLS_Inline | 4 | 4 | 4 | 5 | BranchMin_4BranchMax_5 | 4 | 5 | 10 | HeaderMin_5HeaderMax_10 | 10
1062 | 112 | 40129-4P-15HP VLSC | VLSC_40129_4P_15HP | 616.3385 | 616.3385 | 1849.0154 | 3 | 1 | 4 | F | VLS_Inline | 4 | 4 | 4 | 5 | BranchMin_4BranchMax_5 | 5 | 5 | 10 | HeaderMin_5HeaderMax_10 | 5 | INVALID
1062 | 112 | 40129-4P-15HP VLSC | VLSC_40129_4P_15HP | 616.3385 | 616.3385 | 1849.0154 | 3 | 1 | 4 | F | VLS_Inline | 4 | 4 | 4 | 5 | BranchMin_4BranchMax_5 | 5 | 5 | 10 | HeaderMin_5HeaderMax_10 | 6
1062 | 112 | 40129-4P-15HP VLSC | VLSC_40129_4P_15HP | 616.3385 | 616.3385 | 1849.0154 | 3 | 1 | 4 | F | VLS_Inline | 4 | 4 | 4 | 5 | BranchMin_4BranchMax_5 | 5 | 5 | 10 | HeaderMin_5HeaderMax_10 | 8
1062 | 112 | 40129-4P-15HP VLSC | VLSC_40129_4P_15HP | 616.3385 | 616.3385 | 1849.0154 | 3 | 1 | 4 | F | VLS_Inline | 4 | 4 | 4 | 5 | BranchMin_4BranchMax_5 | 5 | 5 | 10 | HeaderMin_5HeaderMax_10 | 10
1063 | 113 | 40129-4P-20HP VLSC | VLSC_40129_4P_20HP | 707.5905 | 707.5905 | 2122.7716 | 3 | 1 | 4 | F | VLS_Inline | 4 | 4 | 4 | 6 | BranchMin_4BranchMax_6 | 4 | 5 | 10 | HeaderMin_5HeaderMax_10 | 5
1063 | 113 | 40129-4P-20HP VLSC | VLSC_40129_4P_20HP | 707.5905 | 707.5905 | 2122.7716 | 3 | 1 | 4 | F | VLS_Inline | 4 | 4 | 4 | 6 | BranchMin_4BranchMax_6 | 4 | 5 | 10 | HeaderMin_5HeaderMax_10 | 6
1063 | 113 | 40129-4P-20HP VLSC | VLSC_40129_4P_20HP | 707.5905 | 707.5905 | 2122.7716 | 3 | 1 | 4 | F | VLS_Inline | 4 | 4 | 4 | 6 | BranchMin_4BranchMax_6 | 4 | 5 | 10 | HeaderMin_5HeaderMax_10 | 8
1063 | 113 | 40129-4P-20HP VLSC | VLSC_40129_4P_20HP | 707.5905 | 707.5905 | 2122.7716 | 3 | 1 | 4 | F | VLS_Inline | 4 | 4 | 4 | 6 | BranchMin_4BranchMax_6 | 4 | 5 | 10 | HeaderMin_5HeaderMax_10 | 10
1063 | 113 | 40129-4P-20HP VLSC | VLSC_40129_4P_20HP | 707.5905 | 707.5905 | 2122.7716 | 3 | 1 | 4 | F | VLS_Inline | 4 | 4 | 4 | 6 | BranchMin_4BranchMax_6 | 5 | 5 | 10 | HeaderMin_5HeaderMax_10 | 5 | INVALID
1063 | 113 | 40129-4P-20HP VLSC | VLSC_40129_4P_20HP | 707.5905 | 707.5905 | 2122.7716 | 3 | 1 | 4 | F | VLS_Inline | 4 | 4 | 4 | 6 | BranchMin_4BranchMax_6 | 5 | 5 | 10 | HeaderMin_5HeaderMax_10 | 6
1063 | 113 | 40129-4P-20HP VLSC | VLSC_40129_4P_20HP | 707.5905 | 707.5905 | 2122.7716 | 3 | 1 | 4 | F | VLS_Inline | 4 | 4 | 4 | 6 | BranchMin_4BranchMax_6 | 5 | 5 | 10 | HeaderMin_5HeaderMax_10 | 8
1063 | 113 | 40129-4P-20HP VLSC | VLSC_40129_4P_20HP | 707.5905 | 707.5905 | 2122.7716 | 3 | 1 | 4 | F | VLS_Inline | 4 | 4 | 4 | 6 | BranchMin_4BranchMax_6 | 5 | 5 | 10 | HeaderMin_5HeaderMax_10 | 10
1063 | 113 | 40129-4P-20HP VLSC | VLSC_40129_4P_20HP | 707.5905 | 707.5905 | 2122.7716 | 3 | 1 | 4 | F | VLS_Inline | 4 | 4 | 4 | 6 | BranchMin_4BranchMax_6 | 6 | 5 | 10 | HeaderMin_5HeaderMax_10 | 5 | INVALID
1063 | 113 | 40129-4P-20HP VLSC | VLSC_40129_4P_20HP | 707.5905 | 707.5905 | 2122.7716 | 3 | 1 | 4 | F | VLS_Inline | 4 | 4 | 4 | 6 | BranchMin_4BranchMax_6 | 6 | 5 | 10 | HeaderMin_5HeaderMax_10 | 6 | INVALID
1063 | 113 | 40129-4P-20HP VLSC | VLSC_40129_4P_20HP | 707.5905 | 707.5905 | 2122.7716 | 3 | 1 | 4 | F | VLS_Inline | 4 | 4 | 4 | 6 | BranchMin_4BranchMax_6 | 6 | 5 | 10 | HeaderMin_5HeaderMax_10 | 8
1063 | 113 | 40129-4P-20HP VLSC | VLSC_40129_4P_20HP | 707.5905 | 707.5905 | 2122.7716 | 3 | 1 | 4 | F | VLS_Inline | 4 | 4 | 4 | 6 | BranchMin_4BranchMax_6 | 6 | 5 | 10 | HeaderMin_5HeaderMax_10 | 10
1064 | 114 | 40129-4P-25HP VLSC | VLSC_40129_4P_25HP | 786.8099 | 786.8099 | 2360.4297 | 3 | 1 | 4 | F | VLS_Inline | 4 | 4 | 4 | 6 | BranchMin_4BranchMax_6 | 4 | 5 | 10 | HeaderMin_5HeaderMax_10 | 5
1064 | 114 | 40129-4P-25HP VLSC | VLSC_40129_4P_25HP | 786.8099 | 786.8099 | 2360.4297 | 3 | 1 | 4 | F | VLS_Inline | 4 | 4 | 4 | 6 | BranchMin_4BranchMax_6 | 4 | 5 | 10 | HeaderMin_5HeaderMax_10 | 6
1064 | 114 | 40129-4P-25HP VLSC | VLSC_40129_4P_25HP | 786.8099 | 786.8099 | 2360.4297 | 3 | 1 | 4 | F | VLS_Inline | 4 | 4 | 4 | 6 | BranchMin_4BranchMax_6 | 4 | 5 | 10 | HeaderMin_5HeaderMax_10 | 8
1064 | 114 | 40129-4P-25HP VLSC | VLSC_40129_4P_25HP | 786.8099 | 786.8099 | 2360.4297 | 3 | 1 | 4 | F | VLS_Inline | 4 | 4 | 4 | 6 | BranchMin_4BranchMax_6 | 4 | 5 | 10 | HeaderMin_5HeaderMax_10 | 10
1064 | 114 | 40129-4P-25HP VLSC | VLSC_40129_4P_25HP | 786.8099 | 786.8099 | 2360.4297 | 3 | 1 | 4 | F | VLS_Inline | 4 | 4 | 4 | 6 | BranchMin_4BranchMax_6 | 5 | 5 | 10 | HeaderMin_5HeaderMax_10 | 5 | INVALID
1064 | 114 | 40129-4P-25HP VLSC | VLSC_40129_4P_25HP | 786.8099 | 786.8099 | 2360.4297 | 3 | 1 | 4 | F | VLS_Inline | 4 | 4 | 4 | 6 | BranchMin_4BranchMax_6 | 5 | 5 | 10 | HeaderMin_5HeaderMax_10 | 6
1064 | 114 | 40129-4P-25HP VLSC | VLSC_40129_4P_25HP | 786.8099 | 786.8099 | 2360.4297 | 3 | 1 | 4 | F | VLS_Inline | 4 | 4 | 4 | 6 | BranchMin_4BranchMax_6 | 5 | 5 | 10 | HeaderMin_5HeaderMax_10 | 8
1064 | 114 | 40129-4P-25HP VLSC | VLSC_40129_4P_25HP | 786.8099 | 786.8099 | 2360.4297 | 3 | 1 | 4 | F | VLS_Inline | 4 | 4 | 4 | 6 | BranchMin_4BranchMax_6 | 5 | 5 | 10 | HeaderMin_5HeaderMax_10 | 10
1064 | 114 | 40129-4P-25HP VLSC | VLSC_40129_4P_25HP | 786.8099 | 786.8099 | 2360.4297 | 3 | 1 | 4 | F | VLS_Inline | 4 | 4 | 4 | 6 | BranchMin_4BranchMax_6 | 6 | 5 | 10 | HeaderMin_5HeaderMax_10 | 5 | INVALID
1064 | 114 | 40129-4P-25HP VLSC | VLSC_40129_4P_25HP | 786.8099 | 786.8099 | 2360.4297 | 3 | 1 | 4 | F | VLS_Inline | 4 | 4 | 4 | 6 | BranchMin_4BranchMax_6 | 6 | 5 | 10 | HeaderMin_5HeaderMax_10 | 6 | INVALID
1064 | 114 | 40129-4P-25HP VLSC | VLSC_40129_4P_25HP | 786.8099 | 786.8099 | 2360.4297 | 3 | 1 | 4 | F | VLS_Inline | 4 | 4 | 4 | 6 | BranchMin_4BranchMax_6 | 6 | 5 | 10 | HeaderMin_5HeaderMax_10 | 8
1064 | 114 | 40129-4P-25HP VLSC | VLSC_40129_4P_25HP | 786.8099 | 786.8099 | 2360.4297 | 3 | 1 | 4 | F | VLS_Inline | 4 | 4 | 4 | 6 | BranchMin_4BranchMax_6 | 6 | 5 | 10 | HeaderMin_5HeaderMax_10 | 10
1065 | 115 | 40129-4P-30HP VLSC | VLSC_40129_4P_30HP | 825.5 | 825.5 | 2476.5 | 3 | 1 | 4 | F | VLS_Inline | 4 | 4 | 4 | 6 | BranchMin_4BranchMax_6 | 4 | 5 | 10 | HeaderMin_5HeaderMax_10 | 5
1065 | 115 | 40129-4P-30HP VLSC | VLSC_40129_4P_30HP | 825.5 | 825.5 | 2476.5 | 3 | 1 | 4 | F | VLS_Inline | 4 | 4 | 4 | 6 | BranchMin_4BranchMax_6 | 4 | 5 | 10 | HeaderMin_5HeaderMax_10 | 6
1065 | 115 | 40129-4P-30HP VLSC | VLSC_40129_4P_30HP | 825.5 | 825.5 | 2476.5 | 3 | 1 | 4 | F | VLS_Inline | 4 | 4 | 4 | 6 | BranchMin_4BranchMax_6 | 4 | 5 | 10 | HeaderMin_5HeaderMax_10 | 8
1065 | 115 | 40129-4P-30HP VLSC | VLSC_40129_4P_30HP | 825.5 | 825.5 | 2476.5 | 3 | 1 | 4 | F | VLS_Inline | 4 | 4 | 4 | 6 | BranchMin_4BranchMax_6 | 4 | 5 | 10 | HeaderMin_5HeaderMax_10 | 10
1065 | 115 | 40129-4P-30HP VLSC | VLSC_40129_4P_30HP | 825.5 | 825.5 | 2476.5 | 3 | 1 | 4 | F | VLS_Inline | 4 | 4 | 4 | 6 | BranchMin_4BranchMax_6 | 5 | 5 | 10 | HeaderMin_5HeaderMax_10 | 5 | INVALID
1065 | 115 | 40129-4P-30HP VLSC | VLSC_40129_4P_30HP | 825.5 | 825.5 | 2476.5 | 3 | 1 | 4 | F | VLS_Inline | 4 | 4 | 4 | 6 | BranchMin_4BranchMax_6 | 5 | 5 | 10 | HeaderMin_5HeaderMax_10 | 6
1065 | 115 | 40129-4P-30HP VLSC | VLSC_40129_4P_30HP | 825.5 | 825.5 | 2476.5 | 3 | 1 | 4 | F | VLS_Inline | 4 | 4 | 4 | 6 | BranchMin_4BranchMax_6 | 5 | 5 | 10 | HeaderMin_5HeaderMax_10 | 8
1065 | 115 | 40129-4P-30HP VLSC | VLSC_40129_4P_30HP | 825.5 | 825.5 | 2476.5 | 3 | 1 | 4 | F | VLS_Inline | 4 | 4 | 4 | 6 | BranchMin_4BranchMax_6 | 5 | 5 | 10 | HeaderMin_5HeaderMax_10 | 10
1065 | 115 | 40129-4P-30HP VLSC | VLSC_40129_4P_30HP | 825.5 | 825.5 | 2476.5 | 3 | 1 | 4 | F | VLS_Inline | 4 | 4 | 4 | 6 | BranchMin_4BranchMax_6 | 6 | 5 | 10 | HeaderMin_5HeaderMax_10 | 5 | INVALID
1065 | 115 | 40129-4P-30HP VLSC | VLSC_40129_4P_30HP | 825.5 | 825.5 | 2476.5 | 3 | 1 | 4 | F | VLS_Inline | 4 | 4 | 4 | 6 | BranchMin_4BranchMax_6 | 6 | 5 | 10 | HeaderMin_5HeaderMax_10 | 6 | INVALID
1065 | 115 | 40129-4P-30HP VLSC | VLSC_40129_4P_30HP | 825.5 | 825.5 | 2476.5 | 3 | 1 | 4 | F | VLS_Inline | 4 | 4 | 4 | 6 | BranchMin_4BranchMax_6 | 6 | 5 | 10 | HeaderMin_5HeaderMax_10 | 8
1065 | 115 | 40129-4P-30HP VLSC | VLSC_40129_4P_30HP | 825.5 | 825.5 | 2476.5 | 3 | 1 | 4 | F | VLS_Inline | 4 | 4 | 4 | 6 | BranchMin_4BranchMax_6 | 6 | 5 | 10 | HeaderMin_5HeaderMax_10 | 10
1066 | 116 | 40157-4P-30HP VLSC | RC9947-1-12.0-4P | 756.8 | 756.8 | 2270.4 | 3 | 1 | 4 | F | VLS_Inline | 4 | 4 | 4 | 6 | BranchMin_4BranchMax_6 | 4 | 5 | 10 | HeaderMin_5HeaderMax_10 | 5
1066 | 116 | 40157-4P-30HP VLSC | RC9947-1-12.0-4P | 756.8 | 756.8 | 2270.4 | 3 | 1 | 4 | F | VLS_Inline | 4 | 4 | 4 | 6 | BranchMin_4BranchMax_6 | 4 | 5 | 10 | HeaderMin_5HeaderMax_10 | 6
1066 | 116 | 40157-4P-30HP VLSC | RC9947-1-12.0-4P | 756.8 | 756.8 | 2270.4 | 3 | 1 | 4 | F | VLS_Inline | 4 | 4 | 4 | 6 | BranchMin_4BranchMax_6 | 4 | 5 | 10 | HeaderMin_5HeaderMax_10 | 8
1066 | 116 | 40157-4P-30HP VLSC | RC9947-1-12.0-4P | 756.8 | 756.8 | 2270.4 | 3 | 1 | 4 | F | VLS_Inline | 4 | 4 | 4 | 6 | BranchMin_4BranchMax_6 | 4 | 5 | 10 | HeaderMin_5HeaderMax_10 | 10
1066 | 116 | 40157-4P-30HP VLSC | RC9947-1-12.0-4P | 756.8 | 756.8 | 2270.4 | 3 | 1 | 4 | F | VLS_Inline | 4 | 4 | 4 | 6 | BranchMin_4BranchMax_6 | 5 | 5 | 10 | HeaderMin_5HeaderMax_10 | 5 | INVALID
1066 | 116 | 40157-4P-30HP VLSC | RC9947-1-12.0-4P | 756.8 | 756.8 | 2270.4 | 3 | 1 | 4 | F | VLS_Inline | 4 | 4 | 4 | 6 | BranchMin_4BranchMax_6 | 5 | 5 | 10 | HeaderMin_5HeaderMax_10 | 6
1066 | 116 | 40157-4P-30HP VLSC | RC9947-1-12.0-4P | 756.8 | 756.8 | 2270.4 | 3 | 1 | 4 | F | VLS_Inline | 4 | 4 | 4 | 6 | BranchMin_4BranchMax_6 | 5 | 5 | 10 | HeaderMin_5HeaderMax_10 | 8
1066 | 116 | 40157-4P-30HP VLSC | RC9947-1-12.0-4P | 756.8 | 756.8 | 2270.4 | 3 | 1 | 4 | F | VLS_Inline | 4 | 4 | 4 | 6 | BranchMin_4BranchMax_6 | 5 | 5 | 10 | HeaderMin_5HeaderMax_10 | 10
1066 | 116 | 40157-4P-30HP VLSC | RC9947-1-12.0-4P | 756.8 | 756.8 | 2270.4 | 3 | 1 | 4 | F | VLS_Inline | 4 | 4 | 4 | 6 | BranchMin_4BranchMax_6 | 6 | 5 | 10 | HeaderMin_5HeaderMax_10 | 5 | INVALID
1066 | 116 | 40157-4P-30HP VLSC | RC9947-1-12.0-4P | 756.8 | 756.8 | 2270.4 | 3 | 1 | 4 | F | VLS_Inline | 4 | 4 | 4 | 6 | BranchMin_4BranchMax_6 | 6 | 5 | 10 | HeaderMin_5HeaderMax_10 | 6 | INVALID
1066 | 116 | 40157-4P-30HP VLSC | RC9947-1-12.0-4P | 756.8 | 756.8 | 2270.4 | 3 | 1 | 4 | F | VLS_Inline | 4 | 4 | 4 | 6 | BranchMin_4BranchMax_6 | 6 | 5 | 10 | HeaderMin_5HeaderMax_10 | 8
1066 | 116 | 40157-4P-30HP VLSC | RC9947-1-12.0-4P | 756.8 | 756.8 | 2270.4 | 3 | 1 | 4 | F | VLS_Inline | 4 | 4 | 4 | 6 | BranchMin_4BranchMax_6 | 6 | 5 | 10 | HeaderMin_5HeaderMax_10 | 10
1067 | 117 | 40157-4P-40HP VLSC | RC9947-1-13.41-4P | 830.5 | 830.5 | 2491.5 | 3 | 1 | 4 | F | VLS_Inline | 4 | 4 | 4 | 6 | BranchMin_4BranchMax_6 | 4 | 5 | 10 | HeaderMin_5HeaderMax_10 | 5
1067 | 117 | 40157-4P-40HP VLSC | RC9947-1-13.41-4P | 830.5 | 830.5 | 2491.5 | 3 | 1 | 4 | F | VLS_Inline | 4 | 4 | 4 | 6 | BranchMin_4BranchMax_6 | 4 | 5 | 10 | HeaderMin_5HeaderMax_10 | 6
1067 | 117 | 40157-4P-40HP VLSC | RC9947-1-13.41-4P | 830.5 | 830.5 | 2491.5 | 3 | 1 | 4 | F | VLS_Inline | 4 | 4 | 4 | 6 | BranchMin_4BranchMax_6 | 4 | 5 | 10 | HeaderMin_5HeaderMax_10 | 8
1067 | 117 | 40157-4P-40HP VLSC | RC9947-1-13.41-4P | 830.5 | 830.5 | 2491.5 | 3 | 1 | 4 | F | VLS_Inline | 4 | 4 | 4 | 6 | BranchMin_4BranchMax_6 | 4 | 5 | 10 | HeaderMin_5HeaderMax_10 | 10
1067 | 117 | 40157-4P-40HP VLSC | RC9947-1-13.41-4P | 830.5 | 830.5 | 2491.5 | 3 | 1 | 4 | F | VLS_Inline | 4 | 4 | 4 | 6 | BranchMin_4BranchMax_6 | 5 | 5 | 10 | HeaderMin_5HeaderMax_10 | 5 | INVALID
1067 | 117 | 40157-4P-40HP VLSC | RC9947-1-13.41-4P | 830.5 | 830.5 | 2491.5 | 3 | 1 | 4 | F | VLS_Inline | 4 | 4 | 4 | 6 | BranchMin_4BranchMax_6 | 5 | 5 | 10 | HeaderMin_5HeaderMax_10 | 6
1067 | 117 | 40157-4P-40HP VLSC | RC9947-1-13.41-4P | 830.5 | 830.5 | 2491.5 | 3 | 1 | 4 | F | VLS_Inline | 4 | 4 | 4 | 6 | BranchMin_4BranchMax_6 | 5 | 5 | 10 | HeaderMin_5HeaderMax_10 | 8
1067 | 117 | 40157-4P-40HP VLSC | RC9947-1-13.41-4P | 830.5 | 830.5 | 2491.5 | 3 | 1 | 4 | F | VLS_Inline | 4 | 4 | 4 | 6 | BranchMin_4BranchMax_6 | 5 | 5 | 10 | HeaderMin_5HeaderMax_10 | 10
1067 | 117 | 40157-4P-40HP VLSC | RC9947-1-13.41-4P | 830.5 | 830.5 | 2491.5 | 3 | 1 | 4 | F | VLS_Inline | 4 | 4 | 4 | 6 | BranchMin_4BranchMax_6 | 6 | 5 | 10 | HeaderMin_5HeaderMax_10 | 5 | INVALID
1067 | 117 | 40157-4P-40HP VLSC | RC9947-1-13.41-4P | 830.5 | 830.5 | 2491.5 | 3 | 1 | 4 | F | VLS_Inline | 4 | 4 | 4 | 6 | BranchMin_4BranchMax_6 | 6 | 5 | 10 | HeaderMin_5HeaderMax_10 | 6 | INVALID
1067 | 117 | 40157-4P-40HP VLSC | RC9947-1-13.41-4P | 830.5 | 830.5 | 2491.5 | 3 | 1 | 4 | F | VLS_Inline | 4 | 4 | 4 | 6 | BranchMin_4BranchMax_6 | 6 | 5 | 10 | HeaderMin_5HeaderMax_10 | 8
1067 | 117 | 40157-4P-40HP VLSC | RC9947-1-13.41-4P | 830.5 | 830.5 | 2491.5 | 3 | 1 | 4 | F | VLS_Inline | 4 | 4 | 4 | 6 | BranchMin_4BranchMax_6 | 6 | 5 | 10 | HeaderMin_5HeaderMax_10 | 10
1068 | 118 | 40157-4P-50HP VLSC | RC9947-1-14.10-4P | 873.3 | 873.3 | 2619.9 | 3 | 1 | 4 | F | VLS_Inline | 4 | 4 | 4 | 6 | BranchMin_4BranchMax_6 | 4 | 5 | 12 | HeaderMin_5HeaderMax_12 | 5
1068 | 118 | 40157-4P-50HP VLSC | RC9947-1-14.10-4P | 873.3 | 873.3 | 2619.9 | 3 | 1 | 4 | F | VLS_Inline | 4 | 4 | 4 | 6 | BranchMin_4BranchMax_6 | 4 | 5 | 12 | HeaderMin_5HeaderMax_12 | 6
1068 | 118 | 40157-4P-50HP VLSC | RC9947-1-14.10-4P | 873.3 | 873.3 | 2619.9 | 3 | 1 | 4 | F | VLS_Inline | 4 | 4 | 4 | 6 | BranchMin_4BranchMax_6 | 4 | 5 | 12 | HeaderMin_5HeaderMax_12 | 8
1068 | 118 | 40157-4P-50HP VLSC | RC9947-1-14.10-4P | 873.3 | 873.3 | 2619.9 | 3 | 1 | 4 | F | VLS_Inline | 4 | 4 | 4 | 6 | BranchMin_4BranchMax_6 | 4 | 5 | 12 | HeaderMin_5HeaderMax_12 | 10
1068 | 118 | 40157-4P-50HP VLSC | RC9947-1-14.10-4P | 873.3 | 873.3 | 2619.9 | 3 | 1 | 4 | F | VLS_Inline | 4 | 4 | 4 | 6 | BranchMin_4BranchMax_6 | 4 | 5 | 12 | HeaderMin_5HeaderMax_12 | 12
1068 | 118 | 40157-4P-50HP VLSC | RC9947-1-14.10-4P | 873.3 | 873.3 | 2619.9 | 3 | 1 | 4 | F | VLS_Inline | 4 | 4 | 4 | 6 | BranchMin_4BranchMax_6 | 5 | 5 | 12 | HeaderMin_5HeaderMax_12 | 5 | INVALID
1068 | 118 | 40157-4P-50HP VLSC | RC9947-1-14.10-4P | 873.3 | 873.3 | 2619.9 | 3 | 1 | 4 | F | VLS_Inline | 4 | 4 | 4 | 6 | BranchMin_4BranchMax_6 | 5 | 5 | 12 | HeaderMin_5HeaderMax_12 | 6
1068 | 118 | 40157-4P-50HP VLSC | RC9947-1-14.10-4P | 873.3 | 873.3 | 2619.9 | 3 | 1 | 4 | F | VLS_Inline | 4 | 4 | 4 | 6 | BranchMin_4BranchMax_6 | 5 | 5 | 12 | HeaderMin_5HeaderMax_12 | 8
1068 | 118 | 40157-4P-50HP VLSC | RC9947-1-14.10-4P | 873.3 | 873.3 | 2619.9 | 3 | 1 | 4 | F | VLS_Inline | 4 | 4 | 4 | 6 | BranchMin_4BranchMax_6 | 5 | 5 | 12 | HeaderMin_5HeaderMax_12 | 10
1068 | 118 | 40157-4P-50HP VLSC | RC9947-1-14.10-4P | 873.3 | 873.3 | 2619.9 | 3 | 1 | 4 | F | VLS_Inline | 4 | 4 | 4 | 6 | BranchMin_4BranchMax_6 | 5 | 5 | 12 | HeaderMin_5HeaderMax_12 | 12
1068 | 118 | 40157-4P-50HP VLSC | RC9947-1-14.10-4P | 873.3 | 873.3 | 2619.9 | 3 | 1 | 4 | F | VLS_Inline | 4 | 4 | 4 | 6 | BranchMin_4BranchMax_6 | 6 | 5 | 12 | HeaderMin_5HeaderMax_12 | 5 | INVALID
1068 | 118 | 40157-4P-50HP VLSC | RC9947-1-14.10-4P | 873.3 | 873.3 | 2619.9 | 3 | 1 | 4 | F | VLS_Inline | 4 | 4 | 4 | 6 | BranchMin_4BranchMax_6 | 6 | 5 | 12 | HeaderMin_5HeaderMax_12 | 6 | INVALID
1068 | 118 | 40157-4P-50HP VLSC | RC9947-1-14.10-4P | 873.3 | 873.3 | 2619.9 | 3 | 1 | 4 | F | VLS_Inline | 4 | 4 | 4 | 6 | BranchMin_4BranchMax_6 | 6 | 5 | 12 | HeaderMin_5HeaderMax_12 | 8
1068 | 118 | 40157-4P-50HP VLSC | RC9947-1-14.10-4P | 873.3 | 873.3 | 2619.9 | 3 | 1 | 4 | F | VLS_Inline | 4 | 4 | 4 | 6 | BranchMin_4BranchMax_6 | 6 | 5 | 12 | HeaderMin_5HeaderMax_12 | 10
1068 | 118 | 40157-4P-50HP VLSC | RC9947-1-14.10-4P | 873.3 | 873.3 | 2619.9 | 3 | 1 | 4 | F | VLS_Inline | 4 | 4 | 4 | 6 | BranchMin_4BranchMax_6 | 6 | 5 | 12 | HeaderMin_5HeaderMax_12 | 12
1069 | 119 | 40159-4P-30HP VLSC | VLSC_40159_4P_30HP | 639.1572 | 639.1572 | 1917.4715 | 3 | 1 | 4 | F | VLS_Inline | 4 | 4 | 4 | 5 | BranchMin_4BranchMax_5 | 4 | 5 | 10 | HeaderMin_5HeaderMax_10 | 5
1069 | 119 | 40159-4P-30HP VLSC | VLSC_40159_4P_30HP | 639.1572 | 639.1572 | 1917.4715 | 3 | 1 | 4 | F | VLS_Inline | 4 | 4 | 4 | 5 | BranchMin_4BranchMax_5 | 4 | 5 | 10 | HeaderMin_5HeaderMax_10 | 6
1069 | 119 | 40159-4P-30HP VLSC | VLSC_40159_4P_30HP | 639.1572 | 639.1572 | 1917.4715 | 3 | 1 | 4 | F | VLS_Inline | 4 | 4 | 4 | 5 | BranchMin_4BranchMax_5 | 4 | 5 | 10 | HeaderMin_5HeaderMax_10 | 8
1069 | 119 | 40159-4P-30HP VLSC | VLSC_40159_4P_30HP | 639.1572 | 639.1572 | 1917.4715 | 3 | 1 | 4 | F | VLS_Inline | 4 | 4 | 4 | 5 | BranchMin_4BranchMax_5 | 4 | 5 | 10 | HeaderMin_5HeaderMax_10 | 10
1069 | 119 | 40159-4P-30HP VLSC | VLSC_40159_4P_30HP | 639.1572 | 639.1572 | 1917.4715 | 3 | 1 | 4 | F | VLS_Inline | 4 | 4 | 4 | 5 | BranchMin_4BranchMax_5 | 5 | 5 | 10 | HeaderMin_5HeaderMax_10 | 5 | INVALID
1069 | 119 | 40159-4P-30HP VLSC | VLSC_40159_4P_30HP | 639.1572 | 639.1572 | 1917.4715 | 3 | 1 | 4 | F | VLS_Inline | 4 | 4 | 4 | 5 | BranchMin_4BranchMax_5 | 5 | 5 | 10 | HeaderMin_5HeaderMax_10 | 6
1069 | 119 | 40159-4P-30HP VLSC | VLSC_40159_4P_30HP | 639.1572 | 639.1572 | 1917.4715 | 3 | 1 | 4 | F | VLS_Inline | 4 | 4 | 4 | 5 | BranchMin_4BranchMax_5 | 5 | 5 | 10 | HeaderMin_5HeaderMax_10 | 8
1069 | 119 | 40159-4P-30HP VLSC | VLSC_40159_4P_30HP | 639.1572 | 639.1572 | 1917.4715 | 3 | 1 | 4 | F | VLS_Inline | 4 | 4 | 4 | 5 | BranchMin_4BranchMax_5 | 5 | 5 | 10 | HeaderMin_5HeaderMax_10 | 10
1070 | 120 | 40159-4P-40HP VLSC | VLSC_40159_4P_40HP | 794.9133 | 794.9133 | 2384.7399 | 3 | 1 | 4 | F | VLS_Inline | 4 | 4 | 4 | 6 | BranchMin_4BranchMax_6 | 4 | 5 | 10 | HeaderMin_5HeaderMax_10 | 5
1070 | 120 | 40159-4P-40HP VLSC | VLSC_40159_4P_40HP | 794.9133 | 794.9133 | 2384.7399 | 3 | 1 | 4 | F | VLS_Inline | 4 | 4 | 4 | 6 | BranchMin_4BranchMax_6 | 4 | 5 | 10 | HeaderMin_5HeaderMax_10 | 6
1070 | 120 | 40159-4P-40HP VLSC | VLSC_40159_4P_40HP | 794.9133 | 794.9133 | 2384.7399 | 3 | 1 | 4 | F | VLS_Inline | 4 | 4 | 4 | 6 | BranchMin_4BranchMax_6 | 4 | 5 | 10 | HeaderMin_5HeaderMax_10 | 8
1070 | 120 | 40159-4P-40HP VLSC | VLSC_40159_4P_40HP | 794.9133 | 794.9133 | 2384.7399 | 3 | 1 | 4 | F | VLS_Inline | 4 | 4 | 4 | 6 | BranchMin_4BranchMax_6 | 4 | 5 | 10 | HeaderMin_5HeaderMax_10 | 10
1070 | 120 | 40159-4P-40HP VLSC | VLSC_40159_4P_40HP | 794.9133 | 794.9133 | 2384.7399 | 3 | 1 | 4 | F | VLS_Inline | 4 | 4 | 4 | 6 | BranchMin_4BranchMax_6 | 5 | 5 | 10 | HeaderMin_5HeaderMax_10 | 5 | INVALID
1070 | 120 | 40159-4P-40HP VLSC | VLSC_40159_4P_40HP | 794.9133 | 794.9133 | 2384.7399 | 3 | 1 | 4 | F | VLS_Inline | 4 | 4 | 4 | 6 | BranchMin_4BranchMax_6 | 5 | 5 | 10 | HeaderMin_5HeaderMax_10 | 6
1070 | 120 | 40159-4P-40HP VLSC | VLSC_40159_4P_40HP | 794.9133 | 794.9133 | 2384.7399 | 3 | 1 | 4 | F | VLS_Inline | 4 | 4 | 4 | 6 | BranchMin_4BranchMax_6 | 5 | 5 | 10 | HeaderMin_5HeaderMax_10 | 8
1070 | 120 | 40159-4P-40HP VLSC | VLSC_40159_4P_40HP | 794.9133 | 794.9133 | 2384.7399 | 3 | 1 | 4 | F | VLS_Inline | 4 | 4 | 4 | 6 | BranchMin_4BranchMax_6 | 5 | 5 | 10 | HeaderMin_5HeaderMax_10 | 10
1070 | 120 | 40159-4P-40HP VLSC | VLSC_40159_4P_40HP | 794.9133 | 794.9133 | 2384.7399 | 3 | 1 | 4 | F | VLS_Inline | 4 | 4 | 4 | 6 | BranchMin_4BranchMax_6 | 6 | 5 | 10 | HeaderMin_5HeaderMax_10 | 5 | INVALID
1070 | 120 | 40159-4P-40HP VLSC | VLSC_40159_4P_40HP | 794.9133 | 794.9133 | 2384.7399 | 3 | 1 | 4 | F | VLS_Inline | 4 | 4 | 4 | 6 | BranchMin_4BranchMax_6 | 6 | 5 | 10 | HeaderMin_5HeaderMax_10 | 6 | INVALID
1070 | 120 | 40159-4P-40HP VLSC | VLSC_40159_4P_40HP | 794.9133 | 794.9133 | 2384.7399 | 3 | 1 | 4 | F | VLS_Inline | 4 | 4 | 4 | 6 | BranchMin_4BranchMax_6 | 6 | 5 | 10 | HeaderMin_5HeaderMax_10 | 8
1070 | 120 | 40159-4P-40HP VLSC | VLSC_40159_4P_40HP | 794.9133 | 794.9133 | 2384.7399 | 3 | 1 | 4 | F | VLS_Inline | 4 | 4 | 4 | 6 | BranchMin_4BranchMax_6 | 6 | 5 | 10 | HeaderMin_5HeaderMax_10 | 10
1071 | 121 | 40159-4P-50HP VLSC | VLSC_40159_4P_50HP | 882.342 | 882.342 | 2647.0261 | 3 | 1 | 4 | F | VLS_Inline | 4 | 4 | 4 | 6 | BranchMin_4BranchMax_6 | 4 | 5 | 12 | HeaderMin_5HeaderMax_12 | 5
1071 | 121 | 40159-4P-50HP VLSC | VLSC_40159_4P_50HP | 882.342 | 882.342 | 2647.0261 | 3 | 1 | 4 | F | VLS_Inline | 4 | 4 | 4 | 6 | BranchMin_4BranchMax_6 | 4 | 5 | 12 | HeaderMin_5HeaderMax_12 | 6
1071 | 121 | 40159-4P-50HP VLSC | VLSC_40159_4P_50HP | 882.342 | 882.342 | 2647.0261 | 3 | 1 | 4 | F | VLS_Inline | 4 | 4 | 4 | 6 | BranchMin_4BranchMax_6 | 4 | 5 | 12 | HeaderMin_5HeaderMax_12 | 8
1071 | 121 | 40159-4P-50HP VLSC | VLSC_40159_4P_50HP | 882.342 | 882.342 | 2647.0261 | 3 | 1 | 4 | F | VLS_Inline | 4 | 4 | 4 | 6 | BranchMin_4BranchMax_6 | 4 | 5 | 12 | HeaderMin_5HeaderMax_12 | 10
1071 | 121 | 40159-4P-50HP VLSC | VLSC_40159_4P_50HP | 882.342 | 882.342 | 2647.0261 | 3 | 1 | 4 | F | VLS_Inline | 4 | 4 | 4 | 6 | BranchMin_4BranchMax_6 | 4 | 5 | 12 | HeaderMin_5HeaderMax_12 | 12
1071 | 121 | 40159-4P-50HP VLSC | VLSC_40159_4P_50HP | 882.342 | 882.342 | 2647.0261 | 3 | 1 | 4 | F | VLS_Inline | 4 | 4 | 4 | 6 | BranchMin_4BranchMax_6 | 5 | 5 | 12 | HeaderMin_5HeaderMax_12 | 5 | INVALID
1071 | 121 | 40159-4P-50HP VLSC | VLSC_40159_4P_50HP | 882.342 | 882.342 | 2647.0261 | 3 | 1 | 4 | F | VLS_Inline | 4 | 4 | 4 | 6 | BranchMin_4BranchMax_6 | 5 | 5 | 12 | HeaderMin_5HeaderMax_12 | 6
1071 | 121 | 40159-4P-50HP VLSC | VLSC_40159_4P_50HP | 882.342 | 882.342 | 2647.0261 | 3 | 1 | 4 | F | VLS_Inline | 4 | 4 | 4 | 6 | BranchMin_4BranchMax_6 | 5 | 5 | 12 | HeaderMin_5HeaderMax_12 | 8
1071 | 121 | 40159-4P-50HP VLSC | VLSC_40159_4P_50HP | 882.342 | 882.342 | 2647.0261 | 3 | 1 | 4 | F | VLS_Inline | 4 | 4 | 4 | 6 | BranchMin_4BranchMax_6 | 5 | 5 | 12 | HeaderMin_5HeaderMax_12 | 10
1071 | 121 | 40159-4P-50HP VLSC | VLSC_40159_4P_50HP | 882.342 | 882.342 | 2647.0261 | 3 | 1 | 4 | F | VLS_Inline | 4 | 4 | 4 | 6 | BranchMin_4BranchMax_6 | 5 | 5 | 12 | HeaderMin_5HeaderMax_12 | 12
1071 | 121 | 40159-4P-50HP VLSC | VLSC_40159_4P_50HP | 882.342 | 882.342 | 2647.0261 | 3 | 1 | 4 | F | VLS_Inline | 4 | 4 | 4 | 6 | BranchMin_4BranchMax_6 | 6 | 5 | 12 | HeaderMin_5HeaderMax_12 | 5 | INVALID
1071 | 121 | 40159-4P-50HP VLSC | VLSC_40159_4P_50HP | 882.342 | 882.342 | 2647.0261 | 3 | 1 | 4 | F | VLS_Inline | 4 | 4 | 4 | 6 | BranchMin_4BranchMax_6 | 6 | 5 | 12 | HeaderMin_5HeaderMax_12 | 6 | INVALID
1071 | 121 | 40159-4P-50HP VLSC | VLSC_40159_4P_50HP | 882.342 | 882.342 | 2647.0261 | 3 | 1 | 4 | F | VLS_Inline | 4 | 4 | 4 | 6 | BranchMin_4BranchMax_6 | 6 | 5 | 12 | HeaderMin_5HeaderMax_12 | 8
1071 | 121 | 40159-4P-50HP VLSC | VLSC_40159_4P_50HP | 882.342 | 882.342 | 2647.0261 | 3 | 1 | 4 | F | VLS_Inline | 4 | 4 | 4 | 6 | BranchMin_4BranchMax_6 | 6 | 5 | 12 | HeaderMin_5HeaderMax_12 | 10
1071 | 121 | 40159-4P-50HP VLSC | VLSC_40159_4P_50HP | 882.342 | 882.342 | 2647.0261 | 3 | 1 | 4 | F | VLS_Inline | 4 | 4 | 4 | 6 | BranchMin_4BranchMax_6 | 6 | 5 | 12 | HeaderMin_5HeaderMax_12 | 12
1072 | 122 | 50707-2P-30HP VLSC | VLSC_50707_2P_30HP | 935.9263 | 935.9263 | 2807.7789 | 3 | 1 | 4 | F | VLS_Inline | 5 | 5 | 5 | 6 | BranchMin_5BranchMax_6 | 5 | 6 | 12 | HeaderMin_6HeaderMax_12 | 6
1072 | 122 | 50707-2P-30HP VLSC | VLSC_50707_2P_30HP | 935.9263 | 935.9263 | 2807.7789 | 3 | 1 | 4 | F | VLS_Inline | 5 | 5 | 5 | 6 | BranchMin_5BranchMax_6 | 5 | 6 | 12 | HeaderMin_6HeaderMax_12 | 8
1072 | 122 | 50707-2P-30HP VLSC | VLSC_50707_2P_30HP | 935.9263 | 935.9263 | 2807.7789 | 3 | 1 | 4 | F | VLS_Inline | 5 | 5 | 5 | 6 | BranchMin_5BranchMax_6 | 5 | 6 | 12 | HeaderMin_6HeaderMax_12 | 10
1072 | 122 | 50707-2P-30HP VLSC | VLSC_50707_2P_30HP | 935.9263 | 935.9263 | 2807.7789 | 3 | 1 | 4 | F | VLS_Inline | 5 | 5 | 5 | 6 | BranchMin_5BranchMax_6 | 5 | 6 | 12 | HeaderMin_6HeaderMax_12 | 12
1072 | 122 | 50707-2P-30HP VLSC | VLSC_50707_2P_30HP | 935.9263 | 935.9263 | 2807.7789 | 3 | 1 | 4 | F | VLS_Inline | 5 | 5 | 5 | 6 | BranchMin_5BranchMax_6 | 6 | 6 | 12 | HeaderMin_6HeaderMax_12 | 6 | INVALID
1072 | 122 | 50707-2P-30HP VLSC | VLSC_50707_2P_30HP | 935.9263 | 935.9263 | 2807.7789 | 3 | 1 | 4 | F | VLS_Inline | 5 | 5 | 5 | 6 | BranchMin_5BranchMax_6 | 6 | 6 | 12 | HeaderMin_6HeaderMax_12 | 8
1072 | 122 | 50707-2P-30HP VLSC | VLSC_50707_2P_30HP | 935.9263 | 935.9263 | 2807.7789 | 3 | 1 | 4 | F | VLS_Inline | 5 | 5 | 5 | 6 | BranchMin_5BranchMax_6 | 6 | 6 | 12 | HeaderMin_6HeaderMax_12 | 10
1072 | 122 | 50707-2P-30HP VLSC | VLSC_50707_2P_30HP | 935.9263 | 935.9263 | 2807.7789 | 3 | 1 | 4 | F | VLS_Inline | 5 | 5 | 5 | 6 | BranchMin_5BranchMax_6 | 6 | 6 | 12 | HeaderMin_6HeaderMax_12 | 12
1073 | 123 | 50707-2P-40HP VLSC | VLSC_50707_2P_40HP | 1136.2741 | 1136.2741 | 3408.8222 | 3 | 1 | 4 | F | VLS_Inline | 5 | 5 | 5 | 8 | BranchMin_5BranchMax_8 | 5 | 6 | 12 | HeaderMin_6HeaderMax_12 | 6
1073 | 123 | 50707-2P-40HP VLSC | VLSC_50707_2P_40HP | 1136.2741 | 1136.2741 | 3408.8222 | 3 | 1 | 4 | F | VLS_Inline | 5 | 5 | 5 | 8 | BranchMin_5BranchMax_8 | 5 | 6 | 12 | HeaderMin_6HeaderMax_12 | 8
1073 | 123 | 50707-2P-40HP VLSC | VLSC_50707_2P_40HP | 1136.2741 | 1136.2741 | 3408.8222 | 3 | 1 | 4 | F | VLS_Inline | 5 | 5 | 5 | 8 | BranchMin_5BranchMax_8 | 5 | 6 | 12 | HeaderMin_6HeaderMax_12 | 10
1073 | 123 | 50707-2P-40HP VLSC | VLSC_50707_2P_40HP | 1136.2741 | 1136.2741 | 3408.8222 | 3 | 1 | 4 | F | VLS_Inline | 5 | 5 | 5 | 8 | BranchMin_5BranchMax_8 | 5 | 6 | 12 | HeaderMin_6HeaderMax_12 | 12
1073 | 123 | 50707-2P-40HP VLSC | VLSC_50707_2P_40HP | 1136.2741 | 1136.2741 | 3408.8222 | 3 | 1 | 4 | F | VLS_Inline | 5 | 5 | 5 | 8 | BranchMin_5BranchMax_8 | 6 | 6 | 12 | HeaderMin_6HeaderMax_12 | 6 | INVALID
1073 | 123 | 50707-2P-40HP VLSC | VLSC_50707_2P_40HP | 1136.2741 | 1136.2741 | 3408.8222 | 3 | 1 | 4 | F | VLS_Inline | 5 | 5 | 5 | 8 | BranchMin_5BranchMax_8 | 6 | 6 | 12 | HeaderMin_6HeaderMax_12 | 8
1073 | 123 | 50707-2P-40HP VLSC | VLSC_50707_2P_40HP | 1136.2741 | 1136.2741 | 3408.8222 | 3 | 1 | 4 | F | VLS_Inline | 5 | 5 | 5 | 8 | BranchMin_5BranchMax_8 | 6 | 6 | 12 | HeaderMin_6HeaderMax_12 | 10
1073 | 123 | 50707-2P-40HP VLSC | VLSC_50707_2P_40HP | 1136.2741 | 1136.2741 | 3408.8222 | 3 | 1 | 4 | F | VLS_Inline | 5 | 5 | 5 | 8 | BranchMin_5BranchMax_8 | 6 | 6 | 12 | HeaderMin_6HeaderMax_12 | 12
1073 | 123 | 50707-2P-40HP VLSC | VLSC_50707_2P_40HP | 1136.2741 | 1136.2741 | 3408.8222 | 3 | 1 | 4 | F | VLS_Inline | 5 | 5 | 5 | 8 | BranchMin_5BranchMax_8 | 8 | 6 | 12 | HeaderMin_6HeaderMax_12 | 6 | INVALID
1073 | 123 | 50707-2P-40HP VLSC | VLSC_50707_2P_40HP | 1136.2741 | 1136.2741 | 3408.8222 | 3 | 1 | 4 | F | VLS_Inline | 5 | 5 | 5 | 8 | BranchMin_5BranchMax_8 | 8 | 6 | 12 | HeaderMin_6HeaderMax_12 | 8 | INVALID
1073 | 123 | 50707-2P-40HP VLSC | VLSC_50707_2P_40HP | 1136.2741 | 1136.2741 | 3408.8222 | 3 | 1 | 4 | F | VLS_Inline | 5 | 5 | 5 | 8 | BranchMin_5BranchMax_8 | 8 | 6 | 12 | HeaderMin_6HeaderMax_12 | 10
1073 | 123 | 50707-2P-40HP VLSC | VLSC_50707_2P_40HP | 1136.2741 | 1136.2741 | 3408.8222 | 3 | 1 | 4 | F | VLS_Inline | 5 | 5 | 5 | 8 | BranchMin_5BranchMax_8 | 8 | 6 | 12 | HeaderMin_6HeaderMax_12 | 12
1074 | 124 | 50707-2P-50HP VLSC | VLSC_50707_2P_50HP | 1332.9681 | 1332.9681 | 3998.9043 | 3 | 1 | 4 | F | VLS_Inline | 5 | 5 | 5 | 8 | BranchMin_5BranchMax_8 | 5 | 6 | 14 | HeaderMin_6HeaderMax_14 | 6
1074 | 124 | 50707-2P-50HP VLSC | VLSC_50707_2P_50HP | 1332.9681 | 1332.9681 | 3998.9043 | 3 | 1 | 4 | F | VLS_Inline | 5 | 5 | 5 | 8 | BranchMin_5BranchMax_8 | 5 | 6 | 14 | HeaderMin_6HeaderMax_14 | 8
1074 | 124 | 50707-2P-50HP VLSC | VLSC_50707_2P_50HP | 1332.9681 | 1332.9681 | 3998.9043 | 3 | 1 | 4 | F | VLS_Inline | 5 | 5 | 5 | 8 | BranchMin_5BranchMax_8 | 5 | 6 | 14 | HeaderMin_6HeaderMax_14 | 10
1074 | 124 | 50707-2P-50HP VLSC | VLSC_50707_2P_50HP | 1332.9681 | 1332.9681 | 3998.9043 | 3 | 1 | 4 | F | VLS_Inline | 5 | 5 | 5 | 8 | BranchMin_5BranchMax_8 | 5 | 6 | 14 | HeaderMin_6HeaderMax_14 | 12
1074 | 124 | 50707-2P-50HP VLSC | VLSC_50707_2P_50HP | 1332.9681 | 1332.9681 | 3998.9043 | 3 | 1 | 4 | F | VLS_Inline | 5 | 5 | 5 | 8 | BranchMin_5BranchMax_8 | 5 | 6 | 14 | HeaderMin_6HeaderMax_14 | 14
1074 | 124 | 50707-2P-50HP VLSC | VLSC_50707_2P_50HP | 1332.9681 | 1332.9681 | 3998.9043 | 3 | 1 | 4 | F | VLS_Inline | 5 | 5 | 5 | 8 | BranchMin_5BranchMax_8 | 6 | 6 | 14 | HeaderMin_6HeaderMax_14 | 6 | INVALID
1074 | 124 | 50707-2P-50HP VLSC | VLSC_50707_2P_50HP | 1332.9681 | 1332.9681 | 3998.9043 | 3 | 1 | 4 | F | VLS_Inline | 5 | 5 | 5 | 8 | BranchMin_5BranchMax_8 | 6 | 6 | 14 | HeaderMin_6HeaderMax_14 | 8
1074 | 124 | 50707-2P-50HP VLSC | VLSC_50707_2P_50HP | 1332.9681 | 1332.9681 | 3998.9043 | 3 | 1 | 4 | F | VLS_Inline | 5 | 5 | 5 | 8 | BranchMin_5BranchMax_8 | 6 | 6 | 14 | HeaderMin_6HeaderMax_14 | 10
1074 | 124 | 50707-2P-50HP VLSC | VLSC_50707_2P_50HP | 1332.9681 | 1332.9681 | 3998.9043 | 3 | 1 | 4 | F | VLS_Inline | 5 | 5 | 5 | 8 | BranchMin_5BranchMax_8 | 6 | 6 | 14 | HeaderMin_6HeaderMax_14 | 12
1074 | 124 | 50707-2P-50HP VLSC | VLSC_50707_2P_50HP | 1332.9681 | 1332.9681 | 3998.9043 | 3 | 1 | 4 | F | VLS_Inline | 5 | 5 | 5 | 8 | BranchMin_5BranchMax_8 | 6 | 6 | 14 | HeaderMin_6HeaderMax_14 | 14
1074 | 124 | 50707-2P-50HP VLSC | VLSC_50707_2P_50HP | 1332.9681 | 1332.9681 | 3998.9043 | 3 | 1 | 4 | F | VLS_Inline | 5 | 5 | 5 | 8 | BranchMin_5BranchMax_8 | 8 | 6 | 14 | HeaderMin_6HeaderMax_14 | 6 | INVALID
1074 | 124 | 50707-2P-50HP VLSC | VLSC_50707_2P_50HP | 1332.9681 | 1332.9681 | 3998.9043 | 3 | 1 | 4 | F | VLS_Inline | 5 | 5 | 5 | 8 | BranchMin_5BranchMax_8 | 8 | 6 | 14 | HeaderMin_6HeaderMax_14 | 8 | INVALID
1074 | 124 | 50707-2P-50HP VLSC | VLSC_50707_2P_50HP | 1332.9681 | 1332.9681 | 3998.9043 | 3 | 1 | 4 | F | VLS_Inline | 5 | 5 | 5 | 8 | BranchMin_5BranchMax_8 | 8 | 6 | 14 | HeaderMin_6HeaderMax_14 | 10
1074 | 124 | 50707-2P-50HP VLSC | VLSC_50707_2P_50HP | 1332.9681 | 1332.9681 | 3998.9043 | 3 | 1 | 4 | F | VLS_Inline | 5 | 5 | 5 | 8 | BranchMin_5BranchMax_8 | 8 | 6 | 14 | HeaderMin_6HeaderMax_14 | 12
1074 | 124 | 50707-2P-50HP VLSC | VLSC_50707_2P_50HP | 1332.9681 | 1332.9681 | 3998.9043 | 3 | 1 | 4 | F | VLS_Inline | 5 | 5 | 5 | 8 | BranchMin_5BranchMax_8 | 8 | 6 | 14 | HeaderMin_6HeaderMax_14 | 14
1075 | 125 | 50707-2P-60HP VLSC | VLSC_50707_2P_60HP | 1528.3535 | 1528.3535 | 4585.0605 | 3 | 1 | 4 | F | VLS_Inline | 5 | 5 | 5 | 8 | BranchMin_5BranchMax_8 | 5 | 6 | 16 | HeaderMin_6HeaderMax_16 | 6
1075 | 125 | 50707-2P-60HP VLSC | VLSC_50707_2P_60HP | 1528.3535 | 1528.3535 | 4585.0605 | 3 | 1 | 4 | F | VLS_Inline | 5 | 5 | 5 | 8 | BranchMin_5BranchMax_8 | 5 | 6 | 16 | HeaderMin_6HeaderMax_16 | 8
1075 | 125 | 50707-2P-60HP VLSC | VLSC_50707_2P_60HP | 1528.3535 | 1528.3535 | 4585.0605 | 3 | 1 | 4 | F | VLS_Inline | 5 | 5 | 5 | 8 | BranchMin_5BranchMax_8 | 5 | 6 | 16 | HeaderMin_6HeaderMax_16 | 10
1075 | 125 | 50707-2P-60HP VLSC | VLSC_50707_2P_60HP | 1528.3535 | 1528.3535 | 4585.0605 | 3 | 1 | 4 | F | VLS_Inline | 5 | 5 | 5 | 8 | BranchMin_5BranchMax_8 | 5 | 6 | 16 | HeaderMin_6HeaderMax_16 | 12
1075 | 125 | 50707-2P-60HP VLSC | VLSC_50707_2P_60HP | 1528.3535 | 1528.3535 | 4585.0605 | 3 | 1 | 4 | F | VLS_Inline | 5 | 5 | 5 | 8 | BranchMin_5BranchMax_8 | 5 | 6 | 16 | HeaderMin_6HeaderMax_16 | 14
1075 | 125 | 50707-2P-60HP VLSC | VLSC_50707_2P_60HP | 1528.3535 | 1528.3535 | 4585.0605 | 3 | 1 | 4 | F | VLS_Inline | 5 | 5 | 5 | 8 | BranchMin_5BranchMax_8 | 5 | 6 | 16 | HeaderMin_6HeaderMax_16 | 16
1075 | 125 | 50707-2P-60HP VLSC | VLSC_50707_2P_60HP | 1528.3535 | 1528.3535 | 4585.0605 | 3 | 1 | 4 | F | VLS_Inline | 5 | 5 | 5 | 8 | BranchMin_5BranchMax_8 | 6 | 6 | 16 | HeaderMin_6HeaderMax_16 | 6 | INVALID
1075 | 125 | 50707-2P-60HP VLSC | VLSC_50707_2P_60HP | 1528.3535 | 1528.3535 | 4585.0605 | 3 | 1 | 4 | F | VLS_Inline | 5 | 5 | 5 | 8 | BranchMin_5BranchMax_8 | 6 | 6 | 16 | HeaderMin_6HeaderMax_16 | 8
1075 | 125 | 50707-2P-60HP VLSC | VLSC_50707_2P_60HP | 1528.3535 | 1528.3535 | 4585.0605 | 3 | 1 | 4 | F | VLS_Inline | 5 | 5 | 5 | 8 | BranchMin_5BranchMax_8 | 6 | 6 | 16 | HeaderMin_6HeaderMax_16 | 10
1075 | 125 | 50707-2P-60HP VLSC | VLSC_50707_2P_60HP | 1528.3535 | 1528.3535 | 4585.0605 | 3 | 1 | 4 | F | VLS_Inline | 5 | 5 | 5 | 8 | BranchMin_5BranchMax_8 | 6 | 6 | 16 | HeaderMin_6HeaderMax_16 | 12
1075 | 125 | 50707-2P-60HP VLSC | VLSC_50707_2P_60HP | 1528.3535 | 1528.3535 | 4585.0605 | 3 | 1 | 4 | F | VLS_Inline | 5 | 5 | 5 | 8 | BranchMin_5BranchMax_8 | 6 | 6 | 16 | HeaderMin_6HeaderMax_16 | 14
1075 | 125 | 50707-2P-60HP VLSC | VLSC_50707_2P_60HP | 1528.3535 | 1528.3535 | 4585.0605 | 3 | 1 | 4 | F | VLS_Inline | 5 | 5 | 5 | 8 | BranchMin_5BranchMax_8 | 6 | 6 | 16 | HeaderMin_6HeaderMax_16 | 16
1075 | 125 | 50707-2P-60HP VLSC | VLSC_50707_2P_60HP | 1528.3535 | 1528.3535 | 4585.0605 | 3 | 1 | 4 | F | VLS_Inline | 5 | 5 | 5 | 8 | BranchMin_5BranchMax_8 | 8 | 6 | 16 | HeaderMin_6HeaderMax_16 | 6 | INVALID
1075 | 125 | 50707-2P-60HP VLSC | VLSC_50707_2P_60HP | 1528.3535 | 1528.3535 | 4585.0605 | 3 | 1 | 4 | F | VLS_Inline | 5 | 5 | 5 | 8 | BranchMin_5BranchMax_8 | 8 | 6 | 16 | HeaderMin_6HeaderMax_16 | 8 | INVALID
1075 | 125 | 50707-2P-60HP VLSC | VLSC_50707_2P_60HP | 1528.3535 | 1528.3535 | 4585.0605 | 3 | 1 | 4 | F | VLS_Inline | 5 | 5 | 5 | 8 | BranchMin_5BranchMax_8 | 8 | 6 | 16 | HeaderMin_6HeaderMax_16 | 10
1075 | 125 | 50707-2P-60HP VLSC | VLSC_50707_2P_60HP | 1528.3535 | 1528.3535 | 4585.0605 | 3 | 1 | 4 | F | VLS_Inline | 5 | 5 | 5 | 8 | BranchMin_5BranchMax_8 | 8 | 6 | 16 | HeaderMin_6HeaderMax_16 | 12
1075 | 125 | 50707-2P-60HP VLSC | VLSC_50707_2P_60HP | 1528.3535 | 1528.3535 | 4585.0605 | 3 | 1 | 4 | F | VLS_Inline | 5 | 5 | 5 | 8 | BranchMin_5BranchMax_8 | 8 | 6 | 16 | HeaderMin_6HeaderMax_16 | 14
1075 | 125 | 50707-2P-60HP VLSC | VLSC_50707_2P_60HP | 1528.3535 | 1528.3535 | 4585.0605 | 3 | 1 | 4 | F | VLS_Inline | 5 | 5 | 5 | 8 | BranchMin_5BranchMax_8 | 8 | 6 | 16 | HeaderMin_6HeaderMax_16 | 16
1076 | 126 | 50707-4P-5HP VLSC | VLSC_50707_4P_5HP | 626.346 | 626.346 | 1879.0379 | 3 | 1 | 4 | F | VLS_Inline | 5 | 5 | 5 | 5 | BranchMin_5BranchMax_5 | 5 | 6 | 10 | HeaderMin_6HeaderMax_10 | 6
1076 | 126 | 50707-4P-5HP VLSC | VLSC_50707_4P_5HP | 626.346 | 626.346 | 1879.0379 | 3 | 1 | 4 | F | VLS_Inline | 5 | 5 | 5 | 5 | BranchMin_5BranchMax_5 | 5 | 6 | 10 | HeaderMin_6HeaderMax_10 | 8
1076 | 126 | 50707-4P-5HP VLSC | VLSC_50707_4P_5HP | 626.346 | 626.346 | 1879.0379 | 3 | 1 | 4 | F | VLS_Inline | 5 | 5 | 5 | 5 | BranchMin_5BranchMax_5 | 5 | 6 | 10 | HeaderMin_6HeaderMax_10 | 10
1077 | 127 | 50707-4P-7.5HP VLSC | VLSC_50707_4P_7.5HP | 764.9699 | 764.9699 | 2294.9098 | 3 | 1 | 4 | F | VLS_Inline | 5 | 5 | 5 | 6 | BranchMin_5BranchMax_6 | 5 | 6 | 10 | HeaderMin_6HeaderMax_10 | 6
1077 | 127 | 50707-4P-7.5HP VLSC | VLSC_50707_4P_7.5HP | 764.9699 | 764.9699 | 2294.9098 | 3 | 1 | 4 | F | VLS_Inline | 5 | 5 | 5 | 6 | BranchMin_5BranchMax_6 | 5 | 6 | 10 | HeaderMin_6HeaderMax_10 | 8
1077 | 127 | 50707-4P-7.5HP VLSC | VLSC_50707_4P_7.5HP | 764.9699 | 764.9699 | 2294.9098 | 3 | 1 | 4 | F | VLS_Inline | 5 | 5 | 5 | 6 | BranchMin_5BranchMax_6 | 5 | 6 | 10 | HeaderMin_6HeaderMax_10 | 10
1077 | 127 | 50707-4P-7.5HP VLSC | VLSC_50707_4P_7.5HP | 764.9699 | 764.9699 | 2294.9098 | 3 | 1 | 4 | F | VLS_Inline | 5 | 5 | 5 | 6 | BranchMin_5BranchMax_6 | 6 | 6 | 10 | HeaderMin_6HeaderMax_10 | 6 | INVALID
1077 | 127 | 50707-4P-7.5HP VLSC | VLSC_50707_4P_7.5HP | 764.9699 | 764.9699 | 2294.9098 | 3 | 1 | 4 | F | VLS_Inline | 5 | 5 | 5 | 6 | BranchMin_5BranchMax_6 | 6 | 6 | 10 | HeaderMin_6HeaderMax_10 | 8
1077 | 127 | 50707-4P-7.5HP VLSC | VLSC_50707_4P_7.5HP | 764.9699 | 764.9699 | 2294.9098 | 3 | 1 | 4 | F | VLS_Inline | 5 | 5 | 5 | 6 | BranchMin_5BranchMax_6 | 6 | 6 | 10 | HeaderMin_6HeaderMax_10 | 10
1078 | 128 | 50957-4P-7.5HP VLSC | RC2552-7.24 | 682.0481 | 682.0481 | 2046.1442 | 3 | 1 | 4 | F | VLS_Inline | 5 | 5 | 5 | 6 | BranchMin_5BranchMax_6 | 5 | 6 | 10 | HeaderMin_6HeaderMax_10 | 6
1078 | 128 | 50957-4P-7.5HP VLSC | RC2552-7.24 | 682.0481 | 682.0481 | 2046.1442 | 3 | 1 | 4 | F | VLS_Inline | 5 | 5 | 5 | 6 | BranchMin_5BranchMax_6 | 5 | 6 | 10 | HeaderMin_6HeaderMax_10 | 8
1078 | 128 | 50957-4P-7.5HP VLSC | RC2552-7.24 | 682.0481 | 682.0481 | 2046.1442 | 3 | 1 | 4 | F | VLS_Inline | 5 | 5 | 5 | 6 | BranchMin_5BranchMax_6 | 5 | 6 | 10 | HeaderMin_6HeaderMax_10 | 10
1078 | 128 | 50957-4P-7.5HP VLSC | RC2552-7.24 | 682.0481 | 682.0481 | 2046.1442 | 3 | 1 | 4 | F | VLS_Inline | 5 | 5 | 5 | 6 | BranchMin_5BranchMax_6 | 6 | 6 | 10 | HeaderMin_6HeaderMax_10 | 6 | INVALID
1078 | 128 | 50957-4P-7.5HP VLSC | RC2552-7.24 | 682.0481 | 682.0481 | 2046.1442 | 3 | 1 | 4 | F | VLS_Inline | 5 | 5 | 5 | 6 | BranchMin_5BranchMax_6 | 6 | 6 | 10 | HeaderMin_6HeaderMax_10 | 8
1078 | 128 | 50957-4P-7.5HP VLSC | RC2552-7.24 | 682.0481 | 682.0481 | 2046.1442 | 3 | 1 | 4 | F | VLS_Inline | 5 | 5 | 5 | 6 | BranchMin_5BranchMax_6 | 6 | 6 | 10 | HeaderMin_6HeaderMax_10 | 10
1079 | 129 | 50957-4P-10HP VLSC | RC2552-8.02 | 802.7921 | 802.7921 | 2408.3762 | 3 | 1 | 4 | F | VLS_Inline | 5 | 5 | 5 | 6 | BranchMin_5BranchMax_6 | 5 | 6 | 10 | HeaderMin_6HeaderMax_10 | 6
1079 | 129 | 50957-4P-10HP VLSC | RC2552-8.02 | 802.7921 | 802.7921 | 2408.3762 | 3 | 1 | 4 | F | VLS_Inline | 5 | 5 | 5 | 6 | BranchMin_5BranchMax_6 | 5 | 6 | 10 | HeaderMin_6HeaderMax_10 | 8
1079 | 129 | 50957-4P-10HP VLSC | RC2552-8.02 | 802.7921 | 802.7921 | 2408.3762 | 3 | 1 | 4 | F | VLS_Inline | 5 | 5 | 5 | 6 | BranchMin_5BranchMax_6 | 5 | 6 | 10 | HeaderMin_6HeaderMax_10 | 10
1079 | 129 | 50957-4P-10HP VLSC | RC2552-8.02 | 802.7921 | 802.7921 | 2408.3762 | 3 | 1 | 4 | F | VLS_Inline | 5 | 5 | 5 | 6 | BranchMin_5BranchMax_6 | 6 | 6 | 10 | HeaderMin_6HeaderMax_10 | 6 | INVALID
1079 | 129 | 50957-4P-10HP VLSC | RC2552-8.02 | 802.7921 | 802.7921 | 2408.3762 | 3 | 1 | 4 | F | VLS_Inline | 5 | 5 | 5 | 6 | BranchMin_5BranchMax_6 | 6 | 6 | 10 | HeaderMin_6HeaderMax_10 | 8
1079 | 129 | 50957-4P-10HP VLSC | RC2552-8.02 | 802.7921 | 802.7921 | 2408.3762 | 3 | 1 | 4 | F | VLS_Inline | 5 | 5 | 5 | 6 | BranchMin_5BranchMax_6 | 6 | 6 | 10 | HeaderMin_6HeaderMax_10 | 10
1080 | 130 | 50957-4P-15HP VLSC | RC2552-9.10 | 932.9167 | 932.9167 | 2798.7502 | 3 | 1 | 4 | F | VLS_Inline | 5 | 5 | 5 | 6 | BranchMin_5BranchMax_6 | 5 | 6 | 12 | HeaderMin_6HeaderMax_12 | 6
1080 | 130 | 50957-4P-15HP VLSC | RC2552-9.10 | 932.9167 | 932.9167 | 2798.7502 | 3 | 1 | 4 | F | VLS_Inline | 5 | 5 | 5 | 6 | BranchMin_5BranchMax_6 | 5 | 6 | 12 | HeaderMin_6HeaderMax_12 | 8
1080 | 130 | 50957-4P-15HP VLSC | RC2552-9.10 | 932.9167 | 932.9167 | 2798.7502 | 3 | 1 | 4 | F | VLS_Inline | 5 | 5 | 5 | 6 | BranchMin_5BranchMax_6 | 5 | 6 | 12 | HeaderMin_6HeaderMax_12 | 10
1080 | 130 | 50957-4P-15HP VLSC | RC2552-9.10 | 932.9167 | 932.9167 | 2798.7502 | 3 | 1 | 4 | F | VLS_Inline | 5 | 5 | 5 | 6 | BranchMin_5BranchMax_6 | 5 | 6 | 12 | HeaderMin_6HeaderMax_12 | 12
1080 | 130 | 50957-4P-15HP VLSC | RC2552-9.10 | 932.9167 | 932.9167 | 2798.7502 | 3 | 1 | 4 | F | VLS_Inline | 5 | 5 | 5 | 6 | BranchMin_5BranchMax_6 | 6 | 6 | 12 | HeaderMin_6HeaderMax_12 | 6 | INVALID
1080 | 130 | 50957-4P-15HP VLSC | RC2552-9.10 | 932.9167 | 932.9167 | 2798.7502 | 3 | 1 | 4 | F | VLS_Inline | 5 | 5 | 5 | 6 | BranchMin_5BranchMax_6 | 6 | 6 | 12 | HeaderMin_6HeaderMax_12 | 8
1080 | 130 | 50957-4P-15HP VLSC | RC2552-9.10 | 932.9167 | 932.9167 | 2798.7502 | 3 | 1 | 4 | F | VLS_Inline | 5 | 5 | 5 | 6 | BranchMin_5BranchMax_6 | 6 | 6 | 12 | HeaderMin_6HeaderMax_12 | 10
1080 | 130 | 50957-4P-15HP VLSC | RC2552-9.10 | 932.9167 | 932.9167 | 2798.7502 | 3 | 1 | 4 | F | VLS_Inline | 5 | 5 | 5 | 6 | BranchMin_5BranchMax_6 | 6 | 6 | 12 | HeaderMin_6HeaderMax_12 | 12
1081 | 131 | 50957-4P-20HP VLSC | RC2552-9.6 | 1000.0001 | 1000.0001 | 3000.0002 | 3 | 1 | 4 | F | VLS_Inline | 5 | 5 | 5 | 8 | BranchMin_5BranchMax_8 | 5 | 6 | 12 | HeaderMin_6HeaderMax_12 | 6
1081 | 131 | 50957-4P-20HP VLSC | RC2552-9.6 | 1000.0001 | 1000.0001 | 3000.0002 | 3 | 1 | 4 | F | VLS_Inline | 5 | 5 | 5 | 8 | BranchMin_5BranchMax_8 | 5 | 6 | 12 | HeaderMin_6HeaderMax_12 | 8
1081 | 131 | 50957-4P-20HP VLSC | RC2552-9.6 | 1000.0001 | 1000.0001 | 3000.0002 | 3 | 1 | 4 | F | VLS_Inline | 5 | 5 | 5 | 8 | BranchMin_5BranchMax_8 | 5 | 6 | 12 | HeaderMin_6HeaderMax_12 | 10
1081 | 131 | 50957-4P-20HP VLSC | RC2552-9.6 | 1000.0001 | 1000.0001 | 3000.0002 | 3 | 1 | 4 | F | VLS_Inline | 5 | 5 | 5 | 8 | BranchMin_5BranchMax_8 | 5 | 6 | 12 | HeaderMin_6HeaderMax_12 | 12
1081 | 131 | 50957-4P-20HP VLSC | RC2552-9.6 | 1000.0001 | 1000.0001 | 3000.0002 | 3 | 1 | 4 | F | VLS_Inline | 5 | 5 | 5 | 8 | BranchMin_5BranchMax_8 | 6 | 6 | 12 | HeaderMin_6HeaderMax_12 | 6 | INVALID
1081 | 131 | 50957-4P-20HP VLSC | RC2552-9.6 | 1000.0001 | 1000.0001 | 3000.0002 | 3 | 1 | 4 | F | VLS_Inline | 5 | 5 | 5 | 8 | BranchMin_5BranchMax_8 | 6 | 6 | 12 | HeaderMin_6HeaderMax_12 | 8
1081 | 131 | 50957-4P-20HP VLSC | RC2552-9.6 | 1000.0001 | 1000.0001 | 3000.0002 | 3 | 1 | 4 | F | VLS_Inline | 5 | 5 | 5 | 8 | BranchMin_5BranchMax_8 | 6 | 6 | 12 | HeaderMin_6HeaderMax_12 | 10
1081 | 131 | 50957-4P-20HP VLSC | RC2552-9.6 | 1000.0001 | 1000.0001 | 3000.0002 | 3 | 1 | 4 | F | VLS_Inline | 5 | 5 | 5 | 8 | BranchMin_5BranchMax_8 | 6 | 6 | 12 | HeaderMin_6HeaderMax_12 | 12
1081 | 131 | 50957-4P-20HP VLSC | RC2552-9.6 | 1000.0001 | 1000.0001 | 3000.0002 | 3 | 1 | 4 | F | VLS_Inline | 5 | 5 | 5 | 8 | BranchMin_5BranchMax_8 | 8 | 6 | 12 | HeaderMin_6HeaderMax_12 | 6 | INVALID
1081 | 131 | 50957-4P-20HP VLSC | RC2552-9.6 | 1000.0001 | 1000.0001 | 3000.0002 | 3 | 1 | 4 | F | VLS_Inline | 5 | 5 | 5 | 8 | BranchMin_5BranchMax_8 | 8 | 6 | 12 | HeaderMin_6HeaderMax_12 | 8 | INVALID
1081 | 131 | 50957-4P-20HP VLSC | RC2552-9.6 | 1000.0001 | 1000.0001 | 3000.0002 | 3 | 1 | 4 | F | VLS_Inline | 5 | 5 | 5 | 8 | BranchMin_5BranchMax_8 | 8 | 6 | 12 | HeaderMin_6HeaderMax_12 | 10
1081 | 131 | 50957-4P-20HP VLSC | RC2552-9.6 | 1000.0001 | 1000.0001 | 3000.0002 | 3 | 1 | 4 | F | VLS_Inline | 5 | 5 | 5 | 8 | BranchMin_5BranchMax_8 | 8 | 6 | 12 | HeaderMin_6HeaderMax_12 | 12
1082 | 132 | 5095A-4P-7.5HP VLSC | VLSC_5095A_4P_7.5HP | 753.2463 | 753.2463 | 2259.739 | 3 | 1 | 4 | F | VLS_Inline | 5 | 5 | 5 | 6 | BranchMin_5BranchMax_6 | 5 | 6 | 10 | HeaderMin_6HeaderMax_10 | 6
1082 | 132 | 5095A-4P-7.5HP VLSC | VLSC_5095A_4P_7.5HP | 753.2463 | 753.2463 | 2259.739 | 3 | 1 | 4 | F | VLS_Inline | 5 | 5 | 5 | 6 | BranchMin_5BranchMax_6 | 5 | 6 | 10 | HeaderMin_6HeaderMax_10 | 8
1082 | 132 | 5095A-4P-7.5HP VLSC | VLSC_5095A_4P_7.5HP | 753.2463 | 753.2463 | 2259.739 | 3 | 1 | 4 | F | VLS_Inline | 5 | 5 | 5 | 6 | BranchMin_5BranchMax_6 | 5 | 6 | 10 | HeaderMin_6HeaderMax_10 | 10
1082 | 132 | 5095A-4P-7.5HP VLSC | VLSC_5095A_4P_7.5HP | 753.2463 | 753.2463 | 2259.739 | 3 | 1 | 4 | F | VLS_Inline | 5 | 5 | 5 | 6 | BranchMin_5BranchMax_6 | 6 | 6 | 10 | HeaderMin_6HeaderMax_10 | 6 | INVALID
1082 | 132 | 5095A-4P-7.5HP VLSC | VLSC_5095A_4P_7.5HP | 753.2463 | 753.2463 | 2259.739 | 3 | 1 | 4 | F | VLS_Inline | 5 | 5 | 5 | 6 | BranchMin_5BranchMax_6 | 6 | 6 | 10 | HeaderMin_6HeaderMax_10 | 8
1082 | 132 | 5095A-4P-7.5HP VLSC | VLSC_5095A_4P_7.5HP | 753.2463 | 753.2463 | 2259.739 | 3 | 1 | 4 | F | VLS_Inline | 5 | 5 | 5 | 6 | BranchMin_5BranchMax_6 | 6 | 6 | 10 | HeaderMin_6HeaderMax_10 | 10
1083 | 133 | 5095A-4P-10HP VLSC | VLSC_5095A_4P_10HP | 820.4429 | 820.4429 | 2461.3287 | 3 | 1 | 4 | F | VLS_Inline | 5 | 5 | 5 | 6 | BranchMin_5BranchMax_6 | 5 | 6 | 10 | HeaderMin_6HeaderMax_10 | 6
1083 | 133 | 5095A-4P-10HP VLSC | VLSC_5095A_4P_10HP | 820.4429 | 820.4429 | 2461.3287 | 3 | 1 | 4 | F | VLS_Inline | 5 | 5 | 5 | 6 | BranchMin_5BranchMax_6 | 5 | 6 | 10 | HeaderMin_6HeaderMax_10 | 8
1083 | 133 | 5095A-4P-10HP VLSC | VLSC_5095A_4P_10HP | 820.4429 | 820.4429 | 2461.3287 | 3 | 1 | 4 | F | VLS_Inline | 5 | 5 | 5 | 6 | BranchMin_5BranchMax_6 | 5 | 6 | 10 | HeaderMin_6HeaderMax_10 | 10
1083 | 133 | 5095A-4P-10HP VLSC | VLSC_5095A_4P_10HP | 820.4429 | 820.4429 | 2461.3287 | 3 | 1 | 4 | F | VLS_Inline | 5 | 5 | 5 | 6 | BranchMin_5BranchMax_6 | 6 | 6 | 10 | HeaderMin_6HeaderMax_10 | 6 | INVALID
1083 | 133 | 5095A-4P-10HP VLSC | VLSC_5095A_4P_10HP | 820.4429 | 820.4429 | 2461.3287 | 3 | 1 | 4 | F | VLS_Inline | 5 | 5 | 5 | 6 | BranchMin_5BranchMax_6 | 6 | 6 | 10 | HeaderMin_6HeaderMax_10 | 8
1083 | 133 | 5095A-4P-10HP VLSC | VLSC_5095A_4P_10HP | 820.4429 | 820.4429 | 2461.3287 | 3 | 1 | 4 | F | VLS_Inline | 5 | 5 | 5 | 6 | BranchMin_5BranchMax_6 | 6 | 6 | 10 | HeaderMin_6HeaderMax_10 | 10
1084 | 134 | 5095A-4P-15HP VLSC | VLSC_5095A_4P_15HP | 953.3171 | 953.3171 | 2859.9513 | 3 | 1 | 4 | F | VLS_Inline | 5 | 5 | 5 | 8 | BranchMin_5BranchMax_8 | 5 | 6 | 12 | HeaderMin_6HeaderMax_12 | 6
1084 | 134 | 5095A-4P-15HP VLSC | VLSC_5095A_4P_15HP | 953.3171 | 953.3171 | 2859.9513 | 3 | 1 | 4 | F | VLS_Inline | 5 | 5 | 5 | 8 | BranchMin_5BranchMax_8 | 5 | 6 | 12 | HeaderMin_6HeaderMax_12 | 8
1084 | 134 | 5095A-4P-15HP VLSC | VLSC_5095A_4P_15HP | 953.3171 | 953.3171 | 2859.9513 | 3 | 1 | 4 | F | VLS_Inline | 5 | 5 | 5 | 8 | BranchMin_5BranchMax_8 | 5 | 6 | 12 | HeaderMin_6HeaderMax_12 | 10
1084 | 134 | 5095A-4P-15HP VLSC | VLSC_5095A_4P_15HP | 953.3171 | 953.3171 | 2859.9513 | 3 | 1 | 4 | F | VLS_Inline | 5 | 5 | 5 | 8 | BranchMin_5BranchMax_8 | 5 | 6 | 12 | HeaderMin_6HeaderMax_12 | 12
1084 | 134 | 5095A-4P-15HP VLSC | VLSC_5095A_4P_15HP | 953.3171 | 953.3171 | 2859.9513 | 3 | 1 | 4 | F | VLS_Inline | 5 | 5 | 5 | 8 | BranchMin_5BranchMax_8 | 6 | 6 | 12 | HeaderMin_6HeaderMax_12 | 6 | INVALID
1084 | 134 | 5095A-4P-15HP VLSC | VLSC_5095A_4P_15HP | 953.3171 | 953.3171 | 2859.9513 | 3 | 1 | 4 | F | VLS_Inline | 5 | 5 | 5 | 8 | BranchMin_5BranchMax_8 | 6 | 6 | 12 | HeaderMin_6HeaderMax_12 | 8
1084 | 134 | 5095A-4P-15HP VLSC | VLSC_5095A_4P_15HP | 953.3171 | 953.3171 | 2859.9513 | 3 | 1 | 4 | F | VLS_Inline | 5 | 5 | 5 | 8 | BranchMin_5BranchMax_8 | 6 | 6 | 12 | HeaderMin_6HeaderMax_12 | 10
1084 | 134 | 5095A-4P-15HP VLSC | VLSC_5095A_4P_15HP | 953.3171 | 953.3171 | 2859.9513 | 3 | 1 | 4 | F | VLS_Inline | 5 | 5 | 5 | 8 | BranchMin_5BranchMax_8 | 6 | 6 | 12 | HeaderMin_6HeaderMax_12 | 12
1084 | 134 | 5095A-4P-15HP VLSC | VLSC_5095A_4P_15HP | 953.3171 | 953.3171 | 2859.9513 | 3 | 1 | 4 | F | VLS_Inline | 5 | 5 | 5 | 8 | BranchMin_5BranchMax_8 | 8 | 6 | 12 | HeaderMin_6HeaderMax_12 | 6 | INVALID
1084 | 134 | 5095A-4P-15HP VLSC | VLSC_5095A_4P_15HP | 953.3171 | 953.3171 | 2859.9513 | 3 | 1 | 4 | F | VLS_Inline | 5 | 5 | 5 | 8 | BranchMin_5BranchMax_8 | 8 | 6 | 12 | HeaderMin_6HeaderMax_12 | 8 | INVALID
1084 | 134 | 5095A-4P-15HP VLSC | VLSC_5095A_4P_15HP | 953.3171 | 953.3171 | 2859.9513 | 3 | 1 | 4 | F | VLS_Inline | 5 | 5 | 5 | 8 | BranchMin_5BranchMax_8 | 8 | 6 | 12 | HeaderMin_6HeaderMax_12 | 10
1084 | 134 | 5095A-4P-15HP VLSC | VLSC_5095A_4P_15HP | 953.3171 | 953.3171 | 2859.9513 | 3 | 1 | 4 | F | VLS_Inline | 5 | 5 | 5 | 8 | BranchMin_5BranchMax_8 | 8 | 6 | 12 | HeaderMin_6HeaderMax_12 | 12
1085 | 135 | 5095A-4P-20HP VLSC | VLSC_5095A_4P_20HP | 1029.7585 | 1029.7585 | 3089.2754 | 3 | 1 | 4 | F | VLS_Inline | 5 | 5 | 5 | 8 | BranchMin_5BranchMax_8 | 5 | 6 | 12 | HeaderMin_6HeaderMax_12 | 6
1085 | 135 | 5095A-4P-20HP VLSC | VLSC_5095A_4P_20HP | 1029.7585 | 1029.7585 | 3089.2754 | 3 | 1 | 4 | F | VLS_Inline | 5 | 5 | 5 | 8 | BranchMin_5BranchMax_8 | 5 | 6 | 12 | HeaderMin_6HeaderMax_12 | 8
1085 | 135 | 5095A-4P-20HP VLSC | VLSC_5095A_4P_20HP | 1029.7585 | 1029.7585 | 3089.2754 | 3 | 1 | 4 | F | VLS_Inline | 5 | 5 | 5 | 8 | BranchMin_5BranchMax_8 | 5 | 6 | 12 | HeaderMin_6HeaderMax_12 | 10
1085 | 135 | 5095A-4P-20HP VLSC | VLSC_5095A_4P_20HP | 1029.7585 | 1029.7585 | 3089.2754 | 3 | 1 | 4 | F | VLS_Inline | 5 | 5 | 5 | 8 | BranchMin_5BranchMax_8 | 5 | 6 | 12 | HeaderMin_6HeaderMax_12 | 12
1085 | 135 | 5095A-4P-20HP VLSC | VLSC_5095A_4P_20HP | 1029.7585 | 1029.7585 | 3089.2754 | 3 | 1 | 4 | F | VLS_Inline | 5 | 5 | 5 | 8 | BranchMin_5BranchMax_8 | 6 | 6 | 12 | HeaderMin_6HeaderMax_12 | 6 | INVALID
1085 | 135 | 5095A-4P-20HP VLSC | VLSC_5095A_4P_20HP | 1029.7585 | 1029.7585 | 3089.2754 | 3 | 1 | 4 | F | VLS_Inline | 5 | 5 | 5 | 8 | BranchMin_5BranchMax_8 | 6 | 6 | 12 | HeaderMin_6HeaderMax_12 | 8
1085 | 135 | 5095A-4P-20HP VLSC | VLSC_5095A_4P_20HP | 1029.7585 | 1029.7585 | 3089.2754 | 3 | 1 | 4 | F | VLS_Inline | 5 | 5 | 5 | 8 | BranchMin_5BranchMax_8 | 6 | 6 | 12 | HeaderMin_6HeaderMax_12 | 10
1085 | 135 | 5095A-4P-20HP VLSC | VLSC_5095A_4P_20HP | 1029.7585 | 1029.7585 | 3089.2754 | 3 | 1 | 4 | F | VLS_Inline | 5 | 5 | 5 | 8 | BranchMin_5BranchMax_8 | 6 | 6 | 12 | HeaderMin_6HeaderMax_12 | 12
1085 | 135 | 5095A-4P-20HP VLSC | VLSC_5095A_4P_20HP | 1029.7585 | 1029.7585 | 3089.2754 | 3 | 1 | 4 | F | VLS_Inline | 5 | 5 | 5 | 8 | BranchMin_5BranchMax_8 | 8 | 6 | 12 | HeaderMin_6HeaderMax_12 | 6 | INVALID
1085 | 135 | 5095A-4P-20HP VLSC | VLSC_5095A_4P_20HP | 1029.7585 | 1029.7585 | 3089.2754 | 3 | 1 | 4 | F | VLS_Inline | 5 | 5 | 5 | 8 | BranchMin_5BranchMax_8 | 8 | 6 | 12 | HeaderMin_6HeaderMax_12 | 8 | INVALID
1085 | 135 | 5095A-4P-20HP VLSC | VLSC_5095A_4P_20HP | 1029.7585 | 1029.7585 | 3089.2754 | 3 | 1 | 4 | F | VLS_Inline | 5 | 5 | 5 | 8 | BranchMin_5BranchMax_8 | 8 | 6 | 12 | HeaderMin_6HeaderMax_12 | 10
1085 | 135 | 5095A-4P-20HP VLSC | VLSC_5095A_4P_20HP | 1029.7585 | 1029.7585 | 3089.2754 | 3 | 1 | 4 | F | VLS_Inline | 5 | 5 | 5 | 8 | BranchMin_5BranchMax_8 | 8 | 6 | 12 | HeaderMin_6HeaderMax_12 | 12
1086 | 136 | 50959-2P-60HP VLSC | VLSC_50959_2P_60HP | 1330.3437 | 1330.3437 | 3991.0312 | 3 | 1 | 4 | F | VLS_Inline | 5 | 5 | 5 | 8 | BranchMin_5BranchMax_8 | 5 | 6 | 14 | HeaderMin_6HeaderMax_14 | 6
1086 | 136 | 50959-2P-60HP VLSC | VLSC_50959_2P_60HP | 1330.3437 | 1330.3437 | 3991.0312 | 3 | 1 | 4 | F | VLS_Inline | 5 | 5 | 5 | 8 | BranchMin_5BranchMax_8 | 5 | 6 | 14 | HeaderMin_6HeaderMax_14 | 8
1086 | 136 | 50959-2P-60HP VLSC | VLSC_50959_2P_60HP | 1330.3437 | 1330.3437 | 3991.0312 | 3 | 1 | 4 | F | VLS_Inline | 5 | 5 | 5 | 8 | BranchMin_5BranchMax_8 | 5 | 6 | 14 | HeaderMin_6HeaderMax_14 | 10
1086 | 136 | 50959-2P-60HP VLSC | VLSC_50959_2P_60HP | 1330.3437 | 1330.3437 | 3991.0312 | 3 | 1 | 4 | F | VLS_Inline | 5 | 5 | 5 | 8 | BranchMin_5BranchMax_8 | 5 | 6 | 14 | HeaderMin_6HeaderMax_14 | 12
1086 | 136 | 50959-2P-60HP VLSC | VLSC_50959_2P_60HP | 1330.3437 | 1330.3437 | 3991.0312 | 3 | 1 | 4 | F | VLS_Inline | 5 | 5 | 5 | 8 | BranchMin_5BranchMax_8 | 5 | 6 | 14 | HeaderMin_6HeaderMax_14 | 14
1086 | 136 | 50959-2P-60HP VLSC | VLSC_50959_2P_60HP | 1330.3437 | 1330.3437 | 3991.0312 | 3 | 1 | 4 | F | VLS_Inline | 5 | 5 | 5 | 8 | BranchMin_5BranchMax_8 | 6 | 6 | 14 | HeaderMin_6HeaderMax_14 | 6 | INVALID
1086 | 136 | 50959-2P-60HP VLSC | VLSC_50959_2P_60HP | 1330.3437 | 1330.3437 | 3991.0312 | 3 | 1 | 4 | F | VLS_Inline | 5 | 5 | 5 | 8 | BranchMin_5BranchMax_8 | 6 | 6 | 14 | HeaderMin_6HeaderMax_14 | 8
1086 | 136 | 50959-2P-60HP VLSC | VLSC_50959_2P_60HP | 1330.3437 | 1330.3437 | 3991.0312 | 3 | 1 | 4 | F | VLS_Inline | 5 | 5 | 5 | 8 | BranchMin_5BranchMax_8 | 6 | 6 | 14 | HeaderMin_6HeaderMax_14 | 10
1086 | 136 | 50959-2P-60HP VLSC | VLSC_50959_2P_60HP | 1330.3437 | 1330.3437 | 3991.0312 | 3 | 1 | 4 | F | VLS_Inline | 5 | 5 | 5 | 8 | BranchMin_5BranchMax_8 | 6 | 6 | 14 | HeaderMin_6HeaderMax_14 | 12
1086 | 136 | 50959-2P-60HP VLSC | VLSC_50959_2P_60HP | 1330.3437 | 1330.3437 | 3991.0312 | 3 | 1 | 4 | F | VLS_Inline | 5 | 5 | 5 | 8 | BranchMin_5BranchMax_8 | 6 | 6 | 14 | HeaderMin_6HeaderMax_14 | 14
1086 | 136 | 50959-2P-60HP VLSC | VLSC_50959_2P_60HP | 1330.3437 | 1330.3437 | 3991.0312 | 3 | 1 | 4 | F | VLS_Inline | 5 | 5 | 5 | 8 | BranchMin_5BranchMax_8 | 8 | 6 | 14 | HeaderMin_6HeaderMax_14 | 6 | INVALID
1086 | 136 | 50959-2P-60HP VLSC | VLSC_50959_2P_60HP | 1330.3437 | 1330.3437 | 3991.0312 | 3 | 1 | 4 | F | VLS_Inline | 5 | 5 | 5 | 8 | BranchMin_5BranchMax_8 | 8 | 6 | 14 | HeaderMin_6HeaderMax_14 | 8 | INVALID
1086 | 136 | 50959-2P-60HP VLSC | VLSC_50959_2P_60HP | 1330.3437 | 1330.3437 | 3991.0312 | 3 | 1 | 4 | F | VLS_Inline | 5 | 5 | 5 | 8 | BranchMin_5BranchMax_8 | 8 | 6 | 14 | HeaderMin_6HeaderMax_14 | 10
1086 | 136 | 50959-2P-60HP VLSC | VLSC_50959_2P_60HP | 1330.3437 | 1330.3437 | 3991.0312 | 3 | 1 | 4 | F | VLS_Inline | 5 | 5 | 5 | 8 | BranchMin_5BranchMax_8 | 8 | 6 | 14 | HeaderMin_6HeaderMax_14 | 12
1086 | 136 | 50959-2P-60HP VLSC | VLSC_50959_2P_60HP | 1330.3437 | 1330.3437 | 3991.0312 | 3 | 1 | 4 | F | VLS_Inline | 5 | 5 | 5 | 8 | BranchMin_5BranchMax_8 | 8 | 6 | 14 | HeaderMin_6HeaderMax_14 | 14
1087 | 137 | 50959-2P-75HP VLSC | VLSC_50959_2P_75HP | 1378.5213 | 1378.5213 | 4135.5639 | 3 | 1 | 4 | F | VLS_Inline | 5 | 5 | 5 | 8 | BranchMin_5BranchMax_8 | 5 | 6 | 14 | HeaderMin_6HeaderMax_14 | 6
1087 | 137 | 50959-2P-75HP VLSC | VLSC_50959_2P_75HP | 1378.5213 | 1378.5213 | 4135.5639 | 3 | 1 | 4 | F | VLS_Inline | 5 | 5 | 5 | 8 | BranchMin_5BranchMax_8 | 5 | 6 | 14 | HeaderMin_6HeaderMax_14 | 8
1087 | 137 | 50959-2P-75HP VLSC | VLSC_50959_2P_75HP | 1378.5213 | 1378.5213 | 4135.5639 | 3 | 1 | 4 | F | VLS_Inline | 5 | 5 | 5 | 8 | BranchMin_5BranchMax_8 | 5 | 6 | 14 | HeaderMin_6HeaderMax_14 | 10
1087 | 137 | 50959-2P-75HP VLSC | VLSC_50959_2P_75HP | 1378.5213 | 1378.5213 | 4135.5639 | 3 | 1 | 4 | F | VLS_Inline | 5 | 5 | 5 | 8 | BranchMin_5BranchMax_8 | 5 | 6 | 14 | HeaderMin_6HeaderMax_14 | 12
1087 | 137 | 50959-2P-75HP VLSC | VLSC_50959_2P_75HP | 1378.5213 | 1378.5213 | 4135.5639 | 3 | 1 | 4 | F | VLS_Inline | 5 | 5 | 5 | 8 | BranchMin_5BranchMax_8 | 5 | 6 | 14 | HeaderMin_6HeaderMax_14 | 14
1087 | 137 | 50959-2P-75HP VLSC | VLSC_50959_2P_75HP | 1378.5213 | 1378.5213 | 4135.5639 | 3 | 1 | 4 | F | VLS_Inline | 5 | 5 | 5 | 8 | BranchMin_5BranchMax_8 | 6 | 6 | 14 | HeaderMin_6HeaderMax_14 | 6 | INVALID
1087 | 137 | 50959-2P-75HP VLSC | VLSC_50959_2P_75HP | 1378.5213 | 1378.5213 | 4135.5639 | 3 | 1 | 4 | F | VLS_Inline | 5 | 5 | 5 | 8 | BranchMin_5BranchMax_8 | 6 | 6 | 14 | HeaderMin_6HeaderMax_14 | 8
1087 | 137 | 50959-2P-75HP VLSC | VLSC_50959_2P_75HP | 1378.5213 | 1378.5213 | 4135.5639 | 3 | 1 | 4 | F | VLS_Inline | 5 | 5 | 5 | 8 | BranchMin_5BranchMax_8 | 6 | 6 | 14 | HeaderMin_6HeaderMax_14 | 10
1087 | 137 | 50959-2P-75HP VLSC | VLSC_50959_2P_75HP | 1378.5213 | 1378.5213 | 4135.5639 | 3 | 1 | 4 | F | VLS_Inline | 5 | 5 | 5 | 8 | BranchMin_5BranchMax_8 | 6 | 6 | 14 | HeaderMin_6HeaderMax_14 | 12
1087 | 137 | 50959-2P-75HP VLSC | VLSC_50959_2P_75HP | 1378.5213 | 1378.5213 | 4135.5639 | 3 | 1 | 4 | F | VLS_Inline | 5 | 5 | 5 | 8 | BranchMin_5BranchMax_8 | 6 | 6 | 14 | HeaderMin_6HeaderMax_14 | 14
1087 | 137 | 50959-2P-75HP VLSC | VLSC_50959_2P_75HP | 1378.5213 | 1378.5213 | 4135.5639 | 3 | 1 | 4 | F | VLS_Inline | 5 | 5 | 5 | 8 | BranchMin_5BranchMax_8 | 8 | 6 | 14 | HeaderMin_6HeaderMax_14 | 6 | INVALID
1087 | 137 | 50959-2P-75HP VLSC | VLSC_50959_2P_75HP | 1378.5213 | 1378.5213 | 4135.5639 | 3 | 1 | 4 | F | VLS_Inline | 5 | 5 | 5 | 8 | BranchMin_5BranchMax_8 | 8 | 6 | 14 | HeaderMin_6HeaderMax_14 | 8 | INVALID
1087 | 137 | 50959-2P-75HP VLSC | VLSC_50959_2P_75HP | 1378.5213 | 1378.5213 | 4135.5639 | 3 | 1 | 4 | F | VLS_Inline | 5 | 5 | 5 | 8 | BranchMin_5BranchMax_8 | 8 | 6 | 14 | HeaderMin_6HeaderMax_14 | 10
1087 | 137 | 50959-2P-75HP VLSC | VLSC_50959_2P_75HP | 1378.5213 | 1378.5213 | 4135.5639 | 3 | 1 | 4 | F | VLS_Inline | 5 | 5 | 5 | 8 | BranchMin_5BranchMax_8 | 8 | 6 | 14 | HeaderMin_6HeaderMax_14 | 12
1087 | 137 | 50959-2P-75HP VLSC | VLSC_50959_2P_75HP | 1378.5213 | 1378.5213 | 4135.5639 | 3 | 1 | 4 | F | VLS_Inline | 5 | 5 | 5 | 8 | BranchMin_5BranchMax_8 | 8 | 6 | 14 | HeaderMin_6HeaderMax_14 | 14
1088 | 138 | 50959-2P-100HP VLSC | VLSC_50959_2P_100HP | 1467.9509 | 1467.9509 | 4403.8528 | 3 | 1 | 4 | F | VLS_Inline | 5 | 5 | 5 | 8 | BranchMin_5BranchMax_8 | 5 | 6 | 16 | HeaderMin_6HeaderMax_16 | 6
1088 | 138 | 50959-2P-100HP VLSC | VLSC_50959_2P_100HP | 1467.9509 | 1467.9509 | 4403.8528 | 3 | 1 | 4 | F | VLS_Inline | 5 | 5 | 5 | 8 | BranchMin_5BranchMax_8 | 5 | 6 | 16 | HeaderMin_6HeaderMax_16 | 8
1088 | 138 | 50959-2P-100HP VLSC | VLSC_50959_2P_100HP | 1467.9509 | 1467.9509 | 4403.8528 | 3 | 1 | 4 | F | VLS_Inline | 5 | 5 | 5 | 8 | BranchMin_5BranchMax_8 | 5 | 6 | 16 | HeaderMin_6HeaderMax_16 | 10
1088 | 138 | 50959-2P-100HP VLSC | VLSC_50959_2P_100HP | 1467.9509 | 1467.9509 | 4403.8528 | 3 | 1 | 4 | F | VLS_Inline | 5 | 5 | 5 | 8 | BranchMin_5BranchMax_8 | 5 | 6 | 16 | HeaderMin_6HeaderMax_16 | 12
1088 | 138 | 50959-2P-100HP VLSC | VLSC_50959_2P_100HP | 1467.9509 | 1467.9509 | 4403.8528 | 3 | 1 | 4 | F | VLS_Inline | 5 | 5 | 5 | 8 | BranchMin_5BranchMax_8 | 5 | 6 | 16 | HeaderMin_6HeaderMax_16 | 14
1088 | 138 | 50959-2P-100HP VLSC | VLSC_50959_2P_100HP | 1467.9509 | 1467.9509 | 4403.8528 | 3 | 1 | 4 | F | VLS_Inline | 5 | 5 | 5 | 8 | BranchMin_5BranchMax_8 | 5 | 6 | 16 | HeaderMin_6HeaderMax_16 | 16
1088 | 138 | 50959-2P-100HP VLSC | VLSC_50959_2P_100HP | 1467.9509 | 1467.9509 | 4403.8528 | 3 | 1 | 4 | F | VLS_Inline | 5 | 5 | 5 | 8 | BranchMin_5BranchMax_8 | 6 | 6 | 16 | HeaderMin_6HeaderMax_16 | 6 | INVALID
1088 | 138 | 50959-2P-100HP VLSC | VLSC_50959_2P_100HP | 1467.9509 | 1467.9509 | 4403.8528 | 3 | 1 | 4 | F | VLS_Inline | 5 | 5 | 5 | 8 | BranchMin_5BranchMax_8 | 6 | 6 | 16 | HeaderMin_6HeaderMax_16 | 8
1088 | 138 | 50959-2P-100HP VLSC | VLSC_50959_2P_100HP | 1467.9509 | 1467.9509 | 4403.8528 | 3 | 1 | 4 | F | VLS_Inline | 5 | 5 | 5 | 8 | BranchMin_5BranchMax_8 | 6 | 6 | 16 | HeaderMin_6HeaderMax_16 | 10
1088 | 138 | 50959-2P-100HP VLSC | VLSC_50959_2P_100HP | 1467.9509 | 1467.9509 | 4403.8528 | 3 | 1 | 4 | F | VLS_Inline | 5 | 5 | 5 | 8 | BranchMin_5BranchMax_8 | 6 | 6 | 16 | HeaderMin_6HeaderMax_16 | 12
1088 | 138 | 50959-2P-100HP VLSC | VLSC_50959_2P_100HP | 1467.9509 | 1467.9509 | 4403.8528 | 3 | 1 | 4 | F | VLS_Inline | 5 | 5 | 5 | 8 | BranchMin_5BranchMax_8 | 6 | 6 | 16 | HeaderMin_6HeaderMax_16 | 14
1088 | 138 | 50959-2P-100HP VLSC | VLSC_50959_2P_100HP | 1467.9509 | 1467.9509 | 4403.8528 | 3 | 1 | 4 | F | VLS_Inline | 5 | 5 | 5 | 8 | BranchMin_5BranchMax_8 | 6 | 6 | 16 | HeaderMin_6HeaderMax_16 | 16
1088 | 138 | 50959-2P-100HP VLSC | VLSC_50959_2P_100HP | 1467.9509 | 1467.9509 | 4403.8528 | 3 | 1 | 4 | F | VLS_Inline | 5 | 5 | 5 | 8 | BranchMin_5BranchMax_8 | 8 | 6 | 16 | HeaderMin_6HeaderMax_16 | 6 | INVALID
1088 | 138 | 50959-2P-100HP VLSC | VLSC_50959_2P_100HP | 1467.9509 | 1467.9509 | 4403.8528 | 3 | 1 | 4 | F | VLS_Inline | 5 | 5 | 5 | 8 | BranchMin_5BranchMax_8 | 8 | 6 | 16 | HeaderMin_6HeaderMax_16 | 8 | INVALID
1088 | 138 | 50959-2P-100HP VLSC | VLSC_50959_2P_100HP | 1467.9509 | 1467.9509 | 4403.8528 | 3 | 1 | 4 | F | VLS_Inline | 5 | 5 | 5 | 8 | BranchMin_5BranchMax_8 | 8 | 6 | 16 | HeaderMin_6HeaderMax_16 | 10
1088 | 138 | 50959-2P-100HP VLSC | VLSC_50959_2P_100HP | 1467.9509 | 1467.9509 | 4403.8528 | 3 | 1 | 4 | F | VLS_Inline | 5 | 5 | 5 | 8 | BranchMin_5BranchMax_8 | 8 | 6 | 16 | HeaderMin_6HeaderMax_16 | 12
1088 | 138 | 50959-2P-100HP VLSC | VLSC_50959_2P_100HP | 1467.9509 | 1467.9509 | 4403.8528 | 3 | 1 | 4 | F | VLS_Inline | 5 | 5 | 5 | 8 | BranchMin_5BranchMax_8 | 8 | 6 | 16 | HeaderMin_6HeaderMax_16 | 14
1088 | 138 | 50959-2P-100HP VLSC | VLSC_50959_2P_100HP | 1467.9509 | 1467.9509 | 4403.8528 | 3 | 1 | 4 | F | VLS_Inline | 5 | 5 | 5 | 8 | BranchMin_5BranchMax_8 | 8 | 6 | 16 | HeaderMin_6HeaderMax_16 | 16
1089 | 139 | 50129-4P-15HP VLSC | VLSC_50129_4P_15HP | 844.864 | 844.864 | 2534.5919 | 3 | 1 | 4 | F | VLS_Inline | 5 | 5 | 5 | 6 | BranchMin_5BranchMax_6 | 5 | 6 | 12 | HeaderMin_6HeaderMax_12 | 6
1089 | 139 | 50129-4P-15HP VLSC | VLSC_50129_4P_15HP | 844.864 | 844.864 | 2534.5919 | 3 | 1 | 4 | F | VLS_Inline | 5 | 5 | 5 | 6 | BranchMin_5BranchMax_6 | 5 | 6 | 12 | HeaderMin_6HeaderMax_12 | 8
1089 | 139 | 50129-4P-15HP VLSC | VLSC_50129_4P_15HP | 844.864 | 844.864 | 2534.5919 | 3 | 1 | 4 | F | VLS_Inline | 5 | 5 | 5 | 6 | BranchMin_5BranchMax_6 | 5 | 6 | 12 | HeaderMin_6HeaderMax_12 | 10
1089 | 139 | 50129-4P-15HP VLSC | VLSC_50129_4P_15HP | 844.864 | 844.864 | 2534.5919 | 3 | 1 | 4 | F | VLS_Inline | 5 | 5 | 5 | 6 | BranchMin_5BranchMax_6 | 5 | 6 | 12 | HeaderMin_6HeaderMax_12 | 12
1089 | 139 | 50129-4P-15HP VLSC | VLSC_50129_4P_15HP | 844.864 | 844.864 | 2534.5919 | 3 | 1 | 4 | F | VLS_Inline | 5 | 5 | 5 | 6 | BranchMin_5BranchMax_6 | 6 | 6 | 12 | HeaderMin_6HeaderMax_12 | 6 | INVALID
1089 | 139 | 50129-4P-15HP VLSC | VLSC_50129_4P_15HP | 844.864 | 844.864 | 2534.5919 | 3 | 1 | 4 | F | VLS_Inline | 5 | 5 | 5 | 6 | BranchMin_5BranchMax_6 | 6 | 6 | 12 | HeaderMin_6HeaderMax_12 | 8
1089 | 139 | 50129-4P-15HP VLSC | VLSC_50129_4P_15HP | 844.864 | 844.864 | 2534.5919 | 3 | 1 | 4 | F | VLS_Inline | 5 | 5 | 5 | 6 | BranchMin_5BranchMax_6 | 6 | 6 | 12 | HeaderMin_6HeaderMax_12 | 10
1089 | 139 | 50129-4P-15HP VLSC | VLSC_50129_4P_15HP | 844.864 | 844.864 | 2534.5919 | 3 | 1 | 4 | F | VLS_Inline | 5 | 5 | 5 | 6 | BranchMin_5BranchMax_6 | 6 | 6 | 12 | HeaderMin_6HeaderMax_12 | 12
1090 | 140 | 50129-4P-20HP VLSC | VLSC_50129_4P_20HP | 982.3526 | 982.3526 | 2947.0578 | 3 | 1 | 4 | F | VLS_Inline | 5 | 5 | 5 | 8 | BranchMin_5BranchMax_8 | 5 | 6 | 12 | HeaderMin_6HeaderMax_12 | 6
1090 | 140 | 50129-4P-20HP VLSC | VLSC_50129_4P_20HP | 982.3526 | 982.3526 | 2947.0578 | 3 | 1 | 4 | F | VLS_Inline | 5 | 5 | 5 | 8 | BranchMin_5BranchMax_8 | 5 | 6 | 12 | HeaderMin_6HeaderMax_12 | 8
1090 | 140 | 50129-4P-20HP VLSC | VLSC_50129_4P_20HP | 982.3526 | 982.3526 | 2947.0578 | 3 | 1 | 4 | F | VLS_Inline | 5 | 5 | 5 | 8 | BranchMin_5BranchMax_8 | 5 | 6 | 12 | HeaderMin_6HeaderMax_12 | 10
1090 | 140 | 50129-4P-20HP VLSC | VLSC_50129_4P_20HP | 982.3526 | 982.3526 | 2947.0578 | 3 | 1 | 4 | F | VLS_Inline | 5 | 5 | 5 | 8 | BranchMin_5BranchMax_8 | 5 | 6 | 12 | HeaderMin_6HeaderMax_12 | 12
1090 | 140 | 50129-4P-20HP VLSC | VLSC_50129_4P_20HP | 982.3526 | 982.3526 | 2947.0578 | 3 | 1 | 4 | F | VLS_Inline | 5 | 5 | 5 | 8 | BranchMin_5BranchMax_8 | 6 | 6 | 12 | HeaderMin_6HeaderMax_12 | 6 | INVALID
1090 | 140 | 50129-4P-20HP VLSC | VLSC_50129_4P_20HP | 982.3526 | 982.3526 | 2947.0578 | 3 | 1 | 4 | F | VLS_Inline | 5 | 5 | 5 | 8 | BranchMin_5BranchMax_8 | 6 | 6 | 12 | HeaderMin_6HeaderMax_12 | 8
1090 | 140 | 50129-4P-20HP VLSC | VLSC_50129_4P_20HP | 982.3526 | 982.3526 | 2947.0578 | 3 | 1 | 4 | F | VLS_Inline | 5 | 5 | 5 | 8 | BranchMin_5BranchMax_8 | 6 | 6 | 12 | HeaderMin_6HeaderMax_12 | 10
1090 | 140 | 50129-4P-20HP VLSC | VLSC_50129_4P_20HP | 982.3526 | 982.3526 | 2947.0578 | 3 | 1 | 4 | F | VLS_Inline | 5 | 5 | 5 | 8 | BranchMin_5BranchMax_8 | 6 | 6 | 12 | HeaderMin_6HeaderMax_12 | 12
1090 | 140 | 50129-4P-20HP VLSC | VLSC_50129_4P_20HP | 982.3526 | 982.3526 | 2947.0578 | 3 | 1 | 4 | F | VLS_Inline | 5 | 5 | 5 | 8 | BranchMin_5BranchMax_8 | 8 | 6 | 12 | HeaderMin_6HeaderMax_12 | 6 | INVALID
1090 | 140 | 50129-4P-20HP VLSC | VLSC_50129_4P_20HP | 982.3526 | 982.3526 | 2947.0578 | 3 | 1 | 4 | F | VLS_Inline | 5 | 5 | 5 | 8 | BranchMin_5BranchMax_8 | 8 | 6 | 12 | HeaderMin_6HeaderMax_12 | 8 | INVALID
1090 | 140 | 50129-4P-20HP VLSC | VLSC_50129_4P_20HP | 982.3526 | 982.3526 | 2947.0578 | 3 | 1 | 4 | F | VLS_Inline | 5 | 5 | 5 | 8 | BranchMin_5BranchMax_8 | 8 | 6 | 12 | HeaderMin_6HeaderMax_12 | 10
1090 | 140 | 50129-4P-20HP VLSC | VLSC_50129_4P_20HP | 982.3526 | 982.3526 | 2947.0578 | 3 | 1 | 4 | F | VLS_Inline | 5 | 5 | 5 | 8 | BranchMin_5BranchMax_8 | 8 | 6 | 12 | HeaderMin_6HeaderMax_12 | 12
1091 | 141 | 50129-4P-25HP VLSC | VLSC_50129_4P_25HP | 1104.8611 | 1104.8611 | 3314.5834 | 3 | 1 | 4 | F | VLS_Inline | 5 | 5 | 5 | 8 | BranchMin_5BranchMax_8 | 5 | 6 | 12 | HeaderMin_6HeaderMax_12 | 6
1091 | 141 | 50129-4P-25HP VLSC | VLSC_50129_4P_25HP | 1104.8611 | 1104.8611 | 3314.5834 | 3 | 1 | 4 | F | VLS_Inline | 5 | 5 | 5 | 8 | BranchMin_5BranchMax_8 | 5 | 6 | 12 | HeaderMin_6HeaderMax_12 | 8
1091 | 141 | 50129-4P-25HP VLSC | VLSC_50129_4P_25HP | 1104.8611 | 1104.8611 | 3314.5834 | 3 | 1 | 4 | F | VLS_Inline | 5 | 5 | 5 | 8 | BranchMin_5BranchMax_8 | 5 | 6 | 12 | HeaderMin_6HeaderMax_12 | 10
1091 | 141 | 50129-4P-25HP VLSC | VLSC_50129_4P_25HP | 1104.8611 | 1104.8611 | 3314.5834 | 3 | 1 | 4 | F | VLS_Inline | 5 | 5 | 5 | 8 | BranchMin_5BranchMax_8 | 5 | 6 | 12 | HeaderMin_6HeaderMax_12 | 12
1091 | 141 | 50129-4P-25HP VLSC | VLSC_50129_4P_25HP | 1104.8611 | 1104.8611 | 3314.5834 | 3 | 1 | 4 | F | VLS_Inline | 5 | 5 | 5 | 8 | BranchMin_5BranchMax_8 | 6 | 6 | 12 | HeaderMin_6HeaderMax_12 | 6 | INVALID
1091 | 141 | 50129-4P-25HP VLSC | VLSC_50129_4P_25HP | 1104.8611 | 1104.8611 | 3314.5834 | 3 | 1 | 4 | F | VLS_Inline | 5 | 5 | 5 | 8 | BranchMin_5BranchMax_8 | 6 | 6 | 12 | HeaderMin_6HeaderMax_12 | 8
1091 | 141 | 50129-4P-25HP VLSC | VLSC_50129_4P_25HP | 1104.8611 | 1104.8611 | 3314.5834 | 3 | 1 | 4 | F | VLS_Inline | 5 | 5 | 5 | 8 | BranchMin_5BranchMax_8 | 6 | 6 | 12 | HeaderMin_6HeaderMax_12 | 10
1091 | 141 | 50129-4P-25HP VLSC | VLSC_50129_4P_25HP | 1104.8611 | 1104.8611 | 3314.5834 | 3 | 1 | 4 | F | VLS_Inline | 5 | 5 | 5 | 8 | BranchMin_5BranchMax_8 | 6 | 6 | 12 | HeaderMin_6HeaderMax_12 | 12
1091 | 141 | 50129-4P-25HP VLSC | VLSC_50129_4P_25HP | 1104.8611 | 1104.8611 | 3314.5834 | 3 | 1 | 4 | F | VLS_Inline | 5 | 5 | 5 | 8 | BranchMin_5BranchMax_8 | 8 | 6 | 12 | HeaderMin_6HeaderMax_12 | 6 | INVALID
1091 | 141 | 50129-4P-25HP VLSC | VLSC_50129_4P_25HP | 1104.8611 | 1104.8611 | 3314.5834 | 3 | 1 | 4 | F | VLS_Inline | 5 | 5 | 5 | 8 | BranchMin_5BranchMax_8 | 8 | 6 | 12 | HeaderMin_6HeaderMax_12 | 8 | INVALID
1091 | 141 | 50129-4P-25HP VLSC | VLSC_50129_4P_25HP | 1104.8611 | 1104.8611 | 3314.5834 | 3 | 1 | 4 | F | VLS_Inline | 5 | 5 | 5 | 8 | BranchMin_5BranchMax_8 | 8 | 6 | 12 | HeaderMin_6HeaderMax_12 | 10
1091 | 141 | 50129-4P-25HP VLSC | VLSC_50129_4P_25HP | 1104.8611 | 1104.8611 | 3314.5834 | 3 | 1 | 4 | F | VLS_Inline | 5 | 5 | 5 | 8 | BranchMin_5BranchMax_8 | 8 | 6 | 12 | HeaderMin_6HeaderMax_12 | 12
1092 | 142 | 50129-4P-30HP VLSC | VLSC_50129_4P_30HP | 1214.4257 | 1214.4257 | 3643.277 | 3 | 1 | 4 | F | VLS_Inline | 5 | 5 | 5 | 8 | BranchMin_5BranchMax_8 | 5 | 6 | 14 | HeaderMin_6HeaderMax_14 | 6
1092 | 142 | 50129-4P-30HP VLSC | VLSC_50129_4P_30HP | 1214.4257 | 1214.4257 | 3643.277 | 3 | 1 | 4 | F | VLS_Inline | 5 | 5 | 5 | 8 | BranchMin_5BranchMax_8 | 5 | 6 | 14 | HeaderMin_6HeaderMax_14 | 8
1092 | 142 | 50129-4P-30HP VLSC | VLSC_50129_4P_30HP | 1214.4257 | 1214.4257 | 3643.277 | 3 | 1 | 4 | F | VLS_Inline | 5 | 5 | 5 | 8 | BranchMin_5BranchMax_8 | 5 | 6 | 14 | HeaderMin_6HeaderMax_14 | 10
1092 | 142 | 50129-4P-30HP VLSC | VLSC_50129_4P_30HP | 1214.4257 | 1214.4257 | 3643.277 | 3 | 1 | 4 | F | VLS_Inline | 5 | 5 | 5 | 8 | BranchMin_5BranchMax_8 | 5 | 6 | 14 | HeaderMin_6HeaderMax_14 | 12
1092 | 142 | 50129-4P-30HP VLSC | VLSC_50129_4P_30HP | 1214.4257 | 1214.4257 | 3643.277 | 3 | 1 | 4 | F | VLS_Inline | 5 | 5 | 5 | 8 | BranchMin_5BranchMax_8 | 5 | 6 | 14 | HeaderMin_6HeaderMax_14 | 14
1092 | 142 | 50129-4P-30HP VLSC | VLSC_50129_4P_30HP | 1214.4257 | 1214.4257 | 3643.277 | 3 | 1 | 4 | F | VLS_Inline | 5 | 5 | 5 | 8 | BranchMin_5BranchMax_8 | 6 | 6 | 14 | HeaderMin_6HeaderMax_14 | 6 | INVALID
1092 | 142 | 50129-4P-30HP VLSC | VLSC_50129_4P_30HP | 1214.4257 | 1214.4257 | 3643.277 | 3 | 1 | 4 | F | VLS_Inline | 5 | 5 | 5 | 8 | BranchMin_5BranchMax_8 | 6 | 6 | 14 | HeaderMin_6HeaderMax_14 | 8
1092 | 142 | 50129-4P-30HP VLSC | VLSC_50129_4P_30HP | 1214.4257 | 1214.4257 | 3643.277 | 3 | 1 | 4 | F | VLS_Inline | 5 | 5 | 5 | 8 | BranchMin_5BranchMax_8 | 6 | 6 | 14 | HeaderMin_6HeaderMax_14 | 10
1092 | 142 | 50129-4P-30HP VLSC | VLSC_50129_4P_30HP | 1214.4257 | 1214.4257 | 3643.277 | 3 | 1 | 4 | F | VLS_Inline | 5 | 5 | 5 | 8 | BranchMin_5BranchMax_8 | 6 | 6 | 14 | HeaderMin_6HeaderMax_14 | 12
1092 | 142 | 50129-4P-30HP VLSC | VLSC_50129_4P_30HP | 1214.4257 | 1214.4257 | 3643.277 | 3 | 1 | 4 | F | VLS_Inline | 5 | 5 | 5 | 8 | BranchMin_5BranchMax_8 | 6 | 6 | 14 | HeaderMin_6HeaderMax_14 | 14
1092 | 142 | 50129-4P-30HP VLSC | VLSC_50129_4P_30HP | 1214.4257 | 1214.4257 | 3643.277 | 3 | 1 | 4 | F | VLS_Inline | 5 | 5 | 5 | 8 | BranchMin_5BranchMax_8 | 8 | 6 | 14 | HeaderMin_6HeaderMax_14 | 6 | INVALID
1092 | 142 | 50129-4P-30HP VLSC | VLSC_50129_4P_30HP | 1214.4257 | 1214.4257 | 3643.277 | 3 | 1 | 4 | F | VLS_Inline | 5 | 5 | 5 | 8 | BranchMin_5BranchMax_8 | 8 | 6 | 14 | HeaderMin_6HeaderMax_14 | 8 | INVALID
1092 | 142 | 50129-4P-30HP VLSC | VLSC_50129_4P_30HP | 1214.4257 | 1214.4257 | 3643.277 | 3 | 1 | 4 | F | VLS_Inline | 5 | 5 | 5 | 8 | BranchMin_5BranchMax_8 | 8 | 6 | 14 | HeaderMin_6HeaderMax_14 | 10
1092 | 142 | 50129-4P-30HP VLSC | VLSC_50129_4P_30HP | 1214.4257 | 1214.4257 | 3643.277 | 3 | 1 | 4 | F | VLS_Inline | 5 | 5 | 5 | 8 | BranchMin_5BranchMax_8 | 8 | 6 | 14 | HeaderMin_6HeaderMax_14 | 12
1092 | 142 | 50129-4P-30HP VLSC | VLSC_50129_4P_30HP | 1214.4257 | 1214.4257 | 3643.277 | 3 | 1 | 4 | F | VLS_Inline | 5 | 5 | 5 | 8 | BranchMin_5BranchMax_8 | 8 | 6 | 14 | HeaderMin_6HeaderMax_14 | 14
1093 | 143 | 50129-4P-40HP VLSC | VLSC_50129_4P_40HP | 1383.6857 | 1383.6857 | 4151.0572 | 3 | 1 | 4 | F | VLS_Inline | 5 | 5 | 5 | 8 | BranchMin_5BranchMax_8 | 5 | 6 | 14 | HeaderMin_6HeaderMax_14 | 6
1093 | 143 | 50129-4P-40HP VLSC | VLSC_50129_4P_40HP | 1383.6857 | 1383.6857 | 4151.0572 | 3 | 1 | 4 | F | VLS_Inline | 5 | 5 | 5 | 8 | BranchMin_5BranchMax_8 | 5 | 6 | 14 | HeaderMin_6HeaderMax_14 | 8
1093 | 143 | 50129-4P-40HP VLSC | VLSC_50129_4P_40HP | 1383.6857 | 1383.6857 | 4151.0572 | 3 | 1 | 4 | F | VLS_Inline | 5 | 5 | 5 | 8 | BranchMin_5BranchMax_8 | 5 | 6 | 14 | HeaderMin_6HeaderMax_14 | 10
1093 | 143 | 50129-4P-40HP VLSC | VLSC_50129_4P_40HP | 1383.6857 | 1383.6857 | 4151.0572 | 3 | 1 | 4 | F | VLS_Inline | 5 | 5 | 5 | 8 | BranchMin_5BranchMax_8 | 5 | 6 | 14 | HeaderMin_6HeaderMax_14 | 12
1093 | 143 | 50129-4P-40HP VLSC | VLSC_50129_4P_40HP | 1383.6857 | 1383.6857 | 4151.0572 | 3 | 1 | 4 | F | VLS_Inline | 5 | 5 | 5 | 8 | BranchMin_5BranchMax_8 | 5 | 6 | 14 | HeaderMin_6HeaderMax_14 | 14
1093 | 143 | 50129-4P-40HP VLSC | VLSC_50129_4P_40HP | 1383.6857 | 1383.6857 | 4151.0572 | 3 | 1 | 4 | F | VLS_Inline | 5 | 5 | 5 | 8 | BranchMin_5BranchMax_8 | 6 | 6 | 14 | HeaderMin_6HeaderMax_14 | 6 | INVALID
1093 | 143 | 50129-4P-40HP VLSC | VLSC_50129_4P_40HP | 1383.6857 | 1383.6857 | 4151.0572 | 3 | 1 | 4 | F | VLS_Inline | 5 | 5 | 5 | 8 | BranchMin_5BranchMax_8 | 6 | 6 | 14 | HeaderMin_6HeaderMax_14 | 8
1093 | 143 | 50129-4P-40HP VLSC | VLSC_50129_4P_40HP | 1383.6857 | 1383.6857 | 4151.0572 | 3 | 1 | 4 | F | VLS_Inline | 5 | 5 | 5 | 8 | BranchMin_5BranchMax_8 | 6 | 6 | 14 | HeaderMin_6HeaderMax_14 | 10
1093 | 143 | 50129-4P-40HP VLSC | VLSC_50129_4P_40HP | 1383.6857 | 1383.6857 | 4151.0572 | 3 | 1 | 4 | F | VLS_Inline | 5 | 5 | 5 | 8 | BranchMin_5BranchMax_8 | 6 | 6 | 14 | HeaderMin_6HeaderMax_14 | 12
1093 | 143 | 50129-4P-40HP VLSC | VLSC_50129_4P_40HP | 1383.6857 | 1383.6857 | 4151.0572 | 3 | 1 | 4 | F | VLS_Inline | 5 | 5 | 5 | 8 | BranchMin_5BranchMax_8 | 6 | 6 | 14 | HeaderMin_6HeaderMax_14 | 14
1093 | 143 | 50129-4P-40HP VLSC | VLSC_50129_4P_40HP | 1383.6857 | 1383.6857 | 4151.0572 | 3 | 1 | 4 | F | VLS_Inline | 5 | 5 | 5 | 8 | BranchMin_5BranchMax_8 | 8 | 6 | 14 | HeaderMin_6HeaderMax_14 | 6 | INVALID
1093 | 143 | 50129-4P-40HP VLSC | VLSC_50129_4P_40HP | 1383.6857 | 1383.6857 | 4151.0572 | 3 | 1 | 4 | F | VLS_Inline | 5 | 5 | 5 | 8 | BranchMin_5BranchMax_8 | 8 | 6 | 14 | HeaderMin_6HeaderMax_14 | 8 | INVALID
1093 | 143 | 50129-4P-40HP VLSC | VLSC_50129_4P_40HP | 1383.6857 | 1383.6857 | 4151.0572 | 3 | 1 | 4 | F | VLS_Inline | 5 | 5 | 5 | 8 | BranchMin_5BranchMax_8 | 8 | 6 | 14 | HeaderMin_6HeaderMax_14 | 10
1093 | 143 | 50129-4P-40HP VLSC | VLSC_50129_4P_40HP | 1383.6857 | 1383.6857 | 4151.0572 | 3 | 1 | 4 | F | VLS_Inline | 5 | 5 | 5 | 8 | BranchMin_5BranchMax_8 | 8 | 6 | 14 | HeaderMin_6HeaderMax_14 | 12
1093 | 143 | 50129-4P-40HP VLSC | VLSC_50129_4P_40HP | 1383.6857 | 1383.6857 | 4151.0572 | 3 | 1 | 4 | F | VLS_Inline | 5 | 5 | 5 | 8 | BranchMin_5BranchMax_8 | 8 | 6 | 14 | HeaderMin_6HeaderMax_14 | 14
1094 | 144 | 50129-4P-50HP VLSC | VLSC_50129_4P_50HP | 1551.2098 | 1551.2098 | 4653.6293 | 3 | 1 | 4 | F | VLS_Inline | 5 | 5 | 5 | 8 | BranchMin_5BranchMax_8 | 5 | 6 | 16 | HeaderMin_6HeaderMax_16 | 6
1094 | 144 | 50129-4P-50HP VLSC | VLSC_50129_4P_50HP | 1551.2098 | 1551.2098 | 4653.6293 | 3 | 1 | 4 | F | VLS_Inline | 5 | 5 | 5 | 8 | BranchMin_5BranchMax_8 | 5 | 6 | 16 | HeaderMin_6HeaderMax_16 | 8
1094 | 144 | 50129-4P-50HP VLSC | VLSC_50129_4P_50HP | 1551.2098 | 1551.2098 | 4653.6293 | 3 | 1 | 4 | F | VLS_Inline | 5 | 5 | 5 | 8 | BranchMin_5BranchMax_8 | 5 | 6 | 16 | HeaderMin_6HeaderMax_16 | 10
1094 | 144 | 50129-4P-50HP VLSC | VLSC_50129_4P_50HP | 1551.2098 | 1551.2098 | 4653.6293 | 3 | 1 | 4 | F | VLS_Inline | 5 | 5 | 5 | 8 | BranchMin_5BranchMax_8 | 5 | 6 | 16 | HeaderMin_6HeaderMax_16 | 12
1094 | 144 | 50129-4P-50HP VLSC | VLSC_50129_4P_50HP | 1551.2098 | 1551.2098 | 4653.6293 | 3 | 1 | 4 | F | VLS_Inline | 5 | 5 | 5 | 8 | BranchMin_5BranchMax_8 | 5 | 6 | 16 | HeaderMin_6HeaderMax_16 | 14
1094 | 144 | 50129-4P-50HP VLSC | VLSC_50129_4P_50HP | 1551.2098 | 1551.2098 | 4653.6293 | 3 | 1 | 4 | F | VLS_Inline | 5 | 5 | 5 | 8 | BranchMin_5BranchMax_8 | 5 | 6 | 16 | HeaderMin_6HeaderMax_16 | 16
1094 | 144 | 50129-4P-50HP VLSC | VLSC_50129_4P_50HP | 1551.2098 | 1551.2098 | 4653.6293 | 3 | 1 | 4 | F | VLS_Inline | 5 | 5 | 5 | 8 | BranchMin_5BranchMax_8 | 6 | 6 | 16 | HeaderMin_6HeaderMax_16 | 6 | INVALID
1094 | 144 | 50129-4P-50HP VLSC | VLSC_50129_4P_50HP | 1551.2098 | 1551.2098 | 4653.6293 | 3 | 1 | 4 | F | VLS_Inline | 5 | 5 | 5 | 8 | BranchMin_5BranchMax_8 | 6 | 6 | 16 | HeaderMin_6HeaderMax_16 | 8
1094 | 144 | 50129-4P-50HP VLSC | VLSC_50129_4P_50HP | 1551.2098 | 1551.2098 | 4653.6293 | 3 | 1 | 4 | F | VLS_Inline | 5 | 5 | 5 | 8 | BranchMin_5BranchMax_8 | 6 | 6 | 16 | HeaderMin_6HeaderMax_16 | 10
1094 | 144 | 50129-4P-50HP VLSC | VLSC_50129_4P_50HP | 1551.2098 | 1551.2098 | 4653.6293 | 3 | 1 | 4 | F | VLS_Inline | 5 | 5 | 5 | 8 | BranchMin_5BranchMax_8 | 6 | 6 | 16 | HeaderMin_6HeaderMax_16 | 12
1094 | 144 | 50129-4P-50HP VLSC | VLSC_50129_4P_50HP | 1551.2098 | 1551.2098 | 4653.6293 | 3 | 1 | 4 | F | VLS_Inline | 5 | 5 | 5 | 8 | BranchMin_5BranchMax_8 | 6 | 6 | 16 | HeaderMin_6HeaderMax_16 | 14
1094 | 144 | 50129-4P-50HP VLSC | VLSC_50129_4P_50HP | 1551.2098 | 1551.2098 | 4653.6293 | 3 | 1 | 4 | F | VLS_Inline | 5 | 5 | 5 | 8 | BranchMin_5BranchMax_8 | 6 | 6 | 16 | HeaderMin_6HeaderMax_16 | 16
1094 | 144 | 50129-4P-50HP VLSC | VLSC_50129_4P_50HP | 1551.2098 | 1551.2098 | 4653.6293 | 3 | 1 | 4 | F | VLS_Inline | 5 | 5 | 5 | 8 | BranchMin_5BranchMax_8 | 8 | 6 | 16 | HeaderMin_6HeaderMax_16 | 6 | INVALID
1094 | 144 | 50129-4P-50HP VLSC | VLSC_50129_4P_50HP | 1551.2098 | 1551.2098 | 4653.6293 | 3 | 1 | 4 | F | VLS_Inline | 5 | 5 | 5 | 8 | BranchMin_5BranchMax_8 | 8 | 6 | 16 | HeaderMin_6HeaderMax_16 | 8 | INVALID
1094 | 144 | 50129-4P-50HP VLSC | VLSC_50129_4P_50HP | 1551.2098 | 1551.2098 | 4653.6293 | 3 | 1 | 4 | F | VLS_Inline | 5 | 5 | 5 | 8 | BranchMin_5BranchMax_8 | 8 | 6 | 16 | HeaderMin_6HeaderMax_16 | 10
1094 | 144 | 50129-4P-50HP VLSC | VLSC_50129_4P_50HP | 1551.2098 | 1551.2098 | 4653.6293 | 3 | 1 | 4 | F | VLS_Inline | 5 | 5 | 5 | 8 | BranchMin_5BranchMax_8 | 8 | 6 | 16 | HeaderMin_6HeaderMax_16 | 12
1094 | 144 | 50129-4P-50HP VLSC | VLSC_50129_4P_50HP | 1551.2098 | 1551.2098 | 4653.6293 | 3 | 1 | 4 | F | VLS_Inline | 5 | 5 | 5 | 8 | BranchMin_5BranchMax_8 | 8 | 6 | 16 | HeaderMin_6HeaderMax_16 | 14
1094 | 144 | 50129-4P-50HP VLSC | VLSC_50129_4P_50HP | 1551.2098 | 1551.2098 | 4653.6293 | 3 | 1 | 4 | F | VLS_Inline | 5 | 5 | 5 | 8 | BranchMin_5BranchMax_8 | 8 | 6 | 16 | HeaderMin_6HeaderMax_16 | 16
1095 | 145 | 50129-4P-60HP VLSC | VLSC_50129_4P_60HP | 1664.6746 | 1664.6746 | 4994.0237 | 3 | 1 | 4 | F | VLS_Inline | 5 | 5 | 5 | 10 | BranchMin_5BranchMax_10 | 5 | 6 | 16 | HeaderMin_6HeaderMax_16 | 6
1095 | 145 | 50129-4P-60HP VLSC | VLSC_50129_4P_60HP | 1664.6746 | 1664.6746 | 4994.0237 | 3 | 1 | 4 | F | VLS_Inline | 5 | 5 | 5 | 10 | BranchMin_5BranchMax_10 | 5 | 6 | 16 | HeaderMin_6HeaderMax_16 | 8
1095 | 145 | 50129-4P-60HP VLSC | VLSC_50129_4P_60HP | 1664.6746 | 1664.6746 | 4994.0237 | 3 | 1 | 4 | F | VLS_Inline | 5 | 5 | 5 | 10 | BranchMin_5BranchMax_10 | 5 | 6 | 16 | HeaderMin_6HeaderMax_16 | 10
1095 | 145 | 50129-4P-60HP VLSC | VLSC_50129_4P_60HP | 1664.6746 | 1664.6746 | 4994.0237 | 3 | 1 | 4 | F | VLS_Inline | 5 | 5 | 5 | 10 | BranchMin_5BranchMax_10 | 5 | 6 | 16 | HeaderMin_6HeaderMax_16 | 12
1095 | 145 | 50129-4P-60HP VLSC | VLSC_50129_4P_60HP | 1664.6746 | 1664.6746 | 4994.0237 | 3 | 1 | 4 | F | VLS_Inline | 5 | 5 | 5 | 10 | BranchMin_5BranchMax_10 | 5 | 6 | 16 | HeaderMin_6HeaderMax_16 | 14
1095 | 145 | 50129-4P-60HP VLSC | VLSC_50129_4P_60HP | 1664.6746 | 1664.6746 | 4994.0237 | 3 | 1 | 4 | F | VLS_Inline | 5 | 5 | 5 | 10 | BranchMin_5BranchMax_10 | 5 | 6 | 16 | HeaderMin_6HeaderMax_16 | 16
1095 | 145 | 50129-4P-60HP VLSC | VLSC_50129_4P_60HP | 1664.6746 | 1664.6746 | 4994.0237 | 3 | 1 | 4 | F | VLS_Inline | 5 | 5 | 5 | 10 | BranchMin_5BranchMax_10 | 6 | 6 | 16 | HeaderMin_6HeaderMax_16 | 6 | INVALID
1095 | 145 | 50129-4P-60HP VLSC | VLSC_50129_4P_60HP | 1664.6746 | 1664.6746 | 4994.0237 | 3 | 1 | 4 | F | VLS_Inline | 5 | 5 | 5 | 10 | BranchMin_5BranchMax_10 | 6 | 6 | 16 | HeaderMin_6HeaderMax_16 | 8
1095 | 145 | 50129-4P-60HP VLSC | VLSC_50129_4P_60HP | 1664.6746 | 1664.6746 | 4994.0237 | 3 | 1 | 4 | F | VLS_Inline | 5 | 5 | 5 | 10 | BranchMin_5BranchMax_10 | 6 | 6 | 16 | HeaderMin_6HeaderMax_16 | 10
1095 | 145 | 50129-4P-60HP VLSC | VLSC_50129_4P_60HP | 1664.6746 | 1664.6746 | 4994.0237 | 3 | 1 | 4 | F | VLS_Inline | 5 | 5 | 5 | 10 | BranchMin_5BranchMax_10 | 6 | 6 | 16 | HeaderMin_6HeaderMax_16 | 12
1095 | 145 | 50129-4P-60HP VLSC | VLSC_50129_4P_60HP | 1664.6746 | 1664.6746 | 4994.0237 | 3 | 1 | 4 | F | VLS_Inline | 5 | 5 | 5 | 10 | BranchMin_5BranchMax_10 | 6 | 6 | 16 | HeaderMin_6HeaderMax_16 | 14
1095 | 145 | 50129-4P-60HP VLSC | VLSC_50129_4P_60HP | 1664.6746 | 1664.6746 | 4994.0237 | 3 | 1 | 4 | F | VLS_Inline | 5 | 5 | 5 | 10 | BranchMin_5BranchMax_10 | 6 | 6 | 16 | HeaderMin_6HeaderMax_16 | 16
1095 | 145 | 50129-4P-60HP VLSC | VLSC_50129_4P_60HP | 1664.6746 | 1664.6746 | 4994.0237 | 3 | 1 | 4 | F | VLS_Inline | 5 | 5 | 5 | 10 | BranchMin_5BranchMax_10 | 8 | 6 | 16 | HeaderMin_6HeaderMax_16 | 6 | INVALID
1095 | 145 | 50129-4P-60HP VLSC | VLSC_50129_4P_60HP | 1664.6746 | 1664.6746 | 4994.0237 | 3 | 1 | 4 | F | VLS_Inline | 5 | 5 | 5 | 10 | BranchMin_5BranchMax_10 | 8 | 6 | 16 | HeaderMin_6HeaderMax_16 | 8 | INVALID
1095 | 145 | 50129-4P-60HP VLSC | VLSC_50129_4P_60HP | 1664.6746 | 1664.6746 | 4994.0237 | 3 | 1 | 4 | F | VLS_Inline | 5 | 5 | 5 | 10 | BranchMin_5BranchMax_10 | 8 | 6 | 16 | HeaderMin_6HeaderMax_16 | 10
1095 | 145 | 50129-4P-60HP VLSC | VLSC_50129_4P_60HP | 1664.6746 | 1664.6746 | 4994.0237 | 3 | 1 | 4 | F | VLS_Inline | 5 | 5 | 5 | 10 | BranchMin_5BranchMax_10 | 8 | 6 | 16 | HeaderMin_6HeaderMax_16 | 12
1095 | 145 | 50129-4P-60HP VLSC | VLSC_50129_4P_60HP | 1664.6746 | 1664.6746 | 4994.0237 | 3 | 1 | 4 | F | VLS_Inline | 5 | 5 | 5 | 10 | BranchMin_5BranchMax_10 | 8 | 6 | 16 | HeaderMin_6HeaderMax_16 | 14
1095 | 145 | 50129-4P-60HP VLSC | VLSC_50129_4P_60HP | 1664.6746 | 1664.6746 | 4994.0237 | 3 | 1 | 4 | F | VLS_Inline | 5 | 5 | 5 | 10 | BranchMin_5BranchMax_10 | 8 | 6 | 16 | HeaderMin_6HeaderMax_16 | 16
1095 | 145 | 50129-4P-60HP VLSC | VLSC_50129_4P_60HP | 1664.6746 | 1664.6746 | 4994.0237 | 3 | 1 | 4 | F | VLS_Inline | 5 | 5 | 5 | 10 | BranchMin_5BranchMax_10 | 10 | 6 | 16 | HeaderMin_6HeaderMax_16 | 6 | INVALID
1095 | 145 | 50129-4P-60HP VLSC | VLSC_50129_4P_60HP | 1664.6746 | 1664.6746 | 4994.0237 | 3 | 1 | 4 | F | VLS_Inline | 5 | 5 | 5 | 10 | BranchMin_5BranchMax_10 | 10 | 6 | 16 | HeaderMin_6HeaderMax_16 | 8 | INVALID
1095 | 145 | 50129-4P-60HP VLSC | VLSC_50129_4P_60HP | 1664.6746 | 1664.6746 | 4994.0237 | 3 | 1 | 4 | F | VLS_Inline | 5 | 5 | 5 | 10 | BranchMin_5BranchMax_10 | 10 | 6 | 16 | HeaderMin_6HeaderMax_16 | 10 | INVALID
1095 | 145 | 50129-4P-60HP VLSC | VLSC_50129_4P_60HP | 1664.6746 | 1664.6746 | 4994.0237 | 3 | 1 | 4 | F | VLS_Inline | 5 | 5 | 5 | 10 | BranchMin_5BranchMax_10 | 10 | 6 | 16 | HeaderMin_6HeaderMax_16 | 12
1095 | 145 | 50129-4P-60HP VLSC | VLSC_50129_4P_60HP | 1664.6746 | 1664.6746 | 4994.0237 | 3 | 1 | 4 | F | VLS_Inline | 5 | 5 | 5 | 10 | BranchMin_5BranchMax_10 | 10 | 6 | 16 | HeaderMin_6HeaderMax_16 | 14
1095 | 145 | 50129-4P-60HP VLSC | VLSC_50129_4P_60HP | 1664.6746 | 1664.6746 | 4994.0237 | 3 | 1 | 4 | F | VLS_Inline | 5 | 5 | 5 | 10 | BranchMin_5BranchMax_10 | 10 | 6 | 16 | HeaderMin_6HeaderMax_16 | 16
1096 | 146 | 5012A-4P-10HP VLSC | RC9940-8.37 | 840.7876 | 840.7876 | 2522.3627 | 3 | 1 | 4 | F | VLS_Inline | 5 | 5 | 5 | 6 | BranchMin_5BranchMax_6 | 5 | 6 | 12 | HeaderMin_6HeaderMax_12 | 6
1096 | 146 | 5012A-4P-10HP VLSC | RC9940-8.37 | 840.7876 | 840.7876 | 2522.3627 | 3 | 1 | 4 | F | VLS_Inline | 5 | 5 | 5 | 6 | BranchMin_5BranchMax_6 | 5 | 6 | 12 | HeaderMin_6HeaderMax_12 | 8
1096 | 146 | 5012A-4P-10HP VLSC | RC9940-8.37 | 840.7876 | 840.7876 | 2522.3627 | 3 | 1 | 4 | F | VLS_Inline | 5 | 5 | 5 | 6 | BranchMin_5BranchMax_6 | 5 | 6 | 12 | HeaderMin_6HeaderMax_12 | 10
1096 | 146 | 5012A-4P-10HP VLSC | RC9940-8.37 | 840.7876 | 840.7876 | 2522.3627 | 3 | 1 | 4 | F | VLS_Inline | 5 | 5 | 5 | 6 | BranchMin_5BranchMax_6 | 5 | 6 | 12 | HeaderMin_6HeaderMax_12 | 12
1096 | 146 | 5012A-4P-10HP VLSC | RC9940-8.37 | 840.7876 | 840.7876 | 2522.3627 | 3 | 1 | 4 | F | VLS_Inline | 5 | 5 | 5 | 6 | BranchMin_5BranchMax_6 | 6 | 6 | 12 | HeaderMin_6HeaderMax_12 | 6 | INVALID
1096 | 146 | 5012A-4P-10HP VLSC | RC9940-8.37 | 840.7876 | 840.7876 | 2522.3627 | 3 | 1 | 4 | F | VLS_Inline | 5 | 5 | 5 | 6 | BranchMin_5BranchMax_6 | 6 | 6 | 12 | HeaderMin_6HeaderMax_12 | 8
1096 | 146 | 5012A-4P-10HP VLSC | RC9940-8.37 | 840.7876 | 840.7876 | 2522.3627 | 3 | 1 | 4 | F | VLS_Inline | 5 | 5 | 5 | 6 | BranchMin_5BranchMax_6 | 6 | 6 | 12 | HeaderMin_6HeaderMax_12 | 10
1096 | 146 | 5012A-4P-10HP VLSC | RC9940-8.37 | 840.7876 | 840.7876 | 2522.3627 | 3 | 1 | 4 | F | VLS_Inline | 5 | 5 | 5 | 6 | BranchMin_5BranchMax_6 | 6 | 6 | 12 | HeaderMin_6HeaderMax_12 | 12
1097 | 147 | 5012A-4P-15HP VLSC | RC9940-9.62 | 995.4751 | 995.4751 | 2986.4252 | 3 | 1 | 4 | F | VLS_Inline | 5 | 5 | 5 | 8 | BranchMin_5BranchMax_8 | 5 | 6 | 12 | HeaderMin_6HeaderMax_12 | 6
1097 | 147 | 5012A-4P-15HP VLSC | RC9940-9.62 | 995.4751 | 995.4751 | 2986.4252 | 3 | 1 | 4 | F | VLS_Inline | 5 | 5 | 5 | 8 | BranchMin_5BranchMax_8 | 5 | 6 | 12 | HeaderMin_6HeaderMax_12 | 8
1097 | 147 | 5012A-4P-15HP VLSC | RC9940-9.62 | 995.4751 | 995.4751 | 2986.4252 | 3 | 1 | 4 | F | VLS_Inline | 5 | 5 | 5 | 8 | BranchMin_5BranchMax_8 | 5 | 6 | 12 | HeaderMin_6HeaderMax_12 | 10
1097 | 147 | 5012A-4P-15HP VLSC | RC9940-9.62 | 995.4751 | 995.4751 | 2986.4252 | 3 | 1 | 4 | F | VLS_Inline | 5 | 5 | 5 | 8 | BranchMin_5BranchMax_8 | 5 | 6 | 12 | HeaderMin_6HeaderMax_12 | 12
1097 | 147 | 5012A-4P-15HP VLSC | RC9940-9.62 | 995.4751 | 995.4751 | 2986.4252 | 3 | 1 | 4 | F | VLS_Inline | 5 | 5 | 5 | 8 | BranchMin_5BranchMax_8 | 6 | 6 | 12 | HeaderMin_6HeaderMax_12 | 6 | INVALID
1097 | 147 | 5012A-4P-15HP VLSC | RC9940-9.62 | 995.4751 | 995.4751 | 2986.4252 | 3 | 1 | 4 | F | VLS_Inline | 5 | 5 | 5 | 8 | BranchMin_5BranchMax_8 | 6 | 6 | 12 | HeaderMin_6HeaderMax_12 | 8
1097 | 147 | 5012A-4P-15HP VLSC | RC9940-9.62 | 995.4751 | 995.4751 | 2986.4252 | 3 | 1 | 4 | F | VLS_Inline | 5 | 5 | 5 | 8 | BranchMin_5BranchMax_8 | 6 | 6 | 12 | HeaderMin_6HeaderMax_12 | 10
1097 | 147 | 5012A-4P-15HP VLSC | RC9940-9.62 | 995.4751 | 995.4751 | 2986.4252 | 3 | 1 | 4 | F | VLS_Inline | 5 | 5 | 5 | 8 | BranchMin_5BranchMax_8 | 6 | 6 | 12 | HeaderMin_6HeaderMax_12 | 12
1097 | 147 | 5012A-4P-15HP VLSC | RC9940-9.62 | 995.4751 | 995.4751 | 2986.4252 | 3 | 1 | 4 | F | VLS_Inline | 5 | 5 | 5 | 8 | BranchMin_5BranchMax_8 | 8 | 6 | 12 | HeaderMin_6HeaderMax_12 | 6 | INVALID
1097 | 147 | 5012A-4P-15HP VLSC | RC9940-9.62 | 995.4751 | 995.4751 | 2986.4252 | 3 | 1 | 4 | F | VLS_Inline | 5 | 5 | 5 | 8 | BranchMin_5BranchMax_8 | 8 | 6 | 12 | HeaderMin_6HeaderMax_12 | 8 | INVALID
1097 | 147 | 5012A-4P-15HP VLSC | RC9940-9.62 | 995.4751 | 995.4751 | 2986.4252 | 3 | 1 | 4 | F | VLS_Inline | 5 | 5 | 5 | 8 | BranchMin_5BranchMax_8 | 8 | 6 | 12 | HeaderMin_6HeaderMax_12 | 10
1097 | 147 | 5012A-4P-15HP VLSC | RC9940-9.62 | 995.4751 | 995.4751 | 2986.4252 | 3 | 1 | 4 | F | VLS_Inline | 5 | 5 | 5 | 8 | BranchMin_5BranchMax_8 | 8 | 6 | 12 | HeaderMin_6HeaderMax_12 | 12
1098 | 148 | 5012A-4P-20HP VLSC | RC9940-10.48 | 1093.6698 | 1093.6698 | 3281.0095 | 3 | 1 | 4 | F | VLS_Inline | 5 | 5 | 5 | 8 | BranchMin_5BranchMax_8 | 5 | 6 | 12 | HeaderMin_6HeaderMax_12 | 6
1098 | 148 | 5012A-4P-20HP VLSC | RC9940-10.48 | 1093.6698 | 1093.6698 | 3281.0095 | 3 | 1 | 4 | F | VLS_Inline | 5 | 5 | 5 | 8 | BranchMin_5BranchMax_8 | 5 | 6 | 12 | HeaderMin_6HeaderMax_12 | 8
1098 | 148 | 5012A-4P-20HP VLSC | RC9940-10.48 | 1093.6698 | 1093.6698 | 3281.0095 | 3 | 1 | 4 | F | VLS_Inline | 5 | 5 | 5 | 8 | BranchMin_5BranchMax_8 | 5 | 6 | 12 | HeaderMin_6HeaderMax_12 | 10
1098 | 148 | 5012A-4P-20HP VLSC | RC9940-10.48 | 1093.6698 | 1093.6698 | 3281.0095 | 3 | 1 | 4 | F | VLS_Inline | 5 | 5 | 5 | 8 | BranchMin_5BranchMax_8 | 5 | 6 | 12 | HeaderMin_6HeaderMax_12 | 12
1098 | 148 | 5012A-4P-20HP VLSC | RC9940-10.48 | 1093.6698 | 1093.6698 | 3281.0095 | 3 | 1 | 4 | F | VLS_Inline | 5 | 5 | 5 | 8 | BranchMin_5BranchMax_8 | 6 | 6 | 12 | HeaderMin_6HeaderMax_12 | 6 | INVALID
1098 | 148 | 5012A-4P-20HP VLSC | RC9940-10.48 | 1093.6698 | 1093.6698 | 3281.0095 | 3 | 1 | 4 | F | VLS_Inline | 5 | 5 | 5 | 8 | BranchMin_5BranchMax_8 | 6 | 6 | 12 | HeaderMin_6HeaderMax_12 | 8
1098 | 148 | 5012A-4P-20HP VLSC | RC9940-10.48 | 1093.6698 | 1093.6698 | 3281.0095 | 3 | 1 | 4 | F | VLS_Inline | 5 | 5 | 5 | 8 | BranchMin_5BranchMax_8 | 6 | 6 | 12 | HeaderMin_6HeaderMax_12 | 10
1098 | 148 | 5012A-4P-20HP VLSC | RC9940-10.48 | 1093.6698 | 1093.6698 | 3281.0095 | 3 | 1 | 4 | F | VLS_Inline | 5 | 5 | 5 | 8 | BranchMin_5BranchMax_8 | 6 | 6 | 12 | HeaderMin_6HeaderMax_12 | 12
1098 | 148 | 5012A-4P-20HP VLSC | RC9940-10.48 | 1093.6698 | 1093.6698 | 3281.0095 | 3 | 1 | 4 | F | VLS_Inline | 5 | 5 | 5 | 8 | BranchMin_5BranchMax_8 | 8 | 6 | 12 | HeaderMin_6HeaderMax_12 | 6 | INVALID
1098 | 148 | 5012A-4P-20HP VLSC | RC9940-10.48 | 1093.6698 | 1093.6698 | 3281.0095 | 3 | 1 | 4 | F | VLS_Inline | 5 | 5 | 5 | 8 | BranchMin_5BranchMax_8 | 8 | 6 | 12 | HeaderMin_6HeaderMax_12 | 8 | INVALID
1098 | 148 | 5012A-4P-20HP VLSC | RC9940-10.48 | 1093.6698 | 1093.6698 | 3281.0095 | 3 | 1 | 4 | F | VLS_Inline | 5 | 5 | 5 | 8 | BranchMin_5BranchMax_8 | 8 | 6 | 12 | HeaderMin_6HeaderMax_12 | 10
1098 | 148 | 5012A-4P-20HP VLSC | RC9940-10.48 | 1093.6698 | 1093.6698 | 3281.0095 | 3 | 1 | 4 | F | VLS_Inline | 5 | 5 | 5 | 8 | BranchMin_5BranchMax_8 | 8 | 6 | 12 | HeaderMin_6HeaderMax_12 | 12
1099 | 149 | 5012A-4P-25HP VLSC | RC9940-11.02 | 1144.8546 | 1144.8546 | 3434.5638 | 3 | 1 | 4 | F | VLS_Inline | 5 | 5 | 5 | 8 | BranchMin_5BranchMax_8 | 5 | 6 | 12 | HeaderMin_6HeaderMax_12 | 6
1099 | 149 | 5012A-4P-25HP VLSC | RC9940-11.02 | 1144.8546 | 1144.8546 | 3434.5638 | 3 | 1 | 4 | F | VLS_Inline | 5 | 5 | 5 | 8 | BranchMin_5BranchMax_8 | 5 | 6 | 12 | HeaderMin_6HeaderMax_12 | 8
1099 | 149 | 5012A-4P-25HP VLSC | RC9940-11.02 | 1144.8546 | 1144.8546 | 3434.5638 | 3 | 1 | 4 | F | VLS_Inline | 5 | 5 | 5 | 8 | BranchMin_5BranchMax_8 | 5 | 6 | 12 | HeaderMin_6HeaderMax_12 | 10
1099 | 149 | 5012A-4P-25HP VLSC | RC9940-11.02 | 1144.8546 | 1144.8546 | 3434.5638 | 3 | 1 | 4 | F | VLS_Inline | 5 | 5 | 5 | 8 | BranchMin_5BranchMax_8 | 5 | 6 | 12 | HeaderMin_6HeaderMax_12 | 12
1099 | 149 | 5012A-4P-25HP VLSC | RC9940-11.02 | 1144.8546 | 1144.8546 | 3434.5638 | 3 | 1 | 4 | F | VLS_Inline | 5 | 5 | 5 | 8 | BranchMin_5BranchMax_8 | 6 | 6 | 12 | HeaderMin_6HeaderMax_12 | 6 | INVALID
1099 | 149 | 5012A-4P-25HP VLSC | RC9940-11.02 | 1144.8546 | 1144.8546 | 3434.5638 | 3 | 1 | 4 | F | VLS_Inline | 5 | 5 | 5 | 8 | BranchMin_5BranchMax_8 | 6 | 6 | 12 | HeaderMin_6HeaderMax_12 | 8
1099 | 149 | 5012A-4P-25HP VLSC | RC9940-11.02 | 1144.8546 | 1144.8546 | 3434.5638 | 3 | 1 | 4 | F | VLS_Inline | 5 | 5 | 5 | 8 | BranchMin_5BranchMax_8 | 6 | 6 | 12 | HeaderMin_6HeaderMax_12 | 10
1099 | 149 | 5012A-4P-25HP VLSC | RC9940-11.02 | 1144.8546 | 1144.8546 | 3434.5638 | 3 | 1 | 4 | F | VLS_Inline | 5 | 5 | 5 | 8 | BranchMin_5BranchMax_8 | 6 | 6 | 12 | HeaderMin_6HeaderMax_12 | 12
1099 | 149 | 5012A-4P-25HP VLSC | RC9940-11.02 | 1144.8546 | 1144.8546 | 3434.5638 | 3 | 1 | 4 | F | VLS_Inline | 5 | 5 | 5 | 8 | BranchMin_5BranchMax_8 | 8 | 6 | 12 | HeaderMin_6HeaderMax_12 | 6 | INVALID
1099 | 149 | 5012A-4P-25HP VLSC | RC9940-11.02 | 1144.8546 | 1144.8546 | 3434.5638 | 3 | 1 | 4 | F | VLS_Inline | 5 | 5 | 5 | 8 | BranchMin_5BranchMax_8 | 8 | 6 | 12 | HeaderMin_6HeaderMax_12 | 8 | INVALID
1099 | 149 | 5012A-4P-25HP VLSC | RC9940-11.02 | 1144.8546 | 1144.8546 | 3434.5638 | 3 | 1 | 4 | F | VLS_Inline | 5 | 5 | 5 | 8 | BranchMin_5BranchMax_8 | 8 | 6 | 12 | HeaderMin_6HeaderMax_12 | 10
1099 | 149 | 5012A-4P-25HP VLSC | RC9940-11.02 | 1144.8546 | 1144.8546 | 3434.5638 | 3 | 1 | 4 | F | VLS_Inline | 5 | 5 | 5 | 8 | BranchMin_5BranchMax_8 | 8 | 6 | 12 | HeaderMin_6HeaderMax_12 | 12
1100 | 150 | 5012A-4P-30HP VLSC | RC9940-11.62-4P | 1204.5001 | 1204.5001 | 3613.5003 | 3 | 1 | 4 | F | VLS_Inline | 5 | 5 | 5 | 8 | BranchMin_5BranchMax_8 | 5 | 6 | 14 | HeaderMin_6HeaderMax_14 | 6
1100 | 150 | 5012A-4P-30HP VLSC | RC9940-11.62-4P | 1204.5001 | 1204.5001 | 3613.5003 | 3 | 1 | 4 | F | VLS_Inline | 5 | 5 | 5 | 8 | BranchMin_5BranchMax_8 | 5 | 6 | 14 | HeaderMin_6HeaderMax_14 | 8
1100 | 150 | 5012A-4P-30HP VLSC | RC9940-11.62-4P | 1204.5001 | 1204.5001 | 3613.5003 | 3 | 1 | 4 | F | VLS_Inline | 5 | 5 | 5 | 8 | BranchMin_5BranchMax_8 | 5 | 6 | 14 | HeaderMin_6HeaderMax_14 | 10
1100 | 150 | 5012A-4P-30HP VLSC | RC9940-11.62-4P | 1204.5001 | 1204.5001 | 3613.5003 | 3 | 1 | 4 | F | VLS_Inline | 5 | 5 | 5 | 8 | BranchMin_5BranchMax_8 | 5 | 6 | 14 | HeaderMin_6HeaderMax_14 | 12
1100 | 150 | 5012A-4P-30HP VLSC | RC9940-11.62-4P | 1204.5001 | 1204.5001 | 3613.5003 | 3 | 1 | 4 | F | VLS_Inline | 5 | 5 | 5 | 8 | BranchMin_5BranchMax_8 | 5 | 6 | 14 | HeaderMin_6HeaderMax_14 | 14
1100 | 150 | 5012A-4P-30HP VLSC | RC9940-11.62-4P | 1204.5001 | 1204.5001 | 3613.5003 | 3 | 1 | 4 | F | VLS_Inline | 5 | 5 | 5 | 8 | BranchMin_5BranchMax_8 | 6 | 6 | 14 | HeaderMin_6HeaderMax_14 | 6 | INVALID
1100 | 150 | 5012A-4P-30HP VLSC | RC9940-11.62-4P | 1204.5001 | 1204.5001 | 3613.5003 | 3 | 1 | 4 | F | VLS_Inline | 5 | 5 | 5 | 8 | BranchMin_5BranchMax_8 | 6 | 6 | 14 | HeaderMin_6HeaderMax_14 | 8
1100 | 150 | 5012A-4P-30HP VLSC | RC9940-11.62-4P | 1204.5001 | 1204.5001 | 3613.5003 | 3 | 1 | 4 | F | VLS_Inline | 5 | 5 | 5 | 8 | BranchMin_5BranchMax_8 | 6 | 6 | 14 | HeaderMin_6HeaderMax_14 | 10
1100 | 150 | 5012A-4P-30HP VLSC | RC9940-11.62-4P | 1204.5001 | 1204.5001 | 3613.5003 | 3 | 1 | 4 | F | VLS_Inline | 5 | 5 | 5 | 8 | BranchMin_5BranchMax_8 | 6 | 6 | 14 | HeaderMin_6HeaderMax_14 | 12
1100 | 150 | 5012A-4P-30HP VLSC | RC9940-11.62-4P | 1204.5001 | 1204.5001 | 3613.5003 | 3 | 1 | 4 | F | VLS_Inline | 5 | 5 | 5 | 8 | BranchMin_5BranchMax_8 | 6 | 6 | 14 | HeaderMin_6HeaderMax_14 | 14
1100 | 150 | 5012A-4P-30HP VLSC | RC9940-11.62-4P | 1204.5001 | 1204.5001 | 3613.5003 | 3 | 1 | 4 | F | VLS_Inline | 5 | 5 | 5 | 8 | BranchMin_5BranchMax_8 | 8 | 6 | 14 | HeaderMin_6HeaderMax_14 | 6 | INVALID
1100 | 150 | 5012A-4P-30HP VLSC | RC9940-11.62-4P | 1204.5001 | 1204.5001 | 3613.5003 | 3 | 1 | 4 | F | VLS_Inline | 5 | 5 | 5 | 8 | BranchMin_5BranchMax_8 | 8 | 6 | 14 | HeaderMin_6HeaderMax_14 | 8 | INVALID
1100 | 150 | 5012A-4P-30HP VLSC | RC9940-11.62-4P | 1204.5001 | 1204.5001 | 3613.5003 | 3 | 1 | 4 | F | VLS_Inline | 5 | 5 | 5 | 8 | BranchMin_5BranchMax_8 | 8 | 6 | 14 | HeaderMin_6HeaderMax_14 | 10
1100 | 150 | 5012A-4P-30HP VLSC | RC9940-11.62-4P | 1204.5001 | 1204.5001 | 3613.5003 | 3 | 1 | 4 | F | VLS_Inline | 5 | 5 | 5 | 8 | BranchMin_5BranchMax_8 | 8 | 6 | 14 | HeaderMin_6HeaderMax_14 | 12
1100 | 150 | 5012A-4P-30HP VLSC | RC9940-11.62-4P | 1204.5001 | 1204.5001 | 3613.5003 | 3 | 1 | 4 | F | VLS_Inline | 5 | 5 | 5 | 8 | BranchMin_5BranchMax_8 | 8 | 6 | 14 | HeaderMin_6HeaderMax_14 | 14
1101 | 151 | 5012A-4P-40HP VLSC | RC9940-12.1-4P | 1252.5 | 1252.5 | 3757.5 | 3 | 1 | 4 | F | VLS_Inline | 5 | 5 | 5 | 8 | BranchMin_5BranchMax_8 | 5 | 6 | 14 | HeaderMin_6HeaderMax_14 | 6
1101 | 151 | 5012A-4P-40HP VLSC | RC9940-12.1-4P | 1252.5 | 1252.5 | 3757.5 | 3 | 1 | 4 | F | VLS_Inline | 5 | 5 | 5 | 8 | BranchMin_5BranchMax_8 | 5 | 6 | 14 | HeaderMin_6HeaderMax_14 | 8
1101 | 151 | 5012A-4P-40HP VLSC | RC9940-12.1-4P | 1252.5 | 1252.5 | 3757.5 | 3 | 1 | 4 | F | VLS_Inline | 5 | 5 | 5 | 8 | BranchMin_5BranchMax_8 | 5 | 6 | 14 | HeaderMin_6HeaderMax_14 | 10
1101 | 151 | 5012A-4P-40HP VLSC | RC9940-12.1-4P | 1252.5 | 1252.5 | 3757.5 | 3 | 1 | 4 | F | VLS_Inline | 5 | 5 | 5 | 8 | BranchMin_5BranchMax_8 | 5 | 6 | 14 | HeaderMin_6HeaderMax_14 | 12
1101 | 151 | 5012A-4P-40HP VLSC | RC9940-12.1-4P | 1252.5 | 1252.5 | 3757.5 | 3 | 1 | 4 | F | VLS_Inline | 5 | 5 | 5 | 8 | BranchMin_5BranchMax_8 | 5 | 6 | 14 | HeaderMin_6HeaderMax_14 | 14
1101 | 151 | 5012A-4P-40HP VLSC | RC9940-12.1-4P | 1252.5 | 1252.5 | 3757.5 | 3 | 1 | 4 | F | VLS_Inline | 5 | 5 | 5 | 8 | BranchMin_5BranchMax_8 | 6 | 6 | 14 | HeaderMin_6HeaderMax_14 | 6 | INVALID
1101 | 151 | 5012A-4P-40HP VLSC | RC9940-12.1-4P | 1252.5 | 1252.5 | 3757.5 | 3 | 1 | 4 | F | VLS_Inline | 5 | 5 | 5 | 8 | BranchMin_5BranchMax_8 | 6 | 6 | 14 | HeaderMin_6HeaderMax_14 | 8
1101 | 151 | 5012A-4P-40HP VLSC | RC9940-12.1-4P | 1252.5 | 1252.5 | 3757.5 | 3 | 1 | 4 | F | VLS_Inline | 5 | 5 | 5 | 8 | BranchMin_5BranchMax_8 | 6 | 6 | 14 | HeaderMin_6HeaderMax_14 | 10
1101 | 151 | 5012A-4P-40HP VLSC | RC9940-12.1-4P | 1252.5 | 1252.5 | 3757.5 | 3 | 1 | 4 | F | VLS_Inline | 5 | 5 | 5 | 8 | BranchMin_5BranchMax_8 | 6 | 6 | 14 | HeaderMin_6HeaderMax_14 | 12
1101 | 151 | 5012A-4P-40HP VLSC | RC9940-12.1-4P | 1252.5 | 1252.5 | 3757.5 | 3 | 1 | 4 | F | VLS_Inline | 5 | 5 | 5 | 8 | BranchMin_5BranchMax_8 | 6 | 6 | 14 | HeaderMin_6HeaderMax_14 | 14
1101 | 151 | 5012A-4P-40HP VLSC | RC9940-12.1-4P | 1252.5 | 1252.5 | 3757.5 | 3 | 1 | 4 | F | VLS_Inline | 5 | 5 | 5 | 8 | BranchMin_5BranchMax_8 | 8 | 6 | 14 | HeaderMin_6HeaderMax_14 | 6 | INVALID
1101 | 151 | 5012A-4P-40HP VLSC | RC9940-12.1-4P | 1252.5 | 1252.5 | 3757.5 | 3 | 1 | 4 | F | VLS_Inline | 5 | 5 | 5 | 8 | BranchMin_5BranchMax_8 | 8 | 6 | 14 | HeaderMin_6HeaderMax_14 | 8 | INVALID
1101 | 151 | 5012A-4P-40HP VLSC | RC9940-12.1-4P | 1252.5 | 1252.5 | 3757.5 | 3 | 1 | 4 | F | VLS_Inline | 5 | 5 | 5 | 8 | BranchMin_5BranchMax_8 | 8 | 6 | 14 | HeaderMin_6HeaderMax_14 | 10
1101 | 151 | 5012A-4P-40HP VLSC | RC9940-12.1-4P | 1252.5 | 1252.5 | 3757.5 | 3 | 1 | 4 | F | VLS_Inline | 5 | 5 | 5 | 8 | BranchMin_5BranchMax_8 | 8 | 6 | 14 | HeaderMin_6HeaderMax_14 | 12
1101 | 151 | 5012A-4P-40HP VLSC | RC9940-12.1-4P | 1252.5 | 1252.5 | 3757.5 | 3 | 1 | 4 | F | VLS_Inline | 5 | 5 | 5 | 8 | BranchMin_5BranchMax_8 | 8 | 6 | 14 | HeaderMin_6HeaderMax_14 | 14
1102 | 152 | 5012C-4P-10HP VLSC | VLSC_5012C_4P_10HP | 648.3835 | 648.3835 | 1945.1505 | 3 | 1 | 4 | F | VLS_Inline | 5 | 5 | 5 | 5 | BranchMin_5BranchMax_5 | 5 | 6 | 10 | HeaderMin_6HeaderMax_10 | 6
1102 | 152 | 5012C-4P-10HP VLSC | VLSC_5012C_4P_10HP | 648.3835 | 648.3835 | 1945.1505 | 3 | 1 | 4 | F | VLS_Inline | 5 | 5 | 5 | 5 | BranchMin_5BranchMax_5 | 5 | 6 | 10 | HeaderMin_6HeaderMax_10 | 8
1102 | 152 | 5012C-4P-10HP VLSC | VLSC_5012C_4P_10HP | 648.3835 | 648.3835 | 1945.1505 | 3 | 1 | 4 | F | VLS_Inline | 5 | 5 | 5 | 5 | BranchMin_5BranchMax_5 | 5 | 6 | 10 | HeaderMin_6HeaderMax_10 | 10
1103 | 153 | 5012C-4P-15HP VLSC | VLSC_5012C_4P_15HP | 820.3589 | 820.3589 | 2461.0767 | 3 | 1 | 4 | F | VLS_Inline | 5 | 5 | 5 | 6 | BranchMin_5BranchMax_6 | 5 | 6 | 10 | HeaderMin_6HeaderMax_10 | 6
1103 | 153 | 5012C-4P-15HP VLSC | VLSC_5012C_4P_15HP | 820.3589 | 820.3589 | 2461.0767 | 3 | 1 | 4 | F | VLS_Inline | 5 | 5 | 5 | 6 | BranchMin_5BranchMax_6 | 5 | 6 | 10 | HeaderMin_6HeaderMax_10 | 8
1103 | 153 | 5012C-4P-15HP VLSC | VLSC_5012C_4P_15HP | 820.3589 | 820.3589 | 2461.0767 | 3 | 1 | 4 | F | VLS_Inline | 5 | 5 | 5 | 6 | BranchMin_5BranchMax_6 | 5 | 6 | 10 | HeaderMin_6HeaderMax_10 | 10
1103 | 153 | 5012C-4P-15HP VLSC | VLSC_5012C_4P_15HP | 820.3589 | 820.3589 | 2461.0767 | 3 | 1 | 4 | F | VLS_Inline | 5 | 5 | 5 | 6 | BranchMin_5BranchMax_6 | 6 | 6 | 10 | HeaderMin_6HeaderMax_10 | 6 | INVALID
1103 | 153 | 5012C-4P-15HP VLSC | VLSC_5012C_4P_15HP | 820.3589 | 820.3589 | 2461.0767 | 3 | 1 | 4 | F | VLS_Inline | 5 | 5 | 5 | 6 | BranchMin_5BranchMax_6 | 6 | 6 | 10 | HeaderMin_6HeaderMax_10 | 8
1103 | 153 | 5012C-4P-15HP VLSC | VLSC_5012C_4P_15HP | 820.3589 | 820.3589 | 2461.0767 | 3 | 1 | 4 | F | VLS_Inline | 5 | 5 | 5 | 6 | BranchMin_5BranchMax_6 | 6 | 6 | 10 | HeaderMin_6HeaderMax_10 | 10
1104 | 154 | 5012C-4P-20HP VLSC | VLSC_5012C_4P_20HP | 941.0352 | 941.0352 | 2823.1056 | 3 | 1 | 4 | F | VLS_Inline | 5 | 5 | 5 | 6 | BranchMin_5BranchMax_6 | 5 | 6 | 12 | HeaderMin_6HeaderMax_12 | 6
1104 | 154 | 5012C-4P-20HP VLSC | VLSC_5012C_4P_20HP | 941.0352 | 941.0352 | 2823.1056 | 3 | 1 | 4 | F | VLS_Inline | 5 | 5 | 5 | 6 | BranchMin_5BranchMax_6 | 5 | 6 | 12 | HeaderMin_6HeaderMax_12 | 8
1104 | 154 | 5012C-4P-20HP VLSC | VLSC_5012C_4P_20HP | 941.0352 | 941.0352 | 2823.1056 | 3 | 1 | 4 | F | VLS_Inline | 5 | 5 | 5 | 6 | BranchMin_5BranchMax_6 | 5 | 6 | 12 | HeaderMin_6HeaderMax_12 | 10
1104 | 154 | 5012C-4P-20HP VLSC | VLSC_5012C_4P_20HP | 941.0352 | 941.0352 | 2823.1056 | 3 | 1 | 4 | F | VLS_Inline | 5 | 5 | 5 | 6 | BranchMin_5BranchMax_6 | 5 | 6 | 12 | HeaderMin_6HeaderMax_12 | 12
1104 | 154 | 5012C-4P-20HP VLSC | VLSC_5012C_4P_20HP | 941.0352 | 941.0352 | 2823.1056 | 3 | 1 | 4 | F | VLS_Inline | 5 | 5 | 5 | 6 | BranchMin_5BranchMax_6 | 6 | 6 | 12 | HeaderMin_6HeaderMax_12 | 6 | INVALID
1104 | 154 | 5012C-4P-20HP VLSC | VLSC_5012C_4P_20HP | 941.0352 | 941.0352 | 2823.1056 | 3 | 1 | 4 | F | VLS_Inline | 5 | 5 | 5 | 6 | BranchMin_5BranchMax_6 | 6 | 6 | 12 | HeaderMin_6HeaderMax_12 | 8
1104 | 154 | 5012C-4P-20HP VLSC | VLSC_5012C_4P_20HP | 941.0352 | 941.0352 | 2823.1056 | 3 | 1 | 4 | F | VLS_Inline | 5 | 5 | 5 | 6 | BranchMin_5BranchMax_6 | 6 | 6 | 12 | HeaderMin_6HeaderMax_12 | 10
1104 | 154 | 5012C-4P-20HP VLSC | VLSC_5012C_4P_20HP | 941.0352 | 941.0352 | 2823.1056 | 3 | 1 | 4 | F | VLS_Inline | 5 | 5 | 5 | 6 | BranchMin_5BranchMax_6 | 6 | 6 | 12 | HeaderMin_6HeaderMax_12 | 12
1105 | 155 | 5012C-4P-25HP VLSC | VLSC_5012C_4P_25HP | 1045.3157 | 1045.3157 | 3135.947 | 3 | 1 | 4 | F | VLS_Inline | 5 | 5 | 5 | 8 | BranchMin_5BranchMax_8 | 5 | 6 | 12 | HeaderMin_6HeaderMax_12 | 6
1105 | 155 | 5012C-4P-25HP VLSC | VLSC_5012C_4P_25HP | 1045.3157 | 1045.3157 | 3135.947 | 3 | 1 | 4 | F | VLS_Inline | 5 | 5 | 5 | 8 | BranchMin_5BranchMax_8 | 5 | 6 | 12 | HeaderMin_6HeaderMax_12 | 8
1105 | 155 | 5012C-4P-25HP VLSC | VLSC_5012C_4P_25HP | 1045.3157 | 1045.3157 | 3135.947 | 3 | 1 | 4 | F | VLS_Inline | 5 | 5 | 5 | 8 | BranchMin_5BranchMax_8 | 5 | 6 | 12 | HeaderMin_6HeaderMax_12 | 10
1105 | 155 | 5012C-4P-25HP VLSC | VLSC_5012C_4P_25HP | 1045.3157 | 1045.3157 | 3135.947 | 3 | 1 | 4 | F | VLS_Inline | 5 | 5 | 5 | 8 | BranchMin_5BranchMax_8 | 5 | 6 | 12 | HeaderMin_6HeaderMax_12 | 12
1105 | 155 | 5012C-4P-25HP VLSC | VLSC_5012C_4P_25HP | 1045.3157 | 1045.3157 | 3135.947 | 3 | 1 | 4 | F | VLS_Inline | 5 | 5 | 5 | 8 | BranchMin_5BranchMax_8 | 6 | 6 | 12 | HeaderMin_6HeaderMax_12 | 6 | INVALID
1105 | 155 | 5012C-4P-25HP VLSC | VLSC_5012C_4P_25HP | 1045.3157 | 1045.3157 | 3135.947 | 3 | 1 | 4 | F | VLS_Inline | 5 | 5 | 5 | 8 | BranchMin_5BranchMax_8 | 6 | 6 | 12 | HeaderMin_6HeaderMax_12 | 8
1105 | 155 | 5012C-4P-25HP VLSC | VLSC_5012C_4P_25HP | 1045.3157 | 1045.3157 | 3135.947 | 3 | 1 | 4 | F | VLS_Inline | 5 | 5 | 5 | 8 | BranchMin_5BranchMax_8 | 6 | 6 | 12 | HeaderMin_6HeaderMax_12 | 10
1105 | 155 | 5012C-4P-25HP VLSC | VLSC_5012C_4P_25HP | 1045.3157 | 1045.3157 | 3135.947 | 3 | 1 | 4 | F | VLS_Inline | 5 | 5 | 5 | 8 | BranchMin_5BranchMax_8 | 6 | 6 | 12 | HeaderMin_6HeaderMax_12 | 12
1105 | 155 | 5012C-4P-25HP VLSC | VLSC_5012C_4P_25HP | 1045.3157 | 1045.3157 | 3135.947 | 3 | 1 | 4 | F | VLS_Inline | 5 | 5 | 5 | 8 | BranchMin_5BranchMax_8 | 8 | 6 | 12 | HeaderMin_6HeaderMax_12 | 6 | INVALID
1105 | 155 | 5012C-4P-25HP VLSC | VLSC_5012C_4P_25HP | 1045.3157 | 1045.3157 | 3135.947 | 3 | 1 | 4 | F | VLS_Inline | 5 | 5 | 5 | 8 | BranchMin_5BranchMax_8 | 8 | 6 | 12 | HeaderMin_6HeaderMax_12 | 8 | INVALID
1105 | 155 | 5012C-4P-25HP VLSC | VLSC_5012C_4P_25HP | 1045.3157 | 1045.3157 | 3135.947 | 3 | 1 | 4 | F | VLS_Inline | 5 | 5 | 5 | 8 | BranchMin_5BranchMax_8 | 8 | 6 | 12 | HeaderMin_6HeaderMax_12 | 10
1105 | 155 | 5012C-4P-25HP VLSC | VLSC_5012C_4P_25HP | 1045.3157 | 1045.3157 | 3135.947 | 3 | 1 | 4 | F | VLS_Inline | 5 | 5 | 5 | 8 | BranchMin_5BranchMax_8 | 8 | 6 | 12 | HeaderMin_6HeaderMax_12 | 12
1106 | 156 | 5012C-4P-30HP VLSC | VLSC_5012C_4P_30HP | 1136.5096 | 1136.5096 | 3409.5287 | 3 | 1 | 4 | F | VLS_Inline | 5 | 5 | 5 | 8 | BranchMin_5BranchMax_8 | 5 | 6 | 12 | HeaderMin_6HeaderMax_12 | 6
1106 | 156 | 5012C-4P-30HP VLSC | VLSC_5012C_4P_30HP | 1136.5096 | 1136.5096 | 3409.5287 | 3 | 1 | 4 | F | VLS_Inline | 5 | 5 | 5 | 8 | BranchMin_5BranchMax_8 | 5 | 6 | 12 | HeaderMin_6HeaderMax_12 | 8
1106 | 156 | 5012C-4P-30HP VLSC | VLSC_5012C_4P_30HP | 1136.5096 | 1136.5096 | 3409.5287 | 3 | 1 | 4 | F | VLS_Inline | 5 | 5 | 5 | 8 | BranchMin_5BranchMax_8 | 5 | 6 | 12 | HeaderMin_6HeaderMax_12 | 10
1106 | 156 | 5012C-4P-30HP VLSC | VLSC_5012C_4P_30HP | 1136.5096 | 1136.5096 | 3409.5287 | 3 | 1 | 4 | F | VLS_Inline | 5 | 5 | 5 | 8 | BranchMin_5BranchMax_8 | 5 | 6 | 12 | HeaderMin_6HeaderMax_12 | 12
1106 | 156 | 5012C-4P-30HP VLSC | VLSC_5012C_4P_30HP | 1136.5096 | 1136.5096 | 3409.5287 | 3 | 1 | 4 | F | VLS_Inline | 5 | 5 | 5 | 8 | BranchMin_5BranchMax_8 | 6 | 6 | 12 | HeaderMin_6HeaderMax_12 | 6 | INVALID
1106 | 156 | 5012C-4P-30HP VLSC | VLSC_5012C_4P_30HP | 1136.5096 | 1136.5096 | 3409.5287 | 3 | 1 | 4 | F | VLS_Inline | 5 | 5 | 5 | 8 | BranchMin_5BranchMax_8 | 6 | 6 | 12 | HeaderMin_6HeaderMax_12 | 8
1106 | 156 | 5012C-4P-30HP VLSC | VLSC_5012C_4P_30HP | 1136.5096 | 1136.5096 | 3409.5287 | 3 | 1 | 4 | F | VLS_Inline | 5 | 5 | 5 | 8 | BranchMin_5BranchMax_8 | 6 | 6 | 12 | HeaderMin_6HeaderMax_12 | 10
1106 | 156 | 5012C-4P-30HP VLSC | VLSC_5012C_4P_30HP | 1136.5096 | 1136.5096 | 3409.5287 | 3 | 1 | 4 | F | VLS_Inline | 5 | 5 | 5 | 8 | BranchMin_5BranchMax_8 | 6 | 6 | 12 | HeaderMin_6HeaderMax_12 | 12
1106 | 156 | 5012C-4P-30HP VLSC | VLSC_5012C_4P_30HP | 1136.5096 | 1136.5096 | 3409.5287 | 3 | 1 | 4 | F | VLS_Inline | 5 | 5 | 5 | 8 | BranchMin_5BranchMax_8 | 8 | 6 | 12 | HeaderMin_6HeaderMax_12 | 6 | INVALID
1106 | 156 | 5012C-4P-30HP VLSC | VLSC_5012C_4P_30HP | 1136.5096 | 1136.5096 | 3409.5287 | 3 | 1 | 4 | F | VLS_Inline | 5 | 5 | 5 | 8 | BranchMin_5BranchMax_8 | 8 | 6 | 12 | HeaderMin_6HeaderMax_12 | 8 | INVALID
1106 | 156 | 5012C-4P-30HP VLSC | VLSC_5012C_4P_30HP | 1136.5096 | 1136.5096 | 3409.5287 | 3 | 1 | 4 | F | VLS_Inline | 5 | 5 | 5 | 8 | BranchMin_5BranchMax_8 | 8 | 6 | 12 | HeaderMin_6HeaderMax_12 | 10
1106 | 156 | 5012C-4P-30HP VLSC | VLSC_5012C_4P_30HP | 1136.5096 | 1136.5096 | 3409.5287 | 3 | 1 | 4 | F | VLS_Inline | 5 | 5 | 5 | 8 | BranchMin_5BranchMax_8 | 8 | 6 | 12 | HeaderMin_6HeaderMax_12 | 12
1107 | 157 | 5012C-4P-40HP VLSC | VLSC_5012C_4P_40HP | 1235.933 | 1235.933 | 3707.799 | 3 | 1 | 4 | F | VLS_Inline | 5 | 5 | 5 | 8 | BranchMin_5BranchMax_8 | 5 | 6 | 14 | HeaderMin_6HeaderMax_14 | 6
1107 | 157 | 5012C-4P-40HP VLSC | VLSC_5012C_4P_40HP | 1235.933 | 1235.933 | 3707.799 | 3 | 1 | 4 | F | VLS_Inline | 5 | 5 | 5 | 8 | BranchMin_5BranchMax_8 | 5 | 6 | 14 | HeaderMin_6HeaderMax_14 | 8
1107 | 157 | 5012C-4P-40HP VLSC | VLSC_5012C_4P_40HP | 1235.933 | 1235.933 | 3707.799 | 3 | 1 | 4 | F | VLS_Inline | 5 | 5 | 5 | 8 | BranchMin_5BranchMax_8 | 5 | 6 | 14 | HeaderMin_6HeaderMax_14 | 10
1107 | 157 | 5012C-4P-40HP VLSC | VLSC_5012C_4P_40HP | 1235.933 | 1235.933 | 3707.799 | 3 | 1 | 4 | F | VLS_Inline | 5 | 5 | 5 | 8 | BranchMin_5BranchMax_8 | 5 | 6 | 14 | HeaderMin_6HeaderMax_14 | 12
1107 | 157 | 5012C-4P-40HP VLSC | VLSC_5012C_4P_40HP | 1235.933 | 1235.933 | 3707.799 | 3 | 1 | 4 | F | VLS_Inline | 5 | 5 | 5 | 8 | BranchMin_5BranchMax_8 | 5 | 6 | 14 | HeaderMin_6HeaderMax_14 | 14
1107 | 157 | 5012C-4P-40HP VLSC | VLSC_5012C_4P_40HP | 1235.933 | 1235.933 | 3707.799 | 3 | 1 | 4 | F | VLS_Inline | 5 | 5 | 5 | 8 | BranchMin_5BranchMax_8 | 6 | 6 | 14 | HeaderMin_6HeaderMax_14 | 6 | INVALID
1107 | 157 | 5012C-4P-40HP VLSC | VLSC_5012C_4P_40HP | 1235.933 | 1235.933 | 3707.799 | 3 | 1 | 4 | F | VLS_Inline | 5 | 5 | 5 | 8 | BranchMin_5BranchMax_8 | 6 | 6 | 14 | HeaderMin_6HeaderMax_14 | 8
1107 | 157 | 5012C-4P-40HP VLSC | VLSC_5012C_4P_40HP | 1235.933 | 1235.933 | 3707.799 | 3 | 1 | 4 | F | VLS_Inline | 5 | 5 | 5 | 8 | BranchMin_5BranchMax_8 | 6 | 6 | 14 | HeaderMin_6HeaderMax_14 | 10
1107 | 157 | 5012C-4P-40HP VLSC | VLSC_5012C_4P_40HP | 1235.933 | 1235.933 | 3707.799 | 3 | 1 | 4 | F | VLS_Inline | 5 | 5 | 5 | 8 | BranchMin_5BranchMax_8 | 6 | 6 | 14 | HeaderMin_6HeaderMax_14 | 12
1107 | 157 | 5012C-4P-40HP VLSC | VLSC_5012C_4P_40HP | 1235.933 | 1235.933 | 3707.799 | 3 | 1 | 4 | F | VLS_Inline | 5 | 5 | 5 | 8 | BranchMin_5BranchMax_8 | 6 | 6 | 14 | HeaderMin_6HeaderMax_14 | 14
1107 | 157 | 5012C-4P-40HP VLSC | VLSC_5012C_4P_40HP | 1235.933 | 1235.933 | 3707.799 | 3 | 1 | 4 | F | VLS_Inline | 5 | 5 | 5 | 8 | BranchMin_5BranchMax_8 | 8 | 6 | 14 | HeaderMin_6HeaderMax_14 | 6 | INVALID
1107 | 157 | 5012C-4P-40HP VLSC | VLSC_5012C_4P_40HP | 1235.933 | 1235.933 | 3707.799 | 3 | 1 | 4 | F | VLS_Inline | 5 | 5 | 5 | 8 | BranchMin_5BranchMax_8 | 8 | 6 | 14 | HeaderMin_6HeaderMax_14 | 8 | INVALID
1107 | 157 | 5012C-4P-40HP VLSC | VLSC_5012C_4P_40HP | 1235.933 | 1235.933 | 3707.799 | 3 | 1 | 4 | F | VLS_Inline | 5 | 5 | 5 | 8 | BranchMin_5BranchMax_8 | 8 | 6 | 14 | HeaderMin_6HeaderMax_14 | 10
1107 | 157 | 5012C-4P-40HP VLSC | VLSC_5012C_4P_40HP | 1235.933 | 1235.933 | 3707.799 | 3 | 1 | 4 | F | VLS_Inline | 5 | 5 | 5 | 8 | BranchMin_5BranchMax_8 | 8 | 6 | 14 | HeaderMin_6HeaderMax_14 | 12
1107 | 157 | 5012C-4P-40HP VLSC | VLSC_5012C_4P_40HP | 1235.933 | 1235.933 | 3707.799 | 3 | 1 | 4 | F | VLS_Inline | 5 | 5 | 5 | 8 | BranchMin_5BranchMax_8 | 8 | 6 | 14 | HeaderMin_6HeaderMax_14 | 14
1108 | 158 | 50157-4P-50HP VLSC | VLSC_50157_4P_50HP | 1229.0007 | 1229.0007 | 3687.0022 | 3 | 1 | 4 | F | VLS_Inline | 5 | 5 | 5 | 8 | BranchMin_5BranchMax_8 | 5 | 6 | 14 | HeaderMin_6HeaderMax_14 | 6
1108 | 158 | 50157-4P-50HP VLSC | VLSC_50157_4P_50HP | 1229.0007 | 1229.0007 | 3687.0022 | 3 | 1 | 4 | F | VLS_Inline | 5 | 5 | 5 | 8 | BranchMin_5BranchMax_8 | 5 | 6 | 14 | HeaderMin_6HeaderMax_14 | 8
1108 | 158 | 50157-4P-50HP VLSC | VLSC_50157_4P_50HP | 1229.0007 | 1229.0007 | 3687.0022 | 3 | 1 | 4 | F | VLS_Inline | 5 | 5 | 5 | 8 | BranchMin_5BranchMax_8 | 5 | 6 | 14 | HeaderMin_6HeaderMax_14 | 10
1108 | 158 | 50157-4P-50HP VLSC | VLSC_50157_4P_50HP | 1229.0007 | 1229.0007 | 3687.0022 | 3 | 1 | 4 | F | VLS_Inline | 5 | 5 | 5 | 8 | BranchMin_5BranchMax_8 | 5 | 6 | 14 | HeaderMin_6HeaderMax_14 | 12
1108 | 158 | 50157-4P-50HP VLSC | VLSC_50157_4P_50HP | 1229.0007 | 1229.0007 | 3687.0022 | 3 | 1 | 4 | F | VLS_Inline | 5 | 5 | 5 | 8 | BranchMin_5BranchMax_8 | 5 | 6 | 14 | HeaderMin_6HeaderMax_14 | 14
1108 | 158 | 50157-4P-50HP VLSC | VLSC_50157_4P_50HP | 1229.0007 | 1229.0007 | 3687.0022 | 3 | 1 | 4 | F | VLS_Inline | 5 | 5 | 5 | 8 | BranchMin_5BranchMax_8 | 6 | 6 | 14 | HeaderMin_6HeaderMax_14 | 6 | INVALID
1108 | 158 | 50157-4P-50HP VLSC | VLSC_50157_4P_50HP | 1229.0007 | 1229.0007 | 3687.0022 | 3 | 1 | 4 | F | VLS_Inline | 5 | 5 | 5 | 8 | BranchMin_5BranchMax_8 | 6 | 6 | 14 | HeaderMin_6HeaderMax_14 | 8
1108 | 158 | 50157-4P-50HP VLSC | VLSC_50157_4P_50HP | 1229.0007 | 1229.0007 | 3687.0022 | 3 | 1 | 4 | F | VLS_Inline | 5 | 5 | 5 | 8 | BranchMin_5BranchMax_8 | 6 | 6 | 14 | HeaderMin_6HeaderMax_14 | 10
1108 | 158 | 50157-4P-50HP VLSC | VLSC_50157_4P_50HP | 1229.0007 | 1229.0007 | 3687.0022 | 3 | 1 | 4 | F | VLS_Inline | 5 | 5 | 5 | 8 | BranchMin_5BranchMax_8 | 6 | 6 | 14 | HeaderMin_6HeaderMax_14 | 12
1108 | 158 | 50157-4P-50HP VLSC | VLSC_50157_4P_50HP | 1229.0007 | 1229.0007 | 3687.0022 | 3 | 1 | 4 | F | VLS_Inline | 5 | 5 | 5 | 8 | BranchMin_5BranchMax_8 | 6 | 6 | 14 | HeaderMin_6HeaderMax_14 | 14
1108 | 158 | 50157-4P-50HP VLSC | VLSC_50157_4P_50HP | 1229.0007 | 1229.0007 | 3687.0022 | 3 | 1 | 4 | F | VLS_Inline | 5 | 5 | 5 | 8 | BranchMin_5BranchMax_8 | 8 | 6 | 14 | HeaderMin_6HeaderMax_14 | 6 | INVALID
1108 | 158 | 50157-4P-50HP VLSC | VLSC_50157_4P_50HP | 1229.0007 | 1229.0007 | 3687.0022 | 3 | 1 | 4 | F | VLS_Inline | 5 | 5 | 5 | 8 | BranchMin_5BranchMax_8 | 8 | 6 | 14 | HeaderMin_6HeaderMax_14 | 8 | INVALID
1108 | 158 | 50157-4P-50HP VLSC | VLSC_50157_4P_50HP | 1229.0007 | 1229.0007 | 3687.0022 | 3 | 1 | 4 | F | VLS_Inline | 5 | 5 | 5 | 8 | BranchMin_5BranchMax_8 | 8 | 6 | 14 | HeaderMin_6HeaderMax_14 | 10
1108 | 158 | 50157-4P-50HP VLSC | VLSC_50157_4P_50HP | 1229.0007 | 1229.0007 | 3687.0022 | 3 | 1 | 4 | F | VLS_Inline | 5 | 5 | 5 | 8 | BranchMin_5BranchMax_8 | 8 | 6 | 14 | HeaderMin_6HeaderMax_14 | 12
1108 | 158 | 50157-4P-50HP VLSC | VLSC_50157_4P_50HP | 1229.0007 | 1229.0007 | 3687.0022 | 3 | 1 | 4 | F | VLS_Inline | 5 | 5 | 5 | 8 | BranchMin_5BranchMax_8 | 8 | 6 | 14 | HeaderMin_6HeaderMax_14 | 14
1109 | 159 | 50157-4P-60HP VLSC | VLSC_50157_4P_60HP | 1303.9328 | 1303.9328 | 3911.7983 | 3 | 1 | 4 | F | VLS_Inline | 5 | 5 | 5 | 8 | BranchMin_5BranchMax_8 | 5 | 6 | 14 | HeaderMin_6HeaderMax_14 | 6
1109 | 159 | 50157-4P-60HP VLSC | VLSC_50157_4P_60HP | 1303.9328 | 1303.9328 | 3911.7983 | 3 | 1 | 4 | F | VLS_Inline | 5 | 5 | 5 | 8 | BranchMin_5BranchMax_8 | 5 | 6 | 14 | HeaderMin_6HeaderMax_14 | 8
1109 | 159 | 50157-4P-60HP VLSC | VLSC_50157_4P_60HP | 1303.9328 | 1303.9328 | 3911.7983 | 3 | 1 | 4 | F | VLS_Inline | 5 | 5 | 5 | 8 | BranchMin_5BranchMax_8 | 5 | 6 | 14 | HeaderMin_6HeaderMax_14 | 10
1109 | 159 | 50157-4P-60HP VLSC | VLSC_50157_4P_60HP | 1303.9328 | 1303.9328 | 3911.7983 | 3 | 1 | 4 | F | VLS_Inline | 5 | 5 | 5 | 8 | BranchMin_5BranchMax_8 | 5 | 6 | 14 | HeaderMin_6HeaderMax_14 | 12
1109 | 159 | 50157-4P-60HP VLSC | VLSC_50157_4P_60HP | 1303.9328 | 1303.9328 | 3911.7983 | 3 | 1 | 4 | F | VLS_Inline | 5 | 5 | 5 | 8 | BranchMin_5BranchMax_8 | 5 | 6 | 14 | HeaderMin_6HeaderMax_14 | 14
1109 | 159 | 50157-4P-60HP VLSC | VLSC_50157_4P_60HP | 1303.9328 | 1303.9328 | 3911.7983 | 3 | 1 | 4 | F | VLS_Inline | 5 | 5 | 5 | 8 | BranchMin_5BranchMax_8 | 6 | 6 | 14 | HeaderMin_6HeaderMax_14 | 6 | INVALID
1109 | 159 | 50157-4P-60HP VLSC | VLSC_50157_4P_60HP | 1303.9328 | 1303.9328 | 3911.7983 | 3 | 1 | 4 | F | VLS_Inline | 5 | 5 | 5 | 8 | BranchMin_5BranchMax_8 | 6 | 6 | 14 | HeaderMin_6HeaderMax_14 | 8
1109 | 159 | 50157-4P-60HP VLSC | VLSC_50157_4P_60HP | 1303.9328 | 1303.9328 | 3911.7983 | 3 | 1 | 4 | F | VLS_Inline | 5 | 5 | 5 | 8 | BranchMin_5BranchMax_8 | 6 | 6 | 14 | HeaderMin_6HeaderMax_14 | 10
1109 | 159 | 50157-4P-60HP VLSC | VLSC_50157_4P_60HP | 1303.9328 | 1303.9328 | 3911.7983 | 3 | 1 | 4 | F | VLS_Inline | 5 | 5 | 5 | 8 | BranchMin_5BranchMax_8 | 6 | 6 | 14 | HeaderMin_6HeaderMax_14 | 12
1109 | 159 | 50157-4P-60HP VLSC | VLSC_50157_4P_60HP | 1303.9328 | 1303.9328 | 3911.7983 | 3 | 1 | 4 | F | VLS_Inline | 5 | 5 | 5 | 8 | BranchMin_5BranchMax_8 | 6 | 6 | 14 | HeaderMin_6HeaderMax_14 | 14
1109 | 159 | 50157-4P-60HP VLSC | VLSC_50157_4P_60HP | 1303.9328 | 1303.9328 | 3911.7983 | 3 | 1 | 4 | F | VLS_Inline | 5 | 5 | 5 | 8 | BranchMin_5BranchMax_8 | 8 | 6 | 14 | HeaderMin_6HeaderMax_14 | 6 | INVALID
1109 | 159 | 50157-4P-60HP VLSC | VLSC_50157_4P_60HP | 1303.9328 | 1303.9328 | 3911.7983 | 3 | 1 | 4 | F | VLS_Inline | 5 | 5 | 5 | 8 | BranchMin_5BranchMax_8 | 8 | 6 | 14 | HeaderMin_6HeaderMax_14 | 8 | INVALID
1109 | 159 | 50157-4P-60HP VLSC | VLSC_50157_4P_60HP | 1303.9328 | 1303.9328 | 3911.7983 | 3 | 1 | 4 | F | VLS_Inline | 5 | 5 | 5 | 8 | BranchMin_5BranchMax_8 | 8 | 6 | 14 | HeaderMin_6HeaderMax_14 | 10
1109 | 159 | 50157-4P-60HP VLSC | VLSC_50157_4P_60HP | 1303.9328 | 1303.9328 | 3911.7983 | 3 | 1 | 4 | F | VLS_Inline | 5 | 5 | 5 | 8 | BranchMin_5BranchMax_8 | 8 | 6 | 14 | HeaderMin_6HeaderMax_14 | 12
1109 | 159 | 50157-4P-60HP VLSC | VLSC_50157_4P_60HP | 1303.9328 | 1303.9328 | 3911.7983 | 3 | 1 | 4 | F | VLS_Inline | 5 | 5 | 5 | 8 | BranchMin_5BranchMax_8 | 8 | 6 | 14 | HeaderMin_6HeaderMax_14 | 14
1110 | 160 | 50157-4P-75HP VLSC | VLSC_50157_4P_75HP | 1403.874 | 1403.874 | 4211.6221 | 3 | 1 | 4 | F | VLS_Inline | 5 | 5 | 5 | 8 | BranchMin_5BranchMax_8 | 5 | 6 | 14 | HeaderMin_6HeaderMax_14 | 6
1110 | 160 | 50157-4P-75HP VLSC | VLSC_50157_4P_75HP | 1403.874 | 1403.874 | 4211.6221 | 3 | 1 | 4 | F | VLS_Inline | 5 | 5 | 5 | 8 | BranchMin_5BranchMax_8 | 5 | 6 | 14 | HeaderMin_6HeaderMax_14 | 8
1110 | 160 | 50157-4P-75HP VLSC | VLSC_50157_4P_75HP | 1403.874 | 1403.874 | 4211.6221 | 3 | 1 | 4 | F | VLS_Inline | 5 | 5 | 5 | 8 | BranchMin_5BranchMax_8 | 5 | 6 | 14 | HeaderMin_6HeaderMax_14 | 10
1110 | 160 | 50157-4P-75HP VLSC | VLSC_50157_4P_75HP | 1403.874 | 1403.874 | 4211.6221 | 3 | 1 | 4 | F | VLS_Inline | 5 | 5 | 5 | 8 | BranchMin_5BranchMax_8 | 5 | 6 | 14 | HeaderMin_6HeaderMax_14 | 12
1110 | 160 | 50157-4P-75HP VLSC | VLSC_50157_4P_75HP | 1403.874 | 1403.874 | 4211.6221 | 3 | 1 | 4 | F | VLS_Inline | 5 | 5 | 5 | 8 | BranchMin_5BranchMax_8 | 5 | 6 | 14 | HeaderMin_6HeaderMax_14 | 14
1110 | 160 | 50157-4P-75HP VLSC | VLSC_50157_4P_75HP | 1403.874 | 1403.874 | 4211.6221 | 3 | 1 | 4 | F | VLS_Inline | 5 | 5 | 5 | 8 | BranchMin_5BranchMax_8 | 6 | 6 | 14 | HeaderMin_6HeaderMax_14 | 6 | INVALID
1110 | 160 | 50157-4P-75HP VLSC | VLSC_50157_4P_75HP | 1403.874 | 1403.874 | 4211.6221 | 3 | 1 | 4 | F | VLS_Inline | 5 | 5 | 5 | 8 | BranchMin_5BranchMax_8 | 6 | 6 | 14 | HeaderMin_6HeaderMax_14 | 8
1110 | 160 | 50157-4P-75HP VLSC | VLSC_50157_4P_75HP | 1403.874 | 1403.874 | 4211.6221 | 3 | 1 | 4 | F | VLS_Inline | 5 | 5 | 5 | 8 | BranchMin_5BranchMax_8 | 6 | 6 | 14 | HeaderMin_6HeaderMax_14 | 10
1110 | 160 | 50157-4P-75HP VLSC | VLSC_50157_4P_75HP | 1403.874 | 1403.874 | 4211.6221 | 3 | 1 | 4 | F | VLS_Inline | 5 | 5 | 5 | 8 | BranchMin_5BranchMax_8 | 6 | 6 | 14 | HeaderMin_6HeaderMax_14 | 12
1110 | 160 | 50157-4P-75HP VLSC | VLSC_50157_4P_75HP | 1403.874 | 1403.874 | 4211.6221 | 3 | 1 | 4 | F | VLS_Inline | 5 | 5 | 5 | 8 | BranchMin_5BranchMax_8 | 6 | 6 | 14 | HeaderMin_6HeaderMax_14 | 14
1110 | 160 | 50157-4P-75HP VLSC | VLSC_50157_4P_75HP | 1403.874 | 1403.874 | 4211.6221 | 3 | 1 | 4 | F | VLS_Inline | 5 | 5 | 5 | 8 | BranchMin_5BranchMax_8 | 8 | 6 | 14 | HeaderMin_6HeaderMax_14 | 6 | INVALID
1110 | 160 | 50157-4P-75HP VLSC | VLSC_50157_4P_75HP | 1403.874 | 1403.874 | 4211.6221 | 3 | 1 | 4 | F | VLS_Inline | 5 | 5 | 5 | 8 | BranchMin_5BranchMax_8 | 8 | 6 | 14 | HeaderMin_6HeaderMax_14 | 8 | INVALID
1110 | 160 | 50157-4P-75HP VLSC | VLSC_50157_4P_75HP | 1403.874 | 1403.874 | 4211.6221 | 3 | 1 | 4 | F | VLS_Inline | 5 | 5 | 5 | 8 | BranchMin_5BranchMax_8 | 8 | 6 | 14 | HeaderMin_6HeaderMax_14 | 10
1110 | 160 | 50157-4P-75HP VLSC | VLSC_50157_4P_75HP | 1403.874 | 1403.874 | 4211.6221 | 3 | 1 | 4 | F | VLS_Inline | 5 | 5 | 5 | 8 | BranchMin_5BranchMax_8 | 8 | 6 | 14 | HeaderMin_6HeaderMax_14 | 12
1110 | 160 | 50157-4P-75HP VLSC | VLSC_50157_4P_75HP | 1403.874 | 1403.874 | 4211.6221 | 3 | 1 | 4 | F | VLS_Inline | 5 | 5 | 5 | 8 | BranchMin_5BranchMax_8 | 8 | 6 | 14 | HeaderMin_6HeaderMax_14 | 14
1111 | 161 | 50157-4P-100HP VLSC | VLSC_50157_4P_100HP | 1484.3188 | 1484.3188 | 4452.9564 | 3 | 1 | 4 | F | VLS_Inline | 5 | 5 | 5 | 8 | BranchMin_5BranchMax_8 | 5 | 6 | 16 | HeaderMin_6HeaderMax_16 | 6
1111 | 161 | 50157-4P-100HP VLSC | VLSC_50157_4P_100HP | 1484.3188 | 1484.3188 | 4452.9564 | 3 | 1 | 4 | F | VLS_Inline | 5 | 5 | 5 | 8 | BranchMin_5BranchMax_8 | 5 | 6 | 16 | HeaderMin_6HeaderMax_16 | 8
1111 | 161 | 50157-4P-100HP VLSC | VLSC_50157_4P_100HP | 1484.3188 | 1484.3188 | 4452.9564 | 3 | 1 | 4 | F | VLS_Inline | 5 | 5 | 5 | 8 | BranchMin_5BranchMax_8 | 5 | 6 | 16 | HeaderMin_6HeaderMax_16 | 10
1111 | 161 | 50157-4P-100HP VLSC | VLSC_50157_4P_100HP | 1484.3188 | 1484.3188 | 4452.9564 | 3 | 1 | 4 | F | VLS_Inline | 5 | 5 | 5 | 8 | BranchMin_5BranchMax_8 | 5 | 6 | 16 | HeaderMin_6HeaderMax_16 | 12
1111 | 161 | 50157-4P-100HP VLSC | VLSC_50157_4P_100HP | 1484.3188 | 1484.3188 | 4452.9564 | 3 | 1 | 4 | F | VLS_Inline | 5 | 5 | 5 | 8 | BranchMin_5BranchMax_8 | 5 | 6 | 16 | HeaderMin_6HeaderMax_16 | 14
1111 | 161 | 50157-4P-100HP VLSC | VLSC_50157_4P_100HP | 1484.3188 | 1484.3188 | 4452.9564 | 3 | 1 | 4 | F | VLS_Inline | 5 | 5 | 5 | 8 | BranchMin_5BranchMax_8 | 5 | 6 | 16 | HeaderMin_6HeaderMax_16 | 16
1111 | 161 | 50157-4P-100HP VLSC | VLSC_50157_4P_100HP | 1484.3188 | 1484.3188 | 4452.9564 | 3 | 1 | 4 | F | VLS_Inline | 5 | 5 | 5 | 8 | BranchMin_5BranchMax_8 | 6 | 6 | 16 | HeaderMin_6HeaderMax_16 | 6 | INVALID
1111 | 161 | 50157-4P-100HP VLSC | VLSC_50157_4P_100HP | 1484.3188 | 1484.3188 | 4452.9564 | 3 | 1 | 4 | F | VLS_Inline | 5 | 5 | 5 | 8 | BranchMin_5BranchMax_8 | 6 | 6 | 16 | HeaderMin_6HeaderMax_16 | 8
1111 | 161 | 50157-4P-100HP VLSC | VLSC_50157_4P_100HP | 1484.3188 | 1484.3188 | 4452.9564 | 3 | 1 | 4 | F | VLS_Inline | 5 | 5 | 5 | 8 | BranchMin_5BranchMax_8 | 6 | 6 | 16 | HeaderMin_6HeaderMax_16 | 10
1111 | 161 | 50157-4P-100HP VLSC | VLSC_50157_4P_100HP | 1484.3188 | 1484.3188 | 4452.9564 | 3 | 1 | 4 | F | VLS_Inline | 5 | 5 | 5 | 8 | BranchMin_5BranchMax_8 | 6 | 6 | 16 | HeaderMin_6HeaderMax_16 | 12
1111 | 161 | 50157-4P-100HP VLSC | VLSC_50157_4P_100HP | 1484.3188 | 1484.3188 | 4452.9564 | 3 | 1 | 4 | F | VLS_Inline | 5 | 5 | 5 | 8 | BranchMin_5BranchMax_8 | 6 | 6 | 16 | HeaderMin_6HeaderMax_16 | 14
1111 | 161 | 50157-4P-100HP VLSC | VLSC_50157_4P_100HP | 1484.3188 | 1484.3188 | 4452.9564 | 3 | 1 | 4 | F | VLS_Inline | 5 | 5 | 5 | 8 | BranchMin_5BranchMax_8 | 6 | 6 | 16 | HeaderMin_6HeaderMax_16 | 16
1111 | 161 | 50157-4P-100HP VLSC | VLSC_50157_4P_100HP | 1484.3188 | 1484.3188 | 4452.9564 | 3 | 1 | 4 | F | VLS_Inline | 5 | 5 | 5 | 8 | BranchMin_5BranchMax_8 | 8 | 6 | 16 | HeaderMin_6HeaderMax_16 | 6 | INVALID
1111 | 161 | 50157-4P-100HP VLSC | VLSC_50157_4P_100HP | 1484.3188 | 1484.3188 | 4452.9564 | 3 | 1 | 4 | F | VLS_Inline | 5 | 5 | 5 | 8 | BranchMin_5BranchMax_8 | 8 | 6 | 16 | HeaderMin_6HeaderMax_16 | 8 | INVALID
1111 | 161 | 50157-4P-100HP VLSC | VLSC_50157_4P_100HP | 1484.3188 | 1484.3188 | 4452.9564 | 3 | 1 | 4 | F | VLS_Inline | 5 | 5 | 5 | 8 | BranchMin_5BranchMax_8 | 8 | 6 | 16 | HeaderMin_6HeaderMax_16 | 10
1111 | 161 | 50157-4P-100HP VLSC | VLSC_50157_4P_100HP | 1484.3188 | 1484.3188 | 4452.9564 | 3 | 1 | 4 | F | VLS_Inline | 5 | 5 | 5 | 8 | BranchMin_5BranchMax_8 | 8 | 6 | 16 | HeaderMin_6HeaderMax_16 | 12
1111 | 161 | 50157-4P-100HP VLSC | VLSC_50157_4P_100HP | 1484.3188 | 1484.3188 | 4452.9564 | 3 | 1 | 4 | F | VLS_Inline | 5 | 5 | 5 | 8 | BranchMin_5BranchMax_8 | 8 | 6 | 16 | HeaderMin_6HeaderMax_16 | 14
1111 | 161 | 50157-4P-100HP VLSC | VLSC_50157_4P_100HP | 1484.3188 | 1484.3188 | 4452.9564 | 3 | 1 | 4 | F | VLS_Inline | 5 | 5 | 5 | 8 | BranchMin_5BranchMax_8 | 8 | 6 | 16 | HeaderMin_6HeaderMax_16 | 16
1112 | 162 | 60957-4P-15HP VLSC | VLSC_60957_4P_15HP | 1171.9065 | 1171.9065 | 3515.7196 | 3 | 1 | 4 | F | VLS_Inline | 6 | 6 | 6 | 8 | BranchMin_6BranchMax_8 | 6 | 8 | 12 | HeaderMin_8HeaderMax_12 | 8
1112 | 162 | 60957-4P-15HP VLSC | VLSC_60957_4P_15HP | 1171.9065 | 1171.9065 | 3515.7196 | 3 | 1 | 4 | F | VLS_Inline | 6 | 6 | 6 | 8 | BranchMin_6BranchMax_8 | 6 | 8 | 12 | HeaderMin_8HeaderMax_12 | 10
1112 | 162 | 60957-4P-15HP VLSC | VLSC_60957_4P_15HP | 1171.9065 | 1171.9065 | 3515.7196 | 3 | 1 | 4 | F | VLS_Inline | 6 | 6 | 6 | 8 | BranchMin_6BranchMax_8 | 6 | 8 | 12 | HeaderMin_8HeaderMax_12 | 12
1112 | 162 | 60957-4P-15HP VLSC | VLSC_60957_4P_15HP | 1171.9065 | 1171.9065 | 3515.7196 | 3 | 1 | 4 | F | VLS_Inline | 6 | 6 | 6 | 8 | BranchMin_6BranchMax_8 | 8 | 8 | 12 | HeaderMin_8HeaderMax_12 | 8 | INVALID
1112 | 162 | 60957-4P-15HP VLSC | VLSC_60957_4P_15HP | 1171.9065 | 1171.9065 | 3515.7196 | 3 | 1 | 4 | F | VLS_Inline | 6 | 6 | 6 | 8 | BranchMin_6BranchMax_8 | 8 | 8 | 12 | HeaderMin_8HeaderMax_12 | 10
1112 | 162 | 60957-4P-15HP VLSC | VLSC_60957_4P_15HP | 1171.9065 | 1171.9065 | 3515.7196 | 3 | 1 | 4 | F | VLS_Inline | 6 | 6 | 6 | 8 | BranchMin_6BranchMax_8 | 8 | 8 | 12 | HeaderMin_8HeaderMax_12 | 12
1113 | 163 | 60957-4P-20HP VLSC | VLSC_60957_4P_20HP | 1316.9347 | 1316.9347 | 3950.8041 | 3 | 1 | 4 | F | VLS_Inline | 6 | 6 | 6 | 8 | BranchMin_6BranchMax_8 | 6 | 8 | 14 | HeaderMin_8HeaderMax_14 | 8
1113 | 163 | 60957-4P-20HP VLSC | VLSC_60957_4P_20HP | 1316.9347 | 1316.9347 | 3950.8041 | 3 | 1 | 4 | F | VLS_Inline | 6 | 6 | 6 | 8 | BranchMin_6BranchMax_8 | 6 | 8 | 14 | HeaderMin_8HeaderMax_14 | 10
1113 | 163 | 60957-4P-20HP VLSC | VLSC_60957_4P_20HP | 1316.9347 | 1316.9347 | 3950.8041 | 3 | 1 | 4 | F | VLS_Inline | 6 | 6 | 6 | 8 | BranchMin_6BranchMax_8 | 6 | 8 | 14 | HeaderMin_8HeaderMax_14 | 12
1113 | 163 | 60957-4P-20HP VLSC | VLSC_60957_4P_20HP | 1316.9347 | 1316.9347 | 3950.8041 | 3 | 1 | 4 | F | VLS_Inline | 6 | 6 | 6 | 8 | BranchMin_6BranchMax_8 | 6 | 8 | 14 | HeaderMin_8HeaderMax_14 | 14
1113 | 163 | 60957-4P-20HP VLSC | VLSC_60957_4P_20HP | 1316.9347 | 1316.9347 | 3950.8041 | 3 | 1 | 4 | F | VLS_Inline | 6 | 6 | 6 | 8 | BranchMin_6BranchMax_8 | 8 | 8 | 14 | HeaderMin_8HeaderMax_14 | 8 | INVALID
1113 | 163 | 60957-4P-20HP VLSC | VLSC_60957_4P_20HP | 1316.9347 | 1316.9347 | 3950.8041 | 3 | 1 | 4 | F | VLS_Inline | 6 | 6 | 6 | 8 | BranchMin_6BranchMax_8 | 8 | 8 | 14 | HeaderMin_8HeaderMax_14 | 10
1113 | 163 | 60957-4P-20HP VLSC | VLSC_60957_4P_20HP | 1316.9347 | 1316.9347 | 3950.8041 | 3 | 1 | 4 | F | VLS_Inline | 6 | 6 | 6 | 8 | BranchMin_6BranchMax_8 | 8 | 8 | 14 | HeaderMin_8HeaderMax_14 | 12
1113 | 163 | 60957-4P-20HP VLSC | VLSC_60957_4P_20HP | 1316.9347 | 1316.9347 | 3950.8041 | 3 | 1 | 4 | F | VLS_Inline | 6 | 6 | 6 | 8 | BranchMin_6BranchMax_8 | 8 | 8 | 14 | HeaderMin_8HeaderMax_14 | 14
1114 | 164 | 60957-4P-25HP VLSC | VLSC_60957_4P_25HP | 1454.2378 | 1454.2378 | 4362.7133 | 3 | 1 | 4 | F | VLS_Inline | 6 | 6 | 6 | 8 | BranchMin_6BranchMax_8 | 6 | 8 | 16 | HeaderMin_8HeaderMax_16 | 8
1114 | 164 | 60957-4P-25HP VLSC | VLSC_60957_4P_25HP | 1454.2378 | 1454.2378 | 4362.7133 | 3 | 1 | 4 | F | VLS_Inline | 6 | 6 | 6 | 8 | BranchMin_6BranchMax_8 | 6 | 8 | 16 | HeaderMin_8HeaderMax_16 | 10
1114 | 164 | 60957-4P-25HP VLSC | VLSC_60957_4P_25HP | 1454.2378 | 1454.2378 | 4362.7133 | 3 | 1 | 4 | F | VLS_Inline | 6 | 6 | 6 | 8 | BranchMin_6BranchMax_8 | 6 | 8 | 16 | HeaderMin_8HeaderMax_16 | 12
1114 | 164 | 60957-4P-25HP VLSC | VLSC_60957_4P_25HP | 1454.2378 | 1454.2378 | 4362.7133 | 3 | 1 | 4 | F | VLS_Inline | 6 | 6 | 6 | 8 | BranchMin_6BranchMax_8 | 6 | 8 | 16 | HeaderMin_8HeaderMax_16 | 14
1114 | 164 | 60957-4P-25HP VLSC | VLSC_60957_4P_25HP | 1454.2378 | 1454.2378 | 4362.7133 | 3 | 1 | 4 | F | VLS_Inline | 6 | 6 | 6 | 8 | BranchMin_6BranchMax_8 | 6 | 8 | 16 | HeaderMin_8HeaderMax_16 | 16
1114 | 164 | 60957-4P-25HP VLSC | VLSC_60957_4P_25HP | 1454.2378 | 1454.2378 | 4362.7133 | 3 | 1 | 4 | F | VLS_Inline | 6 | 6 | 6 | 8 | BranchMin_6BranchMax_8 | 8 | 8 | 16 | HeaderMin_8HeaderMax_16 | 8 | INVALID
1114 | 164 | 60957-4P-25HP VLSC | VLSC_60957_4P_25HP | 1454.2378 | 1454.2378 | 4362.7133 | 3 | 1 | 4 | F | VLS_Inline | 6 | 6 | 6 | 8 | BranchMin_6BranchMax_8 | 8 | 8 | 16 | HeaderMin_8HeaderMax_16 | 10
1114 | 164 | 60957-4P-25HP VLSC | VLSC_60957_4P_25HP | 1454.2378 | 1454.2378 | 4362.7133 | 3 | 1 | 4 | F | VLS_Inline | 6 | 6 | 6 | 8 | BranchMin_6BranchMax_8 | 8 | 8 | 16 | HeaderMin_8HeaderMax_16 | 12
1114 | 164 | 60957-4P-25HP VLSC | VLSC_60957_4P_25HP | 1454.2378 | 1454.2378 | 4362.7133 | 3 | 1 | 4 | F | VLS_Inline | 6 | 6 | 6 | 8 | BranchMin_6BranchMax_8 | 8 | 8 | 16 | HeaderMin_8HeaderMax_16 | 14
1114 | 164 | 60957-4P-25HP VLSC | VLSC_60957_4P_25HP | 1454.2378 | 1454.2378 | 4362.7133 | 3 | 1 | 4 | F | VLS_Inline | 6 | 6 | 6 | 8 | BranchMin_6BranchMax_8 | 8 | 8 | 16 | HeaderMin_8HeaderMax_16 | 16
1115 | 165 | 60957-4P-30HP VLSC | VLSC_60957_4P_30HP | 1568.7217 | 1568.7217 | 4706.1651 | 3 | 1 | 4 | F | VLS_Inline | 6 | 6 | 6 | 8 | BranchMin_6BranchMax_8 | 6 | 8 | 16 | HeaderMin_8HeaderMax_16 | 8
1115 | 165 | 60957-4P-30HP VLSC | VLSC_60957_4P_30HP | 1568.7217 | 1568.7217 | 4706.1651 | 3 | 1 | 4 | F | VLS_Inline | 6 | 6 | 6 | 8 | BranchMin_6BranchMax_8 | 6 | 8 | 16 | HeaderMin_8HeaderMax_16 | 10
1115 | 165 | 60957-4P-30HP VLSC | VLSC_60957_4P_30HP | 1568.7217 | 1568.7217 | 4706.1651 | 3 | 1 | 4 | F | VLS_Inline | 6 | 6 | 6 | 8 | BranchMin_6BranchMax_8 | 6 | 8 | 16 | HeaderMin_8HeaderMax_16 | 12
1115 | 165 | 60957-4P-30HP VLSC | VLSC_60957_4P_30HP | 1568.7217 | 1568.7217 | 4706.1651 | 3 | 1 | 4 | F | VLS_Inline | 6 | 6 | 6 | 8 | BranchMin_6BranchMax_8 | 6 | 8 | 16 | HeaderMin_8HeaderMax_16 | 14
1115 | 165 | 60957-4P-30HP VLSC | VLSC_60957_4P_30HP | 1568.7217 | 1568.7217 | 4706.1651 | 3 | 1 | 4 | F | VLS_Inline | 6 | 6 | 6 | 8 | BranchMin_6BranchMax_8 | 6 | 8 | 16 | HeaderMin_8HeaderMax_16 | 16
1115 | 165 | 60957-4P-30HP VLSC | VLSC_60957_4P_30HP | 1568.7217 | 1568.7217 | 4706.1651 | 3 | 1 | 4 | F | VLS_Inline | 6 | 6 | 6 | 8 | BranchMin_6BranchMax_8 | 8 | 8 | 16 | HeaderMin_8HeaderMax_16 | 8 | INVALID
1115 | 165 | 60957-4P-30HP VLSC | VLSC_60957_4P_30HP | 1568.7217 | 1568.7217 | 4706.1651 | 3 | 1 | 4 | F | VLS_Inline | 6 | 6 | 6 | 8 | BranchMin_6BranchMax_8 | 8 | 8 | 16 | HeaderMin_8HeaderMax_16 | 10
1115 | 165 | 60957-4P-30HP VLSC | VLSC_60957_4P_30HP | 1568.7217 | 1568.7217 | 4706.1651 | 3 | 1 | 4 | F | VLS_Inline | 6 | 6 | 6 | 8 | BranchMin_6BranchMax_8 | 8 | 8 | 16 | HeaderMin_8HeaderMax_16 | 12
1115 | 165 | 60957-4P-30HP VLSC | VLSC_60957_4P_30HP | 1568.7217 | 1568.7217 | 4706.1651 | 3 | 1 | 4 | F | VLS_Inline | 6 | 6 | 6 | 8 | BranchMin_6BranchMax_8 | 8 | 8 | 16 | HeaderMin_8HeaderMax_16 | 14
1115 | 165 | 60957-4P-30HP VLSC | VLSC_60957_4P_30HP | 1568.7217 | 1568.7217 | 4706.1651 | 3 | 1 | 4 | F | VLS_Inline | 6 | 6 | 6 | 8 | BranchMin_6BranchMax_8 | 8 | 8 | 16 | HeaderMin_8HeaderMax_16 | 16
1116 | 166 | 60125-4P-20HP VLSC | VLSC_60125_4P_20HP | 1414.8836 | 1414.8836 | 4244.6507 | 3 | 1 | 4 | F | VLS_Inline | 6 | 6 | 6 | 8 | BranchMin_6BranchMax_8 | 6 | 8 | 14 | HeaderMin_8HeaderMax_14 | 8
1116 | 166 | 60125-4P-20HP VLSC | VLSC_60125_4P_20HP | 1414.8836 | 1414.8836 | 4244.6507 | 3 | 1 | 4 | F | VLS_Inline | 6 | 6 | 6 | 8 | BranchMin_6BranchMax_8 | 6 | 8 | 14 | HeaderMin_8HeaderMax_14 | 10
1116 | 166 | 60125-4P-20HP VLSC | VLSC_60125_4P_20HP | 1414.8836 | 1414.8836 | 4244.6507 | 3 | 1 | 4 | F | VLS_Inline | 6 | 6 | 6 | 8 | BranchMin_6BranchMax_8 | 6 | 8 | 14 | HeaderMin_8HeaderMax_14 | 12
1116 | 166 | 60125-4P-20HP VLSC | VLSC_60125_4P_20HP | 1414.8836 | 1414.8836 | 4244.6507 | 3 | 1 | 4 | F | VLS_Inline | 6 | 6 | 6 | 8 | BranchMin_6BranchMax_8 | 6 | 8 | 14 | HeaderMin_8HeaderMax_14 | 14
1116 | 166 | 60125-4P-20HP VLSC | VLSC_60125_4P_20HP | 1414.8836 | 1414.8836 | 4244.6507 | 3 | 1 | 4 | F | VLS_Inline | 6 | 6 | 6 | 8 | BranchMin_6BranchMax_8 | 8 | 8 | 14 | HeaderMin_8HeaderMax_14 | 8 | INVALID
1116 | 166 | 60125-4P-20HP VLSC | VLSC_60125_4P_20HP | 1414.8836 | 1414.8836 | 4244.6507 | 3 | 1 | 4 | F | VLS_Inline | 6 | 6 | 6 | 8 | BranchMin_6BranchMax_8 | 8 | 8 | 14 | HeaderMin_8HeaderMax_14 | 10
1116 | 166 | 60125-4P-20HP VLSC | VLSC_60125_4P_20HP | 1414.8836 | 1414.8836 | 4244.6507 | 3 | 1 | 4 | F | VLS_Inline | 6 | 6 | 6 | 8 | BranchMin_6BranchMax_8 | 8 | 8 | 14 | HeaderMin_8HeaderMax_14 | 12
1116 | 166 | 60125-4P-20HP VLSC | VLSC_60125_4P_20HP | 1414.8836 | 1414.8836 | 4244.6507 | 3 | 1 | 4 | F | VLS_Inline | 6 | 6 | 6 | 8 | BranchMin_6BranchMax_8 | 8 | 8 | 14 | HeaderMin_8HeaderMax_14 | 14
1117 | 167 | 60125-4P-25HP VLSC | VLSC_60125_4P_25HP | 1523.3743 | 1523.3743 | 4570.123 | 3 | 1 | 4 | F | VLS_Inline | 6 | 6 | 6 | 8 | BranchMin_6BranchMax_8 | 6 | 8 | 16 | HeaderMin_8HeaderMax_16 | 8
1117 | 167 | 60125-4P-25HP VLSC | VLSC_60125_4P_25HP | 1523.3743 | 1523.3743 | 4570.123 | 3 | 1 | 4 | F | VLS_Inline | 6 | 6 | 6 | 8 | BranchMin_6BranchMax_8 | 6 | 8 | 16 | HeaderMin_8HeaderMax_16 | 10
1117 | 167 | 60125-4P-25HP VLSC | VLSC_60125_4P_25HP | 1523.3743 | 1523.3743 | 4570.123 | 3 | 1 | 4 | F | VLS_Inline | 6 | 6 | 6 | 8 | BranchMin_6BranchMax_8 | 6 | 8 | 16 | HeaderMin_8HeaderMax_16 | 12
1117 | 167 | 60125-4P-25HP VLSC | VLSC_60125_4P_25HP | 1523.3743 | 1523.3743 | 4570.123 | 3 | 1 | 4 | F | VLS_Inline | 6 | 6 | 6 | 8 | BranchMin_6BranchMax_8 | 6 | 8 | 16 | HeaderMin_8HeaderMax_16 | 14
1117 | 167 | 60125-4P-25HP VLSC | VLSC_60125_4P_25HP | 1523.3743 | 1523.3743 | 4570.123 | 3 | 1 | 4 | F | VLS_Inline | 6 | 6 | 6 | 8 | BranchMin_6BranchMax_8 | 6 | 8 | 16 | HeaderMin_8HeaderMax_16 | 16
1117 | 167 | 60125-4P-25HP VLSC | VLSC_60125_4P_25HP | 1523.3743 | 1523.3743 | 4570.123 | 3 | 1 | 4 | F | VLS_Inline | 6 | 6 | 6 | 8 | BranchMin_6BranchMax_8 | 8 | 8 | 16 | HeaderMin_8HeaderMax_16 | 8 | INVALID
1117 | 167 | 60125-4P-25HP VLSC | VLSC_60125_4P_25HP | 1523.3743 | 1523.3743 | 4570.123 | 3 | 1 | 4 | F | VLS_Inline | 6 | 6 | 6 | 8 | BranchMin_6BranchMax_8 | 8 | 8 | 16 | HeaderMin_8HeaderMax_16 | 10
1117 | 167 | 60125-4P-25HP VLSC | VLSC_60125_4P_25HP | 1523.3743 | 1523.3743 | 4570.123 | 3 | 1 | 4 | F | VLS_Inline | 6 | 6 | 6 | 8 | BranchMin_6BranchMax_8 | 8 | 8 | 16 | HeaderMin_8HeaderMax_16 | 12
1117 | 167 | 60125-4P-25HP VLSC | VLSC_60125_4P_25HP | 1523.3743 | 1523.3743 | 4570.123 | 3 | 1 | 4 | F | VLS_Inline | 6 | 6 | 6 | 8 | BranchMin_6BranchMax_8 | 8 | 8 | 16 | HeaderMin_8HeaderMax_16 | 14
1117 | 167 | 60125-4P-25HP VLSC | VLSC_60125_4P_25HP | 1523.3743 | 1523.3743 | 4570.123 | 3 | 1 | 4 | F | VLS_Inline | 6 | 6 | 6 | 8 | BranchMin_6BranchMax_8 | 8 | 8 | 16 | HeaderMin_8HeaderMax_16 | 16
1118 | 168 | 60125-4P-30HP VLSC | VLSC_60125_4P_30HP | 1625.1171 | 1625.1171 | 4875.3512 | 3 | 1 | 4 | F | VLS_Inline | 6 | 6 | 6 | 10 | BranchMin_6BranchMax_10 | 6 | 8 | 16 | HeaderMin_8HeaderMax_16 | 8
1118 | 168 | 60125-4P-30HP VLSC | VLSC_60125_4P_30HP | 1625.1171 | 1625.1171 | 4875.3512 | 3 | 1 | 4 | F | VLS_Inline | 6 | 6 | 6 | 10 | BranchMin_6BranchMax_10 | 6 | 8 | 16 | HeaderMin_8HeaderMax_16 | 10
1118 | 168 | 60125-4P-30HP VLSC | VLSC_60125_4P_30HP | 1625.1171 | 1625.1171 | 4875.3512 | 3 | 1 | 4 | F | VLS_Inline | 6 | 6 | 6 | 10 | BranchMin_6BranchMax_10 | 6 | 8 | 16 | HeaderMin_8HeaderMax_16 | 12
1118 | 168 | 60125-4P-30HP VLSC | VLSC_60125_4P_30HP | 1625.1171 | 1625.1171 | 4875.3512 | 3 | 1 | 4 | F | VLS_Inline | 6 | 6 | 6 | 10 | BranchMin_6BranchMax_10 | 6 | 8 | 16 | HeaderMin_8HeaderMax_16 | 14
1118 | 168 | 60125-4P-30HP VLSC | VLSC_60125_4P_30HP | 1625.1171 | 1625.1171 | 4875.3512 | 3 | 1 | 4 | F | VLS_Inline | 6 | 6 | 6 | 10 | BranchMin_6BranchMax_10 | 6 | 8 | 16 | HeaderMin_8HeaderMax_16 | 16
1118 | 168 | 60125-4P-30HP VLSC | VLSC_60125_4P_30HP | 1625.1171 | 1625.1171 | 4875.3512 | 3 | 1 | 4 | F | VLS_Inline | 6 | 6 | 6 | 10 | BranchMin_6BranchMax_10 | 8 | 8 | 16 | HeaderMin_8HeaderMax_16 | 8 | INVALID
1118 | 168 | 60125-4P-30HP VLSC | VLSC_60125_4P_30HP | 1625.1171 | 1625.1171 | 4875.3512 | 3 | 1 | 4 | F | VLS_Inline | 6 | 6 | 6 | 10 | BranchMin_6BranchMax_10 | 8 | 8 | 16 | HeaderMin_8HeaderMax_16 | 10
1118 | 168 | 60125-4P-30HP VLSC | VLSC_60125_4P_30HP | 1625.1171 | 1625.1171 | 4875.3512 | 3 | 1 | 4 | F | VLS_Inline | 6 | 6 | 6 | 10 | BranchMin_6BranchMax_10 | 8 | 8 | 16 | HeaderMin_8HeaderMax_16 | 12
1118 | 168 | 60125-4P-30HP VLSC | VLSC_60125_4P_30HP | 1625.1171 | 1625.1171 | 4875.3512 | 3 | 1 | 4 | F | VLS_Inline | 6 | 6 | 6 | 10 | BranchMin_6BranchMax_10 | 8 | 8 | 16 | HeaderMin_8HeaderMax_16 | 14
1118 | 168 | 60125-4P-30HP VLSC | VLSC_60125_4P_30HP | 1625.1171 | 1625.1171 | 4875.3512 | 3 | 1 | 4 | F | VLS_Inline | 6 | 6 | 6 | 10 | BranchMin_6BranchMax_10 | 8 | 8 | 16 | HeaderMin_8HeaderMax_16 | 16
1118 | 168 | 60125-4P-30HP VLSC | VLSC_60125_4P_30HP | 1625.1171 | 1625.1171 | 4875.3512 | 3 | 1 | 4 | F | VLS_Inline | 6 | 6 | 6 | 10 | BranchMin_6BranchMax_10 | 10 | 8 | 16 | HeaderMin_8HeaderMax_16 | 8 | INVALID
1118 | 168 | 60125-4P-30HP VLSC | VLSC_60125_4P_30HP | 1625.1171 | 1625.1171 | 4875.3512 | 3 | 1 | 4 | F | VLS_Inline | 6 | 6 | 6 | 10 | BranchMin_6BranchMax_10 | 10 | 8 | 16 | HeaderMin_8HeaderMax_16 | 10 | INVALID
1118 | 168 | 60125-4P-30HP VLSC | VLSC_60125_4P_30HP | 1625.1171 | 1625.1171 | 4875.3512 | 3 | 1 | 4 | F | VLS_Inline | 6 | 6 | 6 | 10 | BranchMin_6BranchMax_10 | 10 | 8 | 16 | HeaderMin_8HeaderMax_16 | 12
1118 | 168 | 60125-4P-30HP VLSC | VLSC_60125_4P_30HP | 1625.1171 | 1625.1171 | 4875.3512 | 3 | 1 | 4 | F | VLS_Inline | 6 | 6 | 6 | 10 | BranchMin_6BranchMax_10 | 10 | 8 | 16 | HeaderMin_8HeaderMax_16 | 14
1118 | 168 | 60125-4P-30HP VLSC | VLSC_60125_4P_30HP | 1625.1171 | 1625.1171 | 4875.3512 | 3 | 1 | 4 | F | VLS_Inline | 6 | 6 | 6 | 10 | BranchMin_6BranchMax_10 | 10 | 8 | 16 | HeaderMin_8HeaderMax_16 | 16
1119 | 169 | 60125-4P-40HP VLSC | VLSC_60125_4P_40HP | 1757.2796 | 1757.2796 | 5271.8389 | 3 | 1 | 4 | F | VLS_Inline | 6 | 6 | 6 | 10 | BranchMin_6BranchMax_10 | 6 | 8 | 16 | HeaderMin_8HeaderMax_16 | 8
1119 | 169 | 60125-4P-40HP VLSC | VLSC_60125_4P_40HP | 1757.2796 | 1757.2796 | 5271.8389 | 3 | 1 | 4 | F | VLS_Inline | 6 | 6 | 6 | 10 | BranchMin_6BranchMax_10 | 6 | 8 | 16 | HeaderMin_8HeaderMax_16 | 10
1119 | 169 | 60125-4P-40HP VLSC | VLSC_60125_4P_40HP | 1757.2796 | 1757.2796 | 5271.8389 | 3 | 1 | 4 | F | VLS_Inline | 6 | 6 | 6 | 10 | BranchMin_6BranchMax_10 | 6 | 8 | 16 | HeaderMin_8HeaderMax_16 | 12
1119 | 169 | 60125-4P-40HP VLSC | VLSC_60125_4P_40HP | 1757.2796 | 1757.2796 | 5271.8389 | 3 | 1 | 4 | F | VLS_Inline | 6 | 6 | 6 | 10 | BranchMin_6BranchMax_10 | 6 | 8 | 16 | HeaderMin_8HeaderMax_16 | 14
1119 | 169 | 60125-4P-40HP VLSC | VLSC_60125_4P_40HP | 1757.2796 | 1757.2796 | 5271.8389 | 3 | 1 | 4 | F | VLS_Inline | 6 | 6 | 6 | 10 | BranchMin_6BranchMax_10 | 6 | 8 | 16 | HeaderMin_8HeaderMax_16 | 16
1119 | 169 | 60125-4P-40HP VLSC | VLSC_60125_4P_40HP | 1757.2796 | 1757.2796 | 5271.8389 | 3 | 1 | 4 | F | VLS_Inline | 6 | 6 | 6 | 10 | BranchMin_6BranchMax_10 | 8 | 8 | 16 | HeaderMin_8HeaderMax_16 | 8 | INVALID
1119 | 169 | 60125-4P-40HP VLSC | VLSC_60125_4P_40HP | 1757.2796 | 1757.2796 | 5271.8389 | 3 | 1 | 4 | F | VLS_Inline | 6 | 6 | 6 | 10 | BranchMin_6BranchMax_10 | 8 | 8 | 16 | HeaderMin_8HeaderMax_16 | 10
1119 | 169 | 60125-4P-40HP VLSC | VLSC_60125_4P_40HP | 1757.2796 | 1757.2796 | 5271.8389 | 3 | 1 | 4 | F | VLS_Inline | 6 | 6 | 6 | 10 | BranchMin_6BranchMax_10 | 8 | 8 | 16 | HeaderMin_8HeaderMax_16 | 12
1119 | 169 | 60125-4P-40HP VLSC | VLSC_60125_4P_40HP | 1757.2796 | 1757.2796 | 5271.8389 | 3 | 1 | 4 | F | VLS_Inline | 6 | 6 | 6 | 10 | BranchMin_6BranchMax_10 | 8 | 8 | 16 | HeaderMin_8HeaderMax_16 | 14
1119 | 169 | 60125-4P-40HP VLSC | VLSC_60125_4P_40HP | 1757.2796 | 1757.2796 | 5271.8389 | 3 | 1 | 4 | F | VLS_Inline | 6 | 6 | 6 | 10 | BranchMin_6BranchMax_10 | 8 | 8 | 16 | HeaderMin_8HeaderMax_16 | 16
1119 | 169 | 60125-4P-40HP VLSC | VLSC_60125_4P_40HP | 1757.2796 | 1757.2796 | 5271.8389 | 3 | 1 | 4 | F | VLS_Inline | 6 | 6 | 6 | 10 | BranchMin_6BranchMax_10 | 10 | 8 | 16 | HeaderMin_8HeaderMax_16 | 8 | INVALID
1119 | 169 | 60125-4P-40HP VLSC | VLSC_60125_4P_40HP | 1757.2796 | 1757.2796 | 5271.8389 | 3 | 1 | 4 | F | VLS_Inline | 6 | 6 | 6 | 10 | BranchMin_6BranchMax_10 | 10 | 8 | 16 | HeaderMin_8HeaderMax_16 | 10 | INVALID
1119 | 169 | 60125-4P-40HP VLSC | VLSC_60125_4P_40HP | 1757.2796 | 1757.2796 | 5271.8389 | 3 | 1 | 4 | F | VLS_Inline | 6 | 6 | 6 | 10 | BranchMin_6BranchMax_10 | 10 | 8 | 16 | HeaderMin_8HeaderMax_16 | 12
1119 | 169 | 60125-4P-40HP VLSC | VLSC_60125_4P_40HP | 1757.2796 | 1757.2796 | 5271.8389 | 3 | 1 | 4 | F | VLS_Inline | 6 | 6 | 6 | 10 | BranchMin_6BranchMax_10 | 10 | 8 | 16 | HeaderMin_8HeaderMax_16 | 14
1119 | 169 | 60125-4P-40HP VLSC | VLSC_60125_4P_40HP | 1757.2796 | 1757.2796 | 5271.8389 | 3 | 1 | 4 | F | VLS_Inline | 6 | 6 | 6 | 10 | BranchMin_6BranchMax_10 | 10 | 8 | 16 | HeaderMin_8HeaderMax_16 | 16
1120 | 170 | 60125-4P-50HP VLSC | VLSC_60125_4P_50HP | 1846.8509 | 1846.8509 | 5540.5526 | 3 | 1 | 4 | F | VLS_Inline | 6 | 6 | 6 | 10 | BranchMin_6BranchMax_10 | 6 | 8 | 16 | HeaderMin_8HeaderMax_16 | 8
1120 | 170 | 60125-4P-50HP VLSC | VLSC_60125_4P_50HP | 1846.8509 | 1846.8509 | 5540.5526 | 3 | 1 | 4 | F | VLS_Inline | 6 | 6 | 6 | 10 | BranchMin_6BranchMax_10 | 6 | 8 | 16 | HeaderMin_8HeaderMax_16 | 10
1120 | 170 | 60125-4P-50HP VLSC | VLSC_60125_4P_50HP | 1846.8509 | 1846.8509 | 5540.5526 | 3 | 1 | 4 | F | VLS_Inline | 6 | 6 | 6 | 10 | BranchMin_6BranchMax_10 | 6 | 8 | 16 | HeaderMin_8HeaderMax_16 | 12
1120 | 170 | 60125-4P-50HP VLSC | VLSC_60125_4P_50HP | 1846.8509 | 1846.8509 | 5540.5526 | 3 | 1 | 4 | F | VLS_Inline | 6 | 6 | 6 | 10 | BranchMin_6BranchMax_10 | 6 | 8 | 16 | HeaderMin_8HeaderMax_16 | 14
1120 | 170 | 60125-4P-50HP VLSC | VLSC_60125_4P_50HP | 1846.8509 | 1846.8509 | 5540.5526 | 3 | 1 | 4 | F | VLS_Inline | 6 | 6 | 6 | 10 | BranchMin_6BranchMax_10 | 6 | 8 | 16 | HeaderMin_8HeaderMax_16 | 16
1120 | 170 | 60125-4P-50HP VLSC | VLSC_60125_4P_50HP | 1846.8509 | 1846.8509 | 5540.5526 | 3 | 1 | 4 | F | VLS_Inline | 6 | 6 | 6 | 10 | BranchMin_6BranchMax_10 | 8 | 8 | 16 | HeaderMin_8HeaderMax_16 | 8 | INVALID
1120 | 170 | 60125-4P-50HP VLSC | VLSC_60125_4P_50HP | 1846.8509 | 1846.8509 | 5540.5526 | 3 | 1 | 4 | F | VLS_Inline | 6 | 6 | 6 | 10 | BranchMin_6BranchMax_10 | 8 | 8 | 16 | HeaderMin_8HeaderMax_16 | 10
1120 | 170 | 60125-4P-50HP VLSC | VLSC_60125_4P_50HP | 1846.8509 | 1846.8509 | 5540.5526 | 3 | 1 | 4 | F | VLS_Inline | 6 | 6 | 6 | 10 | BranchMin_6BranchMax_10 | 8 | 8 | 16 | HeaderMin_8HeaderMax_16 | 12
1120 | 170 | 60125-4P-50HP VLSC | VLSC_60125_4P_50HP | 1846.8509 | 1846.8509 | 5540.5526 | 3 | 1 | 4 | F | VLS_Inline | 6 | 6 | 6 | 10 | BranchMin_6BranchMax_10 | 8 | 8 | 16 | HeaderMin_8HeaderMax_16 | 14
1120 | 170 | 60125-4P-50HP VLSC | VLSC_60125_4P_50HP | 1846.8509 | 1846.8509 | 5540.5526 | 3 | 1 | 4 | F | VLS_Inline | 6 | 6 | 6 | 10 | BranchMin_6BranchMax_10 | 8 | 8 | 16 | HeaderMin_8HeaderMax_16 | 16
1120 | 170 | 60125-4P-50HP VLSC | VLSC_60125_4P_50HP | 1846.8509 | 1846.8509 | 5540.5526 | 3 | 1 | 4 | F | VLS_Inline | 6 | 6 | 6 | 10 | BranchMin_6BranchMax_10 | 10 | 8 | 16 | HeaderMin_8HeaderMax_16 | 8 | INVALID
1120 | 170 | 60125-4P-50HP VLSC | VLSC_60125_4P_50HP | 1846.8509 | 1846.8509 | 5540.5526 | 3 | 1 | 4 | F | VLS_Inline | 6 | 6 | 6 | 10 | BranchMin_6BranchMax_10 | 10 | 8 | 16 | HeaderMin_8HeaderMax_16 | 10 | INVALID
1120 | 170 | 60125-4P-50HP VLSC | VLSC_60125_4P_50HP | 1846.8509 | 1846.8509 | 5540.5526 | 3 | 1 | 4 | F | VLS_Inline | 6 | 6 | 6 | 10 | BranchMin_6BranchMax_10 | 10 | 8 | 16 | HeaderMin_8HeaderMax_16 | 12
1120 | 170 | 60125-4P-50HP VLSC | VLSC_60125_4P_50HP | 1846.8509 | 1846.8509 | 5540.5526 | 3 | 1 | 4 | F | VLS_Inline | 6 | 6 | 6 | 10 | BranchMin_6BranchMax_10 | 10 | 8 | 16 | HeaderMin_8HeaderMax_16 | 14
1120 | 170 | 60125-4P-50HP VLSC | VLSC_60125_4P_50HP | 1846.8509 | 1846.8509 | 5540.5526 | 3 | 1 | 4 | F | VLS_Inline | 6 | 6 | 6 | 10 | BranchMin_6BranchMax_10 | 10 | 8 | 16 | HeaderMin_8HeaderMax_16 | 16
1121 | 171 | 60125-4P-60HP VLSC | VLSC_60125_4P_60HP | 1914.581 | 1914.581 | 5743.743 | 3 | 1 | 4 | F | VLS_Inline | 6 | 6 | 6 | 10 | BranchMin_6BranchMax_10 | 6 | 8 | 18 | HeaderMin_8HeaderMax_18 | 8
1121 | 171 | 60125-4P-60HP VLSC | VLSC_60125_4P_60HP | 1914.581 | 1914.581 | 5743.743 | 3 | 1 | 4 | F | VLS_Inline | 6 | 6 | 6 | 10 | BranchMin_6BranchMax_10 | 6 | 8 | 18 | HeaderMin_8HeaderMax_18 | 10
1121 | 171 | 60125-4P-60HP VLSC | VLSC_60125_4P_60HP | 1914.581 | 1914.581 | 5743.743 | 3 | 1 | 4 | F | VLS_Inline | 6 | 6 | 6 | 10 | BranchMin_6BranchMax_10 | 6 | 8 | 18 | HeaderMin_8HeaderMax_18 | 12
1121 | 171 | 60125-4P-60HP VLSC | VLSC_60125_4P_60HP | 1914.581 | 1914.581 | 5743.743 | 3 | 1 | 4 | F | VLS_Inline | 6 | 6 | 6 | 10 | BranchMin_6BranchMax_10 | 6 | 8 | 18 | HeaderMin_8HeaderMax_18 | 14
1121 | 171 | 60125-4P-60HP VLSC | VLSC_60125_4P_60HP | 1914.581 | 1914.581 | 5743.743 | 3 | 1 | 4 | F | VLS_Inline | 6 | 6 | 6 | 10 | BranchMin_6BranchMax_10 | 6 | 8 | 18 | HeaderMin_8HeaderMax_18 | 16
1121 | 171 | 60125-4P-60HP VLSC | VLSC_60125_4P_60HP | 1914.581 | 1914.581 | 5743.743 | 3 | 1 | 4 | F | VLS_Inline | 6 | 6 | 6 | 10 | BranchMin_6BranchMax_10 | 6 | 8 | 18 | HeaderMin_8HeaderMax_18 | 18
1121 | 171 | 60125-4P-60HP VLSC | VLSC_60125_4P_60HP | 1914.581 | 1914.581 | 5743.743 | 3 | 1 | 4 | F | VLS_Inline | 6 | 6 | 6 | 10 | BranchMin_6BranchMax_10 | 8 | 8 | 18 | HeaderMin_8HeaderMax_18 | 8 | INVALID
1121 | 171 | 60125-4P-60HP VLSC | VLSC_60125_4P_60HP | 1914.581 | 1914.581 | 5743.743 | 3 | 1 | 4 | F | VLS_Inline | 6 | 6 | 6 | 10 | BranchMin_6BranchMax_10 | 8 | 8 | 18 | HeaderMin_8HeaderMax_18 | 10
1121 | 171 | 60125-4P-60HP VLSC | VLSC_60125_4P_60HP | 1914.581 | 1914.581 | 5743.743 | 3 | 1 | 4 | F | VLS_Inline | 6 | 6 | 6 | 10 | BranchMin_6BranchMax_10 | 8 | 8 | 18 | HeaderMin_8HeaderMax_18 | 12
1121 | 171 | 60125-4P-60HP VLSC | VLSC_60125_4P_60HP | 1914.581 | 1914.581 | 5743.743 | 3 | 1 | 4 | F | VLS_Inline | 6 | 6 | 6 | 10 | BranchMin_6BranchMax_10 | 8 | 8 | 18 | HeaderMin_8HeaderMax_18 | 14
1121 | 171 | 60125-4P-60HP VLSC | VLSC_60125_4P_60HP | 1914.581 | 1914.581 | 5743.743 | 3 | 1 | 4 | F | VLS_Inline | 6 | 6 | 6 | 10 | BranchMin_6BranchMax_10 | 8 | 8 | 18 | HeaderMin_8HeaderMax_18 | 16
1121 | 171 | 60125-4P-60HP VLSC | VLSC_60125_4P_60HP | 1914.581 | 1914.581 | 5743.743 | 3 | 1 | 4 | F | VLS_Inline | 6 | 6 | 6 | 10 | BranchMin_6BranchMax_10 | 8 | 8 | 18 | HeaderMin_8HeaderMax_18 | 18
1121 | 171 | 60125-4P-60HP VLSC | VLSC_60125_4P_60HP | 1914.581 | 1914.581 | 5743.743 | 3 | 1 | 4 | F | VLS_Inline | 6 | 6 | 6 | 10 | BranchMin_6BranchMax_10 | 10 | 8 | 18 | HeaderMin_8HeaderMax_18 | 8 | INVALID
1121 | 171 | 60125-4P-60HP VLSC | VLSC_60125_4P_60HP | 1914.581 | 1914.581 | 5743.743 | 3 | 1 | 4 | F | VLS_Inline | 6 | 6 | 6 | 10 | BranchMin_6BranchMax_10 | 10 | 8 | 18 | HeaderMin_8HeaderMax_18 | 10 | INVALID
1121 | 171 | 60125-4P-60HP VLSC | VLSC_60125_4P_60HP | 1914.581 | 1914.581 | 5743.743 | 3 | 1 | 4 | F | VLS_Inline | 6 | 6 | 6 | 10 | BranchMin_6BranchMax_10 | 10 | 8 | 18 | HeaderMin_8HeaderMax_18 | 12
1121 | 171 | 60125-4P-60HP VLSC | VLSC_60125_4P_60HP | 1914.581 | 1914.581 | 5743.743 | 3 | 1 | 4 | F | VLS_Inline | 6 | 6 | 6 | 10 | BranchMin_6BranchMax_10 | 10 | 8 | 18 | HeaderMin_8HeaderMax_18 | 14
1121 | 171 | 60125-4P-60HP VLSC | VLSC_60125_4P_60HP | 1914.581 | 1914.581 | 5743.743 | 3 | 1 | 4 | F | VLS_Inline | 6 | 6 | 6 | 10 | BranchMin_6BranchMax_10 | 10 | 8 | 18 | HeaderMin_8HeaderMax_18 | 16
1121 | 171 | 60125-4P-60HP VLSC | VLSC_60125_4P_60HP | 1914.581 | 1914.581 | 5743.743 | 3 | 1 | 4 | F | VLS_Inline | 6 | 6 | 6 | 10 | BranchMin_6BranchMax_10 | 10 | 8 | 18 | HeaderMin_8HeaderMax_18 | 18
1122 | 172 | 60157-4P-75HP VLSC | VLSC_60157_4P_75HP | 1634.3829 | 1634.3829 | 4903.1487 | 3 | 1 | 4 | F | VLS_Inline | 6 | 6 | 6 | 10 | BranchMin_6BranchMax_10 | 6 | 8 | 16 | HeaderMin_8HeaderMax_16 | 8
1122 | 172 | 60157-4P-75HP VLSC | VLSC_60157_4P_75HP | 1634.3829 | 1634.3829 | 4903.1487 | 3 | 1 | 4 | F | VLS_Inline | 6 | 6 | 6 | 10 | BranchMin_6BranchMax_10 | 6 | 8 | 16 | HeaderMin_8HeaderMax_16 | 10
1122 | 172 | 60157-4P-75HP VLSC | VLSC_60157_4P_75HP | 1634.3829 | 1634.3829 | 4903.1487 | 3 | 1 | 4 | F | VLS_Inline | 6 | 6 | 6 | 10 | BranchMin_6BranchMax_10 | 6 | 8 | 16 | HeaderMin_8HeaderMax_16 | 12
1122 | 172 | 60157-4P-75HP VLSC | VLSC_60157_4P_75HP | 1634.3829 | 1634.3829 | 4903.1487 | 3 | 1 | 4 | F | VLS_Inline | 6 | 6 | 6 | 10 | BranchMin_6BranchMax_10 | 6 | 8 | 16 | HeaderMin_8HeaderMax_16 | 14
1122 | 172 | 60157-4P-75HP VLSC | VLSC_60157_4P_75HP | 1634.3829 | 1634.3829 | 4903.1487 | 3 | 1 | 4 | F | VLS_Inline | 6 | 6 | 6 | 10 | BranchMin_6BranchMax_10 | 6 | 8 | 16 | HeaderMin_8HeaderMax_16 | 16
1122 | 172 | 60157-4P-75HP VLSC | VLSC_60157_4P_75HP | 1634.3829 | 1634.3829 | 4903.1487 | 3 | 1 | 4 | F | VLS_Inline | 6 | 6 | 6 | 10 | BranchMin_6BranchMax_10 | 8 | 8 | 16 | HeaderMin_8HeaderMax_16 | 8 | INVALID
1122 | 172 | 60157-4P-75HP VLSC | VLSC_60157_4P_75HP | 1634.3829 | 1634.3829 | 4903.1487 | 3 | 1 | 4 | F | VLS_Inline | 6 | 6 | 6 | 10 | BranchMin_6BranchMax_10 | 8 | 8 | 16 | HeaderMin_8HeaderMax_16 | 10
1122 | 172 | 60157-4P-75HP VLSC | VLSC_60157_4P_75HP | 1634.3829 | 1634.3829 | 4903.1487 | 3 | 1 | 4 | F | VLS_Inline | 6 | 6 | 6 | 10 | BranchMin_6BranchMax_10 | 8 | 8 | 16 | HeaderMin_8HeaderMax_16 | 12
1122 | 172 | 60157-4P-75HP VLSC | VLSC_60157_4P_75HP | 1634.3829 | 1634.3829 | 4903.1487 | 3 | 1 | 4 | F | VLS_Inline | 6 | 6 | 6 | 10 | BranchMin_6BranchMax_10 | 8 | 8 | 16 | HeaderMin_8HeaderMax_16 | 14
1122 | 172 | 60157-4P-75HP VLSC | VLSC_60157_4P_75HP | 1634.3829 | 1634.3829 | 4903.1487 | 3 | 1 | 4 | F | VLS_Inline | 6 | 6 | 6 | 10 | BranchMin_6BranchMax_10 | 8 | 8 | 16 | HeaderMin_8HeaderMax_16 | 16
1122 | 172 | 60157-4P-75HP VLSC | VLSC_60157_4P_75HP | 1634.3829 | 1634.3829 | 4903.1487 | 3 | 1 | 4 | F | VLS_Inline | 6 | 6 | 6 | 10 | BranchMin_6BranchMax_10 | 10 | 8 | 16 | HeaderMin_8HeaderMax_16 | 8 | INVALID
1122 | 172 | 60157-4P-75HP VLSC | VLSC_60157_4P_75HP | 1634.3829 | 1634.3829 | 4903.1487 | 3 | 1 | 4 | F | VLS_Inline | 6 | 6 | 6 | 10 | BranchMin_6BranchMax_10 | 10 | 8 | 16 | HeaderMin_8HeaderMax_16 | 10 | INVALID
1122 | 172 | 60157-4P-75HP VLSC | VLSC_60157_4P_75HP | 1634.3829 | 1634.3829 | 4903.1487 | 3 | 1 | 4 | F | VLS_Inline | 6 | 6 | 6 | 10 | BranchMin_6BranchMax_10 | 10 | 8 | 16 | HeaderMin_8HeaderMax_16 | 12
1122 | 172 | 60157-4P-75HP VLSC | VLSC_60157_4P_75HP | 1634.3829 | 1634.3829 | 4903.1487 | 3 | 1 | 4 | F | VLS_Inline | 6 | 6 | 6 | 10 | BranchMin_6BranchMax_10 | 10 | 8 | 16 | HeaderMin_8HeaderMax_16 | 14
1122 | 172 | 60157-4P-75HP VLSC | VLSC_60157_4P_75HP | 1634.3829 | 1634.3829 | 4903.1487 | 3 | 1 | 4 | F | VLS_Inline | 6 | 6 | 6 | 10 | BranchMin_6BranchMax_10 | 10 | 8 | 16 | HeaderMin_8HeaderMax_16 | 16
1123 | 173 | 60157-4P-100HP VLSC | VLSC_60157_4P_100HP | 1915.2738 | 1915.2738 | 5745.8213 | 3 | 1 | 4 | F | VLS_Inline | 6 | 6 | 6 | 10 | BranchMin_6BranchMax_10 | 6 | 8 | 18 | HeaderMin_8HeaderMax_18 | 8
1123 | 173 | 60157-4P-100HP VLSC | VLSC_60157_4P_100HP | 1915.2738 | 1915.2738 | 5745.8213 | 3 | 1 | 4 | F | VLS_Inline | 6 | 6 | 6 | 10 | BranchMin_6BranchMax_10 | 6 | 8 | 18 | HeaderMin_8HeaderMax_18 | 10
1123 | 173 | 60157-4P-100HP VLSC | VLSC_60157_4P_100HP | 1915.2738 | 1915.2738 | 5745.8213 | 3 | 1 | 4 | F | VLS_Inline | 6 | 6 | 6 | 10 | BranchMin_6BranchMax_10 | 6 | 8 | 18 | HeaderMin_8HeaderMax_18 | 12
1123 | 173 | 60157-4P-100HP VLSC | VLSC_60157_4P_100HP | 1915.2738 | 1915.2738 | 5745.8213 | 3 | 1 | 4 | F | VLS_Inline | 6 | 6 | 6 | 10 | BranchMin_6BranchMax_10 | 6 | 8 | 18 | HeaderMin_8HeaderMax_18 | 14
1123 | 173 | 60157-4P-100HP VLSC | VLSC_60157_4P_100HP | 1915.2738 | 1915.2738 | 5745.8213 | 3 | 1 | 4 | F | VLS_Inline | 6 | 6 | 6 | 10 | BranchMin_6BranchMax_10 | 6 | 8 | 18 | HeaderMin_8HeaderMax_18 | 16
1123 | 173 | 60157-4P-100HP VLSC | VLSC_60157_4P_100HP | 1915.2738 | 1915.2738 | 5745.8213 | 3 | 1 | 4 | F | VLS_Inline | 6 | 6 | 6 | 10 | BranchMin_6BranchMax_10 | 6 | 8 | 18 | HeaderMin_8HeaderMax_18 | 18
1123 | 173 | 60157-4P-100HP VLSC | VLSC_60157_4P_100HP | 1915.2738 | 1915.2738 | 5745.8213 | 3 | 1 | 4 | F | VLS_Inline | 6 | 6 | 6 | 10 | BranchMin_6BranchMax_10 | 8 | 8 | 18 | HeaderMin_8HeaderMax_18 | 8 | INVALID
1123 | 173 | 60157-4P-100HP VLSC | VLSC_60157_4P_100HP | 1915.2738 | 1915.2738 | 5745.8213 | 3 | 1 | 4 | F | VLS_Inline | 6 | 6 | 6 | 10 | BranchMin_6BranchMax_10 | 8 | 8 | 18 | HeaderMin_8HeaderMax_18 | 10
1123 | 173 | 60157-4P-100HP VLSC | VLSC_60157_4P_100HP | 1915.2738 | 1915.2738 | 5745.8213 | 3 | 1 | 4 | F | VLS_Inline | 6 | 6 | 6 | 10 | BranchMin_6BranchMax_10 | 8 | 8 | 18 | HeaderMin_8HeaderMax_18 | 12
1123 | 173 | 60157-4P-100HP VLSC | VLSC_60157_4P_100HP | 1915.2738 | 1915.2738 | 5745.8213 | 3 | 1 | 4 | F | VLS_Inline | 6 | 6 | 6 | 10 | BranchMin_6BranchMax_10 | 8 | 8 | 18 | HeaderMin_8HeaderMax_18 | 14
1123 | 173 | 60157-4P-100HP VLSC | VLSC_60157_4P_100HP | 1915.2738 | 1915.2738 | 5745.8213 | 3 | 1 | 4 | F | VLS_Inline | 6 | 6 | 6 | 10 | BranchMin_6BranchMax_10 | 8 | 8 | 18 | HeaderMin_8HeaderMax_18 | 16
1123 | 173 | 60157-4P-100HP VLSC | VLSC_60157_4P_100HP | 1915.2738 | 1915.2738 | 5745.8213 | 3 | 1 | 4 | F | VLS_Inline | 6 | 6 | 6 | 10 | BranchMin_6BranchMax_10 | 8 | 8 | 18 | HeaderMin_8HeaderMax_18 | 18
1123 | 173 | 60157-4P-100HP VLSC | VLSC_60157_4P_100HP | 1915.2738 | 1915.2738 | 5745.8213 | 3 | 1 | 4 | F | VLS_Inline | 6 | 6 | 6 | 10 | BranchMin_6BranchMax_10 | 10 | 8 | 18 | HeaderMin_8HeaderMax_18 | 8 | INVALID
1123 | 173 | 60157-4P-100HP VLSC | VLSC_60157_4P_100HP | 1915.2738 | 1915.2738 | 5745.8213 | 3 | 1 | 4 | F | VLS_Inline | 6 | 6 | 6 | 10 | BranchMin_6BranchMax_10 | 10 | 8 | 18 | HeaderMin_8HeaderMax_18 | 10 | INVALID
1123 | 173 | 60157-4P-100HP VLSC | VLSC_60157_4P_100HP | 1915.2738 | 1915.2738 | 5745.8213 | 3 | 1 | 4 | F | VLS_Inline | 6 | 6 | 6 | 10 | BranchMin_6BranchMax_10 | 10 | 8 | 18 | HeaderMin_8HeaderMax_18 | 12
1123 | 173 | 60157-4P-100HP VLSC | VLSC_60157_4P_100HP | 1915.2738 | 1915.2738 | 5745.8213 | 3 | 1 | 4 | F | VLS_Inline | 6 | 6 | 6 | 10 | BranchMin_6BranchMax_10 | 10 | 8 | 18 | HeaderMin_8HeaderMax_18 | 14
1123 | 173 | 60157-4P-100HP VLSC | VLSC_60157_4P_100HP | 1915.2738 | 1915.2738 | 5745.8213 | 3 | 1 | 4 | F | VLS_Inline | 6 | 6 | 6 | 10 | BranchMin_6BranchMax_10 | 10 | 8 | 18 | HeaderMin_8HeaderMax_18 | 16
1123 | 173 | 60157-4P-100HP VLSC | VLSC_60157_4P_100HP | 1915.2738 | 1915.2738 | 5745.8213 | 3 | 1 | 4 | F | VLS_Inline | 6 | 6 | 6 | 10 | BranchMin_6BranchMax_10 | 10 | 8 | 18 | HeaderMin_8HeaderMax_18 | 18
1124 | 174 | 60157-4P-125HP VLSC | VLSC_60157_4P_125HP | 2165.2718 | 2165.2718 | 6495.8155 | 3 | 1 | 4 | F | VLS_Inline | 6 | 6 | 6 | 10 | BranchMin_6BranchMax_10 | 6 | 8 | 18 | HeaderMin_8HeaderMax_18 | 8
1124 | 174 | 60157-4P-125HP VLSC | VLSC_60157_4P_125HP | 2165.2718 | 2165.2718 | 6495.8155 | 3 | 1 | 4 | F | VLS_Inline | 6 | 6 | 6 | 10 | BranchMin_6BranchMax_10 | 6 | 8 | 18 | HeaderMin_8HeaderMax_18 | 10
1124 | 174 | 60157-4P-125HP VLSC | VLSC_60157_4P_125HP | 2165.2718 | 2165.2718 | 6495.8155 | 3 | 1 | 4 | F | VLS_Inline | 6 | 6 | 6 | 10 | BranchMin_6BranchMax_10 | 6 | 8 | 18 | HeaderMin_8HeaderMax_18 | 12
1124 | 174 | 60157-4P-125HP VLSC | VLSC_60157_4P_125HP | 2165.2718 | 2165.2718 | 6495.8155 | 3 | 1 | 4 | F | VLS_Inline | 6 | 6 | 6 | 10 | BranchMin_6BranchMax_10 | 6 | 8 | 18 | HeaderMin_8HeaderMax_18 | 14
1124 | 174 | 60157-4P-125HP VLSC | VLSC_60157_4P_125HP | 2165.2718 | 2165.2718 | 6495.8155 | 3 | 1 | 4 | F | VLS_Inline | 6 | 6 | 6 | 10 | BranchMin_6BranchMax_10 | 6 | 8 | 18 | HeaderMin_8HeaderMax_18 | 16
1124 | 174 | 60157-4P-125HP VLSC | VLSC_60157_4P_125HP | 2165.2718 | 2165.2718 | 6495.8155 | 3 | 1 | 4 | F | VLS_Inline | 6 | 6 | 6 | 10 | BranchMin_6BranchMax_10 | 6 | 8 | 18 | HeaderMin_8HeaderMax_18 | 18
1124 | 174 | 60157-4P-125HP VLSC | VLSC_60157_4P_125HP | 2165.2718 | 2165.2718 | 6495.8155 | 3 | 1 | 4 | F | VLS_Inline | 6 | 6 | 6 | 10 | BranchMin_6BranchMax_10 | 8 | 8 | 18 | HeaderMin_8HeaderMax_18 | 8 | INVALID
1124 | 174 | 60157-4P-125HP VLSC | VLSC_60157_4P_125HP | 2165.2718 | 2165.2718 | 6495.8155 | 3 | 1 | 4 | F | VLS_Inline | 6 | 6 | 6 | 10 | BranchMin_6BranchMax_10 | 8 | 8 | 18 | HeaderMin_8HeaderMax_18 | 10
1124 | 174 | 60157-4P-125HP VLSC | VLSC_60157_4P_125HP | 2165.2718 | 2165.2718 | 6495.8155 | 3 | 1 | 4 | F | VLS_Inline | 6 | 6 | 6 | 10 | BranchMin_6BranchMax_10 | 8 | 8 | 18 | HeaderMin_8HeaderMax_18 | 12
1124 | 174 | 60157-4P-125HP VLSC | VLSC_60157_4P_125HP | 2165.2718 | 2165.2718 | 6495.8155 | 3 | 1 | 4 | F | VLS_Inline | 6 | 6 | 6 | 10 | BranchMin_6BranchMax_10 | 8 | 8 | 18 | HeaderMin_8HeaderMax_18 | 14
1124 | 174 | 60157-4P-125HP VLSC | VLSC_60157_4P_125HP | 2165.2718 | 2165.2718 | 6495.8155 | 3 | 1 | 4 | F | VLS_Inline | 6 | 6 | 6 | 10 | BranchMin_6BranchMax_10 | 8 | 8 | 18 | HeaderMin_8HeaderMax_18 | 16
1124 | 174 | 60157-4P-125HP VLSC | VLSC_60157_4P_125HP | 2165.2718 | 2165.2718 | 6495.8155 | 3 | 1 | 4 | F | VLS_Inline | 6 | 6 | 6 | 10 | BranchMin_6BranchMax_10 | 8 | 8 | 18 | HeaderMin_8HeaderMax_18 | 18
1124 | 174 | 60157-4P-125HP VLSC | VLSC_60157_4P_125HP | 2165.2718 | 2165.2718 | 6495.8155 | 3 | 1 | 4 | F | VLS_Inline | 6 | 6 | 6 | 10 | BranchMin_6BranchMax_10 | 10 | 8 | 18 | HeaderMin_8HeaderMax_18 | 8 | INVALID
1124 | 174 | 60157-4P-125HP VLSC | VLSC_60157_4P_125HP | 2165.2718 | 2165.2718 | 6495.8155 | 3 | 1 | 4 | F | VLS_Inline | 6 | 6 | 6 | 10 | BranchMin_6BranchMax_10 | 10 | 8 | 18 | HeaderMin_8HeaderMax_18 | 10 | INVALID
1124 | 174 | 60157-4P-125HP VLSC | VLSC_60157_4P_125HP | 2165.2718 | 2165.2718 | 6495.8155 | 3 | 1 | 4 | F | VLS_Inline | 6 | 6 | 6 | 10 | BranchMin_6BranchMax_10 | 10 | 8 | 18 | HeaderMin_8HeaderMax_18 | 12
1124 | 174 | 60157-4P-125HP VLSC | VLSC_60157_4P_125HP | 2165.2718 | 2165.2718 | 6495.8155 | 3 | 1 | 4 | F | VLS_Inline | 6 | 6 | 6 | 10 | BranchMin_6BranchMax_10 | 10 | 8 | 18 | HeaderMin_8HeaderMax_18 | 14
1124 | 174 | 60157-4P-125HP VLSC | VLSC_60157_4P_125HP | 2165.2718 | 2165.2718 | 6495.8155 | 3 | 1 | 4 | F | VLS_Inline | 6 | 6 | 6 | 10 | BranchMin_6BranchMax_10 | 10 | 8 | 18 | HeaderMin_8HeaderMax_18 | 16
1124 | 174 | 60157-4P-125HP VLSC | VLSC_60157_4P_125HP | 2165.2718 | 2165.2718 | 6495.8155 | 3 | 1 | 4 | F | VLS_Inline | 6 | 6 | 6 | 10 | BranchMin_6BranchMax_10 | 10 | 8 | 18 | HeaderMin_8HeaderMax_18 | 18
1125 | 175 | 80951-4P-20HP VLSC | VLSC_80951_4P_20HP | 1914.1469 | 1914.1469 | 5742.4408 | 3 | 1 | 4 | F | VLS_Inline | 8 | 8 | 8 | 10 | BranchMin_8BranchMax_10 | 8 | 10 | 18 | HeaderMin_10HeaderMax_18 | 10
1125 | 175 | 80951-4P-20HP VLSC | VLSC_80951_4P_20HP | 1914.1469 | 1914.1469 | 5742.4408 | 3 | 1 | 4 | F | VLS_Inline | 8 | 8 | 8 | 10 | BranchMin_8BranchMax_10 | 8 | 10 | 18 | HeaderMin_10HeaderMax_18 | 12
1125 | 175 | 80951-4P-20HP VLSC | VLSC_80951_4P_20HP | 1914.1469 | 1914.1469 | 5742.4408 | 3 | 1 | 4 | F | VLS_Inline | 8 | 8 | 8 | 10 | BranchMin_8BranchMax_10 | 8 | 10 | 18 | HeaderMin_10HeaderMax_18 | 14
1125 | 175 | 80951-4P-20HP VLSC | VLSC_80951_4P_20HP | 1914.1469 | 1914.1469 | 5742.4408 | 3 | 1 | 4 | F | VLS_Inline | 8 | 8 | 8 | 10 | BranchMin_8BranchMax_10 | 8 | 10 | 18 | HeaderMin_10HeaderMax_18 | 16
1125 | 175 | 80951-4P-20HP VLSC | VLSC_80951_4P_20HP | 1914.1469 | 1914.1469 | 5742.4408 | 3 | 1 | 4 | F | VLS_Inline | 8 | 8 | 8 | 10 | BranchMin_8BranchMax_10 | 8 | 10 | 18 | HeaderMin_10HeaderMax_18 | 18
1125 | 175 | 80951-4P-20HP VLSC | VLSC_80951_4P_20HP | 1914.1469 | 1914.1469 | 5742.4408 | 3 | 1 | 4 | F | VLS_Inline | 8 | 8 | 8 | 10 | BranchMin_8BranchMax_10 | 10 | 10 | 18 | HeaderMin_10HeaderMax_18 | 10 | INVALID
1125 | 175 | 80951-4P-20HP VLSC | VLSC_80951_4P_20HP | 1914.1469 | 1914.1469 | 5742.4408 | 3 | 1 | 4 | F | VLS_Inline | 8 | 8 | 8 | 10 | BranchMin_8BranchMax_10 | 10 | 10 | 18 | HeaderMin_10HeaderMax_18 | 12
1125 | 175 | 80951-4P-20HP VLSC | VLSC_80951_4P_20HP | 1914.1469 | 1914.1469 | 5742.4408 | 3 | 1 | 4 | F | VLS_Inline | 8 | 8 | 8 | 10 | BranchMin_8BranchMax_10 | 10 | 10 | 18 | HeaderMin_10HeaderMax_18 | 14
1125 | 175 | 80951-4P-20HP VLSC | VLSC_80951_4P_20HP | 1914.1469 | 1914.1469 | 5742.4408 | 3 | 1 | 4 | F | VLS_Inline | 8 | 8 | 8 | 10 | BranchMin_8BranchMax_10 | 10 | 10 | 18 | HeaderMin_10HeaderMax_18 | 16
1125 | 175 | 80951-4P-20HP VLSC | VLSC_80951_4P_20HP | 1914.1469 | 1914.1469 | 5742.4408 | 3 | 1 | 4 | F | VLS_Inline | 8 | 8 | 8 | 10 | BranchMin_8BranchMax_10 | 10 | 10 | 18 | HeaderMin_10HeaderMax_18 | 18
1126 | 176 | 80951-4P-25HP VLSC | VLSC_80951_4P_25HP | 2017.9874 | 2017.9874 | 6053.9622 | 3 | 1 | 4 | F | VLS_Inline | 8 | 8 | 8 | 10 | BranchMin_8BranchMax_10 | 8 | 10 | 18 | HeaderMin_10HeaderMax_18 | 10
1126 | 176 | 80951-4P-25HP VLSC | VLSC_80951_4P_25HP | 2017.9874 | 2017.9874 | 6053.9622 | 3 | 1 | 4 | F | VLS_Inline | 8 | 8 | 8 | 10 | BranchMin_8BranchMax_10 | 8 | 10 | 18 | HeaderMin_10HeaderMax_18 | 12
1126 | 176 | 80951-4P-25HP VLSC | VLSC_80951_4P_25HP | 2017.9874 | 2017.9874 | 6053.9622 | 3 | 1 | 4 | F | VLS_Inline | 8 | 8 | 8 | 10 | BranchMin_8BranchMax_10 | 8 | 10 | 18 | HeaderMin_10HeaderMax_18 | 14
1126 | 176 | 80951-4P-25HP VLSC | VLSC_80951_4P_25HP | 2017.9874 | 2017.9874 | 6053.9622 | 3 | 1 | 4 | F | VLS_Inline | 8 | 8 | 8 | 10 | BranchMin_8BranchMax_10 | 8 | 10 | 18 | HeaderMin_10HeaderMax_18 | 16
1126 | 176 | 80951-4P-25HP VLSC | VLSC_80951_4P_25HP | 2017.9874 | 2017.9874 | 6053.9622 | 3 | 1 | 4 | F | VLS_Inline | 8 | 8 | 8 | 10 | BranchMin_8BranchMax_10 | 8 | 10 | 18 | HeaderMin_10HeaderMax_18 | 18
1126 | 176 | 80951-4P-25HP VLSC | VLSC_80951_4P_25HP | 2017.9874 | 2017.9874 | 6053.9622 | 3 | 1 | 4 | F | VLS_Inline | 8 | 8 | 8 | 10 | BranchMin_8BranchMax_10 | 10 | 10 | 18 | HeaderMin_10HeaderMax_18 | 10 | INVALID
1126 | 176 | 80951-4P-25HP VLSC | VLSC_80951_4P_25HP | 2017.9874 | 2017.9874 | 6053.9622 | 3 | 1 | 4 | F | VLS_Inline | 8 | 8 | 8 | 10 | BranchMin_8BranchMax_10 | 10 | 10 | 18 | HeaderMin_10HeaderMax_18 | 12
1126 | 176 | 80951-4P-25HP VLSC | VLSC_80951_4P_25HP | 2017.9874 | 2017.9874 | 6053.9622 | 3 | 1 | 4 | F | VLS_Inline | 8 | 8 | 8 | 10 | BranchMin_8BranchMax_10 | 10 | 10 | 18 | HeaderMin_10HeaderMax_18 | 14
1126 | 176 | 80951-4P-25HP VLSC | VLSC_80951_4P_25HP | 2017.9874 | 2017.9874 | 6053.9622 | 3 | 1 | 4 | F | VLS_Inline | 8 | 8 | 8 | 10 | BranchMin_8BranchMax_10 | 10 | 10 | 18 | HeaderMin_10HeaderMax_18 | 16
1126 | 176 | 80951-4P-25HP VLSC | VLSC_80951_4P_25HP | 2017.9874 | 2017.9874 | 6053.9622 | 3 | 1 | 4 | F | VLS_Inline | 8 | 8 | 8 | 10 | BranchMin_8BranchMax_10 | 10 | 10 | 18 | HeaderMin_10HeaderMax_18 | 18
1127 | 177 | 80951-4P-30HP VLSC | VLSC_80951_4P_30HP | 2141.5995 | 2141.5995 | 6424.7985 | 3 | 1 | 4 | F | VLS_Inline | 8 | 8 | 8 | 10 | BranchMin_8BranchMax_10 | 8 | 10 | 18 | HeaderMin_10HeaderMax_18 | 10
1127 | 177 | 80951-4P-30HP VLSC | VLSC_80951_4P_30HP | 2141.5995 | 2141.5995 | 6424.7985 | 3 | 1 | 4 | F | VLS_Inline | 8 | 8 | 8 | 10 | BranchMin_8BranchMax_10 | 8 | 10 | 18 | HeaderMin_10HeaderMax_18 | 12
1127 | 177 | 80951-4P-30HP VLSC | VLSC_80951_4P_30HP | 2141.5995 | 2141.5995 | 6424.7985 | 3 | 1 | 4 | F | VLS_Inline | 8 | 8 | 8 | 10 | BranchMin_8BranchMax_10 | 8 | 10 | 18 | HeaderMin_10HeaderMax_18 | 14
1127 | 177 | 80951-4P-30HP VLSC | VLSC_80951_4P_30HP | 2141.5995 | 2141.5995 | 6424.7985 | 3 | 1 | 4 | F | VLS_Inline | 8 | 8 | 8 | 10 | BranchMin_8BranchMax_10 | 8 | 10 | 18 | HeaderMin_10HeaderMax_18 | 16
1127 | 177 | 80951-4P-30HP VLSC | VLSC_80951_4P_30HP | 2141.5995 | 2141.5995 | 6424.7985 | 3 | 1 | 4 | F | VLS_Inline | 8 | 8 | 8 | 10 | BranchMin_8BranchMax_10 | 8 | 10 | 18 | HeaderMin_10HeaderMax_18 | 18
1127 | 177 | 80951-4P-30HP VLSC | VLSC_80951_4P_30HP | 2141.5995 | 2141.5995 | 6424.7985 | 3 | 1 | 4 | F | VLS_Inline | 8 | 8 | 8 | 10 | BranchMin_8BranchMax_10 | 10 | 10 | 18 | HeaderMin_10HeaderMax_18 | 10 | INVALID
1127 | 177 | 80951-4P-30HP VLSC | VLSC_80951_4P_30HP | 2141.5995 | 2141.5995 | 6424.7985 | 3 | 1 | 4 | F | VLS_Inline | 8 | 8 | 8 | 10 | BranchMin_8BranchMax_10 | 10 | 10 | 18 | HeaderMin_10HeaderMax_18 | 12
1127 | 177 | 80951-4P-30HP VLSC | VLSC_80951_4P_30HP | 2141.5995 | 2141.5995 | 6424.7985 | 3 | 1 | 4 | F | VLS_Inline | 8 | 8 | 8 | 10 | BranchMin_8BranchMax_10 | 10 | 10 | 18 | HeaderMin_10HeaderMax_18 | 14
1127 | 177 | 80951-4P-30HP VLSC | VLSC_80951_4P_30HP | 2141.5995 | 2141.5995 | 6424.7985 | 3 | 1 | 4 | F | VLS_Inline | 8 | 8 | 8 | 10 | BranchMin_8BranchMax_10 | 10 | 10 | 18 | HeaderMin_10HeaderMax_18 | 16
1127 | 177 | 80951-4P-30HP VLSC | VLSC_80951_4P_30HP | 2141.5995 | 2141.5995 | 6424.7985 | 3 | 1 | 4 | F | VLS_Inline | 8 | 8 | 8 | 10 | BranchMin_8BranchMax_10 | 10 | 10 | 18 | HeaderMin_10HeaderMax_18 | 18
1128 | 178 | 80951-4P-40HP VLSC | VLSC_80951_4P_40HP | 2290.5785 | 2290.5785 | 6871.7355 | 3 | 1 | 4 | F | VLS_Inline | 8 | 8 | 8 | 10 | BranchMin_8BranchMax_10 | 8 | 10 | 18 | HeaderMin_10HeaderMax_18 | 10
1128 | 178 | 80951-4P-40HP VLSC | VLSC_80951_4P_40HP | 2290.5785 | 2290.5785 | 6871.7355 | 3 | 1 | 4 | F | VLS_Inline | 8 | 8 | 8 | 10 | BranchMin_8BranchMax_10 | 8 | 10 | 18 | HeaderMin_10HeaderMax_18 | 12
1128 | 178 | 80951-4P-40HP VLSC | VLSC_80951_4P_40HP | 2290.5785 | 2290.5785 | 6871.7355 | 3 | 1 | 4 | F | VLS_Inline | 8 | 8 | 8 | 10 | BranchMin_8BranchMax_10 | 8 | 10 | 18 | HeaderMin_10HeaderMax_18 | 14
1128 | 178 | 80951-4P-40HP VLSC | VLSC_80951_4P_40HP | 2290.5785 | 2290.5785 | 6871.7355 | 3 | 1 | 4 | F | VLS_Inline | 8 | 8 | 8 | 10 | BranchMin_8BranchMax_10 | 8 | 10 | 18 | HeaderMin_10HeaderMax_18 | 16
1128 | 178 | 80951-4P-40HP VLSC | VLSC_80951_4P_40HP | 2290.5785 | 2290.5785 | 6871.7355 | 3 | 1 | 4 | F | VLS_Inline | 8 | 8 | 8 | 10 | BranchMin_8BranchMax_10 | 8 | 10 | 18 | HeaderMin_10HeaderMax_18 | 18
1128 | 178 | 80951-4P-40HP VLSC | VLSC_80951_4P_40HP | 2290.5785 | 2290.5785 | 6871.7355 | 3 | 1 | 4 | F | VLS_Inline | 8 | 8 | 8 | 10 | BranchMin_8BranchMax_10 | 10 | 10 | 18 | HeaderMin_10HeaderMax_18 | 10 | INVALID
1128 | 178 | 80951-4P-40HP VLSC | VLSC_80951_4P_40HP | 2290.5785 | 2290.5785 | 6871.7355 | 3 | 1 | 4 | F | VLS_Inline | 8 | 8 | 8 | 10 | BranchMin_8BranchMax_10 | 10 | 10 | 18 | HeaderMin_10HeaderMax_18 | 12
1128 | 178 | 80951-4P-40HP VLSC | VLSC_80951_4P_40HP | 2290.5785 | 2290.5785 | 6871.7355 | 3 | 1 | 4 | F | VLS_Inline | 8 | 8 | 8 | 10 | BranchMin_8BranchMax_10 | 10 | 10 | 18 | HeaderMin_10HeaderMax_18 | 14
1128 | 178 | 80951-4P-40HP VLSC | VLSC_80951_4P_40HP | 2290.5785 | 2290.5785 | 6871.7355 | 3 | 1 | 4 | F | VLS_Inline | 8 | 8 | 8 | 10 | BranchMin_8BranchMax_10 | 10 | 10 | 18 | HeaderMin_10HeaderMax_18 | 16
1128 | 178 | 80951-4P-40HP VLSC | VLSC_80951_4P_40HP | 2290.5785 | 2290.5785 | 6871.7355 | 3 | 1 | 4 | F | VLS_Inline | 8 | 8 | 8 | 10 | BranchMin_8BranchMax_10 | 10 | 10 | 18 | HeaderMin_10HeaderMax_18 | 18
1129 | 179 | 80123-4P-25HP VLSC | VLSC_80123_4P_25HP | 1727.4951 | 1727.4951 | 5182.4854 | 3 | 1 | 4 | F | VLS_Inline | 8 | 8 | 8 | 10 | BranchMin_8BranchMax_10 | 8 | 10 | 16 | HeaderMin_10HeaderMax_16 | 10
1129 | 179 | 80123-4P-25HP VLSC | VLSC_80123_4P_25HP | 1727.4951 | 1727.4951 | 5182.4854 | 3 | 1 | 4 | F | VLS_Inline | 8 | 8 | 8 | 10 | BranchMin_8BranchMax_10 | 8 | 10 | 16 | HeaderMin_10HeaderMax_16 | 12
1129 | 179 | 80123-4P-25HP VLSC | VLSC_80123_4P_25HP | 1727.4951 | 1727.4951 | 5182.4854 | 3 | 1 | 4 | F | VLS_Inline | 8 | 8 | 8 | 10 | BranchMin_8BranchMax_10 | 8 | 10 | 16 | HeaderMin_10HeaderMax_16 | 14
1129 | 179 | 80123-4P-25HP VLSC | VLSC_80123_4P_25HP | 1727.4951 | 1727.4951 | 5182.4854 | 3 | 1 | 4 | F | VLS_Inline | 8 | 8 | 8 | 10 | BranchMin_8BranchMax_10 | 8 | 10 | 16 | HeaderMin_10HeaderMax_16 | 16
1129 | 179 | 80123-4P-25HP VLSC | VLSC_80123_4P_25HP | 1727.4951 | 1727.4951 | 5182.4854 | 3 | 1 | 4 | F | VLS_Inline | 8 | 8 | 8 | 10 | BranchMin_8BranchMax_10 | 10 | 10 | 16 | HeaderMin_10HeaderMax_16 | 10 | INVALID
1129 | 179 | 80123-4P-25HP VLSC | VLSC_80123_4P_25HP | 1727.4951 | 1727.4951 | 5182.4854 | 3 | 1 | 4 | F | VLS_Inline | 8 | 8 | 8 | 10 | BranchMin_8BranchMax_10 | 10 | 10 | 16 | HeaderMin_10HeaderMax_16 | 12
1129 | 179 | 80123-4P-25HP VLSC | VLSC_80123_4P_25HP | 1727.4951 | 1727.4951 | 5182.4854 | 3 | 1 | 4 | F | VLS_Inline | 8 | 8 | 8 | 10 | BranchMin_8BranchMax_10 | 10 | 10 | 16 | HeaderMin_10HeaderMax_16 | 14
1129 | 179 | 80123-4P-25HP VLSC | VLSC_80123_4P_25HP | 1727.4951 | 1727.4951 | 5182.4854 | 3 | 1 | 4 | F | VLS_Inline | 8 | 8 | 8 | 10 | BranchMin_8BranchMax_10 | 10 | 10 | 16 | HeaderMin_10HeaderMax_16 | 16
1130 | 180 | 80123-4P-30HP VLSC | VLSC_80123_4P_30HP | 1826.6982 | 1826.6982 | 5480.0947 | 3 | 1 | 4 | F | VLS_Inline | 8 | 8 | 8 | 10 | BranchMin_8BranchMax_10 | 8 | 10 | 16 | HeaderMin_10HeaderMax_16 | 10
1130 | 180 | 80123-4P-30HP VLSC | VLSC_80123_4P_30HP | 1826.6982 | 1826.6982 | 5480.0947 | 3 | 1 | 4 | F | VLS_Inline | 8 | 8 | 8 | 10 | BranchMin_8BranchMax_10 | 8 | 10 | 16 | HeaderMin_10HeaderMax_16 | 12
1130 | 180 | 80123-4P-30HP VLSC | VLSC_80123_4P_30HP | 1826.6982 | 1826.6982 | 5480.0947 | 3 | 1 | 4 | F | VLS_Inline | 8 | 8 | 8 | 10 | BranchMin_8BranchMax_10 | 8 | 10 | 16 | HeaderMin_10HeaderMax_16 | 14
1130 | 180 | 80123-4P-30HP VLSC | VLSC_80123_4P_30HP | 1826.6982 | 1826.6982 | 5480.0947 | 3 | 1 | 4 | F | VLS_Inline | 8 | 8 | 8 | 10 | BranchMin_8BranchMax_10 | 8 | 10 | 16 | HeaderMin_10HeaderMax_16 | 16
1130 | 180 | 80123-4P-30HP VLSC | VLSC_80123_4P_30HP | 1826.6982 | 1826.6982 | 5480.0947 | 3 | 1 | 4 | F | VLS_Inline | 8 | 8 | 8 | 10 | BranchMin_8BranchMax_10 | 10 | 10 | 16 | HeaderMin_10HeaderMax_16 | 10 | INVALID
1130 | 180 | 80123-4P-30HP VLSC | VLSC_80123_4P_30HP | 1826.6982 | 1826.6982 | 5480.0947 | 3 | 1 | 4 | F | VLS_Inline | 8 | 8 | 8 | 10 | BranchMin_8BranchMax_10 | 10 | 10 | 16 | HeaderMin_10HeaderMax_16 | 12
1130 | 180 | 80123-4P-30HP VLSC | VLSC_80123_4P_30HP | 1826.6982 | 1826.6982 | 5480.0947 | 3 | 1 | 4 | F | VLS_Inline | 8 | 8 | 8 | 10 | BranchMin_8BranchMax_10 | 10 | 10 | 16 | HeaderMin_10HeaderMax_16 | 14
1130 | 180 | 80123-4P-30HP VLSC | VLSC_80123_4P_30HP | 1826.6982 | 1826.6982 | 5480.0947 | 3 | 1 | 4 | F | VLS_Inline | 8 | 8 | 8 | 10 | BranchMin_8BranchMax_10 | 10 | 10 | 16 | HeaderMin_10HeaderMax_16 | 16
1131 | 181 | 80123-4P-40HP VLSC | VLSC_80123_4P_40HP | 2003.3556 | 2003.3556 | 6010.0669 | 3 | 1 | 4 | F | VLS_Inline | 8 | 8 | 8 | 10 | BranchMin_8BranchMax_10 | 8 | 10 | 18 | HeaderMin_10HeaderMax_18 | 10
1131 | 181 | 80123-4P-40HP VLSC | VLSC_80123_4P_40HP | 2003.3556 | 2003.3556 | 6010.0669 | 3 | 1 | 4 | F | VLS_Inline | 8 | 8 | 8 | 10 | BranchMin_8BranchMax_10 | 8 | 10 | 18 | HeaderMin_10HeaderMax_18 | 12
1131 | 181 | 80123-4P-40HP VLSC | VLSC_80123_4P_40HP | 2003.3556 | 2003.3556 | 6010.0669 | 3 | 1 | 4 | F | VLS_Inline | 8 | 8 | 8 | 10 | BranchMin_8BranchMax_10 | 8 | 10 | 18 | HeaderMin_10HeaderMax_18 | 14
1131 | 181 | 80123-4P-40HP VLSC | VLSC_80123_4P_40HP | 2003.3556 | 2003.3556 | 6010.0669 | 3 | 1 | 4 | F | VLS_Inline | 8 | 8 | 8 | 10 | BranchMin_8BranchMax_10 | 8 | 10 | 18 | HeaderMin_10HeaderMax_18 | 16
1131 | 181 | 80123-4P-40HP VLSC | VLSC_80123_4P_40HP | 2003.3556 | 2003.3556 | 6010.0669 | 3 | 1 | 4 | F | VLS_Inline | 8 | 8 | 8 | 10 | BranchMin_8BranchMax_10 | 8 | 10 | 18 | HeaderMin_10HeaderMax_18 | 18
1131 | 181 | 80123-4P-40HP VLSC | VLSC_80123_4P_40HP | 2003.3556 | 2003.3556 | 6010.0669 | 3 | 1 | 4 | F | VLS_Inline | 8 | 8 | 8 | 10 | BranchMin_8BranchMax_10 | 10 | 10 | 18 | HeaderMin_10HeaderMax_18 | 10 | INVALID
1131 | 181 | 80123-4P-40HP VLSC | VLSC_80123_4P_40HP | 2003.3556 | 2003.3556 | 6010.0669 | 3 | 1 | 4 | F | VLS_Inline | 8 | 8 | 8 | 10 | BranchMin_8BranchMax_10 | 10 | 10 | 18 | HeaderMin_10HeaderMax_18 | 12
1131 | 181 | 80123-4P-40HP VLSC | VLSC_80123_4P_40HP | 2003.3556 | 2003.3556 | 6010.0669 | 3 | 1 | 4 | F | VLS_Inline | 8 | 8 | 8 | 10 | BranchMin_8BranchMax_10 | 10 | 10 | 18 | HeaderMin_10HeaderMax_18 | 14
1131 | 181 | 80123-4P-40HP VLSC | VLSC_80123_4P_40HP | 2003.3556 | 2003.3556 | 6010.0669 | 3 | 1 | 4 | F | VLS_Inline | 8 | 8 | 8 | 10 | BranchMin_8BranchMax_10 | 10 | 10 | 18 | HeaderMin_10HeaderMax_18 | 16
1131 | 181 | 80123-4P-40HP VLSC | VLSC_80123_4P_40HP | 2003.3556 | 2003.3556 | 6010.0669 | 3 | 1 | 4 | F | VLS_Inline | 8 | 8 | 8 | 10 | BranchMin_8BranchMax_10 | 10 | 10 | 18 | HeaderMin_10HeaderMax_18 | 18
1132 | 182 | 80123-4P-50HP VLSC | VLSC_80123_4P_50HP | 2187.1986 | 2187.1986 | 6561.5959 | 3 | 1 | 4 | F | VLS_Inline | 8 | 8 | 8 | 10 | BranchMin_8BranchMax_10 | 8 | 10 | 18 | HeaderMin_10HeaderMax_18 | 10
1132 | 182 | 80123-4P-50HP VLSC | VLSC_80123_4P_50HP | 2187.1986 | 2187.1986 | 6561.5959 | 3 | 1 | 4 | F | VLS_Inline | 8 | 8 | 8 | 10 | BranchMin_8BranchMax_10 | 8 | 10 | 18 | HeaderMin_10HeaderMax_18 | 12
1132 | 182 | 80123-4P-50HP VLSC | VLSC_80123_4P_50HP | 2187.1986 | 2187.1986 | 6561.5959 | 3 | 1 | 4 | F | VLS_Inline | 8 | 8 | 8 | 10 | BranchMin_8BranchMax_10 | 8 | 10 | 18 | HeaderMin_10HeaderMax_18 | 14
1132 | 182 | 80123-4P-50HP VLSC | VLSC_80123_4P_50HP | 2187.1986 | 2187.1986 | 6561.5959 | 3 | 1 | 4 | F | VLS_Inline | 8 | 8 | 8 | 10 | BranchMin_8BranchMax_10 | 8 | 10 | 18 | HeaderMin_10HeaderMax_18 | 16
1132 | 182 | 80123-4P-50HP VLSC | VLSC_80123_4P_50HP | 2187.1986 | 2187.1986 | 6561.5959 | 3 | 1 | 4 | F | VLS_Inline | 8 | 8 | 8 | 10 | BranchMin_8BranchMax_10 | 8 | 10 | 18 | HeaderMin_10HeaderMax_18 | 18
1132 | 182 | 80123-4P-50HP VLSC | VLSC_80123_4P_50HP | 2187.1986 | 2187.1986 | 6561.5959 | 3 | 1 | 4 | F | VLS_Inline | 8 | 8 | 8 | 10 | BranchMin_8BranchMax_10 | 10 | 10 | 18 | HeaderMin_10HeaderMax_18 | 10 | INVALID
1132 | 182 | 80123-4P-50HP VLSC | VLSC_80123_4P_50HP | 2187.1986 | 2187.1986 | 6561.5959 | 3 | 1 | 4 | F | VLS_Inline | 8 | 8 | 8 | 10 | BranchMin_8BranchMax_10 | 10 | 10 | 18 | HeaderMin_10HeaderMax_18 | 12
1132 | 182 | 80123-4P-50HP VLSC | VLSC_80123_4P_50HP | 2187.1986 | 2187.1986 | 6561.5959 | 3 | 1 | 4 | F | VLS_Inline | 8 | 8 | 8 | 10 | BranchMin_8BranchMax_10 | 10 | 10 | 18 | HeaderMin_10HeaderMax_18 | 14
1132 | 182 | 80123-4P-50HP VLSC | VLSC_80123_4P_50HP | 2187.1986 | 2187.1986 | 6561.5959 | 3 | 1 | 4 | F | VLS_Inline | 8 | 8 | 8 | 10 | BranchMin_8BranchMax_10 | 10 | 10 | 18 | HeaderMin_10HeaderMax_18 | 16
1132 | 182 | 80123-4P-50HP VLSC | VLSC_80123_4P_50HP | 2187.1986 | 2187.1986 | 6561.5959 | 3 | 1 | 4 | F | VLS_Inline | 8 | 8 | 8 | 10 | BranchMin_8BranchMax_10 | 10 | 10 | 18 | HeaderMin_10HeaderMax_18 | 18
1133 | 183 | 80123-4P-60HP VLSC | VLSC_80123_4P_60HP | 2293.6739 | 2293.6739 | 6881.0216 | 3 | 1 | 4 | F | VLS_Inline | 8 | 8 | 8 | 10 | BranchMin_8BranchMax_10 | 8 | 10 | 18 | HeaderMin_10HeaderMax_18 | 10
1133 | 183 | 80123-4P-60HP VLSC | VLSC_80123_4P_60HP | 2293.6739 | 2293.6739 | 6881.0216 | 3 | 1 | 4 | F | VLS_Inline | 8 | 8 | 8 | 10 | BranchMin_8BranchMax_10 | 8 | 10 | 18 | HeaderMin_10HeaderMax_18 | 12
1133 | 183 | 80123-4P-60HP VLSC | VLSC_80123_4P_60HP | 2293.6739 | 2293.6739 | 6881.0216 | 3 | 1 | 4 | F | VLS_Inline | 8 | 8 | 8 | 10 | BranchMin_8BranchMax_10 | 8 | 10 | 18 | HeaderMin_10HeaderMax_18 | 14
1133 | 183 | 80123-4P-60HP VLSC | VLSC_80123_4P_60HP | 2293.6739 | 2293.6739 | 6881.0216 | 3 | 1 | 4 | F | VLS_Inline | 8 | 8 | 8 | 10 | BranchMin_8BranchMax_10 | 8 | 10 | 18 | HeaderMin_10HeaderMax_18 | 16
1133 | 183 | 80123-4P-60HP VLSC | VLSC_80123_4P_60HP | 2293.6739 | 2293.6739 | 6881.0216 | 3 | 1 | 4 | F | VLS_Inline | 8 | 8 | 8 | 10 | BranchMin_8BranchMax_10 | 8 | 10 | 18 | HeaderMin_10HeaderMax_18 | 18
1133 | 183 | 80123-4P-60HP VLSC | VLSC_80123_4P_60HP | 2293.6739 | 2293.6739 | 6881.0216 | 3 | 1 | 4 | F | VLS_Inline | 8 | 8 | 8 | 10 | BranchMin_8BranchMax_10 | 10 | 10 | 18 | HeaderMin_10HeaderMax_18 | 10 | INVALID
1133 | 183 | 80123-4P-60HP VLSC | VLSC_80123_4P_60HP | 2293.6739 | 2293.6739 | 6881.0216 | 3 | 1 | 4 | F | VLS_Inline | 8 | 8 | 8 | 10 | BranchMin_8BranchMax_10 | 10 | 10 | 18 | HeaderMin_10HeaderMax_18 | 12
1133 | 183 | 80123-4P-60HP VLSC | VLSC_80123_4P_60HP | 2293.6739 | 2293.6739 | 6881.0216 | 3 | 1 | 4 | F | VLS_Inline | 8 | 8 | 8 | 10 | BranchMin_8BranchMax_10 | 10 | 10 | 18 | HeaderMin_10HeaderMax_18 | 14
1133 | 183 | 80123-4P-60HP VLSC | VLSC_80123_4P_60HP | 2293.6739 | 2293.6739 | 6881.0216 | 3 | 1 | 4 | F | VLS_Inline | 8 | 8 | 8 | 10 | BranchMin_8BranchMax_10 | 10 | 10 | 18 | HeaderMin_10HeaderMax_18 | 16
1133 | 183 | 80123-4P-60HP VLSC | VLSC_80123_4P_60HP | 2293.6739 | 2293.6739 | 6881.0216 | 3 | 1 | 4 | F | VLS_Inline | 8 | 8 | 8 | 10 | BranchMin_8BranchMax_10 | 10 | 10 | 18 | HeaderMin_10HeaderMax_18 | 18
1134 | 184 | 80123-4P-75HP VLSC | VLSC_80123_4P_75HP | 2422.2984 | 2422.2984 | 7266.8952 | 3 | 1 | 4 | F | VLS_Inline | 8 | 8 | 8 | 10 | BranchMin_8BranchMax_10 | 8 | 10 | 20 | HeaderMin_10HeaderMax_20 | 10
1134 | 184 | 80123-4P-75HP VLSC | VLSC_80123_4P_75HP | 2422.2984 | 2422.2984 | 7266.8952 | 3 | 1 | 4 | F | VLS_Inline | 8 | 8 | 8 | 10 | BranchMin_8BranchMax_10 | 8 | 10 | 20 | HeaderMin_10HeaderMax_20 | 12
1134 | 184 | 80123-4P-75HP VLSC | VLSC_80123_4P_75HP | 2422.2984 | 2422.2984 | 7266.8952 | 3 | 1 | 4 | F | VLS_Inline | 8 | 8 | 8 | 10 | BranchMin_8BranchMax_10 | 8 | 10 | 20 | HeaderMin_10HeaderMax_20 | 14
1134 | 184 | 80123-4P-75HP VLSC | VLSC_80123_4P_75HP | 2422.2984 | 2422.2984 | 7266.8952 | 3 | 1 | 4 | F | VLS_Inline | 8 | 8 | 8 | 10 | BranchMin_8BranchMax_10 | 8 | 10 | 20 | HeaderMin_10HeaderMax_20 | 16
1134 | 184 | 80123-4P-75HP VLSC | VLSC_80123_4P_75HP | 2422.2984 | 2422.2984 | 7266.8952 | 3 | 1 | 4 | F | VLS_Inline | 8 | 8 | 8 | 10 | BranchMin_8BranchMax_10 | 8 | 10 | 20 | HeaderMin_10HeaderMax_20 | 18
1134 | 184 | 80123-4P-75HP VLSC | VLSC_80123_4P_75HP | 2422.2984 | 2422.2984 | 7266.8952 | 3 | 1 | 4 | F | VLS_Inline | 8 | 8 | 8 | 10 | BranchMin_8BranchMax_10 | 8 | 10 | 20 | HeaderMin_10HeaderMax_20 | 20
1134 | 184 | 80123-4P-75HP VLSC | VLSC_80123_4P_75HP | 2422.2984 | 2422.2984 | 7266.8952 | 3 | 1 | 4 | F | VLS_Inline | 8 | 8 | 8 | 10 | BranchMin_8BranchMax_10 | 10 | 10 | 20 | HeaderMin_10HeaderMax_20 | 10 | INVALID
1134 | 184 | 80123-4P-75HP VLSC | VLSC_80123_4P_75HP | 2422.2984 | 2422.2984 | 7266.8952 | 3 | 1 | 4 | F | VLS_Inline | 8 | 8 | 8 | 10 | BranchMin_8BranchMax_10 | 10 | 10 | 20 | HeaderMin_10HeaderMax_20 | 12
1134 | 184 | 80123-4P-75HP VLSC | VLSC_80123_4P_75HP | 2422.2984 | 2422.2984 | 7266.8952 | 3 | 1 | 4 | F | VLS_Inline | 8 | 8 | 8 | 10 | BranchMin_8BranchMax_10 | 10 | 10 | 20 | HeaderMin_10HeaderMax_20 | 14
1134 | 184 | 80123-4P-75HP VLSC | VLSC_80123_4P_75HP | 2422.2984 | 2422.2984 | 7266.8952 | 3 | 1 | 4 | F | VLS_Inline | 8 | 8 | 8 | 10 | BranchMin_8BranchMax_10 | 10 | 10 | 20 | HeaderMin_10HeaderMax_20 | 16
1134 | 184 | 80123-4P-75HP VLSC | VLSC_80123_4P_75HP | 2422.2984 | 2422.2984 | 7266.8952 | 3 | 1 | 4 | F | VLS_Inline | 8 | 8 | 8 | 10 | BranchMin_8BranchMax_10 | 10 | 10 | 20 | HeaderMin_10HeaderMax_20 | 18
1134 | 184 | 80123-4P-75HP VLSC | VLSC_80123_4P_75HP | 2422.2984 | 2422.2984 | 7266.8952 | 3 | 1 | 4 | F | VLS_Inline | 8 | 8 | 8 | 10 | BranchMin_8BranchMax_10 | 10 | 10 | 20 | HeaderMin_10HeaderMax_20 | 20
1135 | 185 | 80123-4P-100HP VLSC | VLSC_80123_4P_100HP | 2547.3614 | 2547.3614 | 7642.0842 | 3 | 1 | 4 | F | VLS_Inline | 8 | 8 | 8 | 12 | BranchMin_8BranchMax_12 | 8 | 10 | 20 | HeaderMin_10HeaderMax_20 | 10
1135 | 185 | 80123-4P-100HP VLSC | VLSC_80123_4P_100HP | 2547.3614 | 2547.3614 | 7642.0842 | 3 | 1 | 4 | F | VLS_Inline | 8 | 8 | 8 | 12 | BranchMin_8BranchMax_12 | 8 | 10 | 20 | HeaderMin_10HeaderMax_20 | 12
1135 | 185 | 80123-4P-100HP VLSC | VLSC_80123_4P_100HP | 2547.3614 | 2547.3614 | 7642.0842 | 3 | 1 | 4 | F | VLS_Inline | 8 | 8 | 8 | 12 | BranchMin_8BranchMax_12 | 8 | 10 | 20 | HeaderMin_10HeaderMax_20 | 14
1135 | 185 | 80123-4P-100HP VLSC | VLSC_80123_4P_100HP | 2547.3614 | 2547.3614 | 7642.0842 | 3 | 1 | 4 | F | VLS_Inline | 8 | 8 | 8 | 12 | BranchMin_8BranchMax_12 | 8 | 10 | 20 | HeaderMin_10HeaderMax_20 | 16
1135 | 185 | 80123-4P-100HP VLSC | VLSC_80123_4P_100HP | 2547.3614 | 2547.3614 | 7642.0842 | 3 | 1 | 4 | F | VLS_Inline | 8 | 8 | 8 | 12 | BranchMin_8BranchMax_12 | 8 | 10 | 20 | HeaderMin_10HeaderMax_20 | 18
1135 | 185 | 80123-4P-100HP VLSC | VLSC_80123_4P_100HP | 2547.3614 | 2547.3614 | 7642.0842 | 3 | 1 | 4 | F | VLS_Inline | 8 | 8 | 8 | 12 | BranchMin_8BranchMax_12 | 8 | 10 | 20 | HeaderMin_10HeaderMax_20 | 20
1135 | 185 | 80123-4P-100HP VLSC | VLSC_80123_4P_100HP | 2547.3614 | 2547.3614 | 7642.0842 | 3 | 1 | 4 | F | VLS_Inline | 8 | 8 | 8 | 12 | BranchMin_8BranchMax_12 | 10 | 10 | 20 | HeaderMin_10HeaderMax_20 | 10 | INVALID
1135 | 185 | 80123-4P-100HP VLSC | VLSC_80123_4P_100HP | 2547.3614 | 2547.3614 | 7642.0842 | 3 | 1 | 4 | F | VLS_Inline | 8 | 8 | 8 | 12 | BranchMin_8BranchMax_12 | 10 | 10 | 20 | HeaderMin_10HeaderMax_20 | 12
1135 | 185 | 80123-4P-100HP VLSC | VLSC_80123_4P_100HP | 2547.3614 | 2547.3614 | 7642.0842 | 3 | 1 | 4 | F | VLS_Inline | 8 | 8 | 8 | 12 | BranchMin_8BranchMax_12 | 10 | 10 | 20 | HeaderMin_10HeaderMax_20 | 14
1135 | 185 | 80123-4P-100HP VLSC | VLSC_80123_4P_100HP | 2547.3614 | 2547.3614 | 7642.0842 | 3 | 1 | 4 | F | VLS_Inline | 8 | 8 | 8 | 12 | BranchMin_8BranchMax_12 | 10 | 10 | 20 | HeaderMin_10HeaderMax_20 | 16
1135 | 185 | 80123-4P-100HP VLSC | VLSC_80123_4P_100HP | 2547.3614 | 2547.3614 | 7642.0842 | 3 | 1 | 4 | F | VLS_Inline | 8 | 8 | 8 | 12 | BranchMin_8BranchMax_12 | 10 | 10 | 20 | HeaderMin_10HeaderMax_20 | 18
1135 | 185 | 80123-4P-100HP VLSC | VLSC_80123_4P_100HP | 2547.3614 | 2547.3614 | 7642.0842 | 3 | 1 | 4 | F | VLS_Inline | 8 | 8 | 8 | 12 | BranchMin_8BranchMax_12 | 10 | 10 | 20 | HeaderMin_10HeaderMax_20 | 20
1135 | 185 | 80123-4P-100HP VLSC | VLSC_80123_4P_100HP | 2547.3614 | 2547.3614 | 7642.0842 | 3 | 1 | 4 | F | VLS_Inline | 8 | 8 | 8 | 12 | BranchMin_8BranchMax_12 | 12 | 10 | 20 | HeaderMin_10HeaderMax_20 | 10 | INVALID
1135 | 185 | 80123-4P-100HP VLSC | VLSC_80123_4P_100HP | 2547.3614 | 2547.3614 | 7642.0842 | 3 | 1 | 4 | F | VLS_Inline | 8 | 8 | 8 | 12 | BranchMin_8BranchMax_12 | 12 | 10 | 20 | HeaderMin_10HeaderMax_20 | 12 | INVALID
1135 | 185 | 80123-4P-100HP VLSC | VLSC_80123_4P_100HP | 2547.3614 | 2547.3614 | 7642.0842 | 3 | 1 | 4 | F | VLS_Inline | 8 | 8 | 8 | 12 | BranchMin_8BranchMax_12 | 12 | 10 | 20 | HeaderMin_10HeaderMax_20 | 14
1135 | 185 | 80123-4P-100HP VLSC | VLSC_80123_4P_100HP | 2547.3614 | 2547.3614 | 7642.0842 | 3 | 1 | 4 | F | VLS_Inline | 8 | 8 | 8 | 12 | BranchMin_8BranchMax_12 | 12 | 10 | 20 | HeaderMin_10HeaderMax_20 | 16
1135 | 185 | 80123-4P-100HP VLSC | VLSC_80123_4P_100HP | 2547.3614 | 2547.3614 | 7642.0842 | 3 | 1 | 4 | F | VLS_Inline | 8 | 8 | 8 | 12 | BranchMin_8BranchMax_12 | 12 | 10 | 20 | HeaderMin_10HeaderMax_20 | 18
1135 | 185 | 80123-4P-100HP VLSC | VLSC_80123_4P_100HP | 2547.3614 | 2547.3614 | 7642.0842 | 3 | 1 | 4 | F | VLS_Inline | 8 | 8 | 8 | 12 | BranchMin_8BranchMax_12 | 12 | 10 | 20 | HeaderMin_10HeaderMax_20 | 20
1136 | 186 | 80157-4P-100HP VLSC | VLSC_80157_4P_100HP | 2953.0528 | 2953.0528 | 8859.1584 | 3 | 1 | 4 | F | VLS_Inline | 8 | 8 | 8 | 12 | BranchMin_8BranchMax_12 | 8 | 10 | 24 | HeaderMin_10HeaderMax_24 | 10
1136 | 186 | 80157-4P-100HP VLSC | VLSC_80157_4P_100HP | 2953.0528 | 2953.0528 | 8859.1584 | 3 | 1 | 4 | F | VLS_Inline | 8 | 8 | 8 | 12 | BranchMin_8BranchMax_12 | 8 | 10 | 24 | HeaderMin_10HeaderMax_24 | 12
1136 | 186 | 80157-4P-100HP VLSC | VLSC_80157_4P_100HP | 2953.0528 | 2953.0528 | 8859.1584 | 3 | 1 | 4 | F | VLS_Inline | 8 | 8 | 8 | 12 | BranchMin_8BranchMax_12 | 8 | 10 | 24 | HeaderMin_10HeaderMax_24 | 14
1136 | 186 | 80157-4P-100HP VLSC | VLSC_80157_4P_100HP | 2953.0528 | 2953.0528 | 8859.1584 | 3 | 1 | 4 | F | VLS_Inline | 8 | 8 | 8 | 12 | BranchMin_8BranchMax_12 | 8 | 10 | 24 | HeaderMin_10HeaderMax_24 | 16
1136 | 186 | 80157-4P-100HP VLSC | VLSC_80157_4P_100HP | 2953.0528 | 2953.0528 | 8859.1584 | 3 | 1 | 4 | F | VLS_Inline | 8 | 8 | 8 | 12 | BranchMin_8BranchMax_12 | 8 | 10 | 24 | HeaderMin_10HeaderMax_24 | 18
1136 | 186 | 80157-4P-100HP VLSC | VLSC_80157_4P_100HP | 2953.0528 | 2953.0528 | 8859.1584 | 3 | 1 | 4 | F | VLS_Inline | 8 | 8 | 8 | 12 | BranchMin_8BranchMax_12 | 8 | 10 | 24 | HeaderMin_10HeaderMax_24 | 20
1136 | 186 | 80157-4P-100HP VLSC | VLSC_80157_4P_100HP | 2953.0528 | 2953.0528 | 8859.1584 | 3 | 1 | 4 | F | VLS_Inline | 8 | 8 | 8 | 12 | BranchMin_8BranchMax_12 | 8 | 10 | 24 | HeaderMin_10HeaderMax_24 | 24
1136 | 186 | 80157-4P-100HP VLSC | VLSC_80157_4P_100HP | 2953.0528 | 2953.0528 | 8859.1584 | 3 | 1 | 4 | F | VLS_Inline | 8 | 8 | 8 | 12 | BranchMin_8BranchMax_12 | 10 | 10 | 24 | HeaderMin_10HeaderMax_24 | 10 | INVALID
1136 | 186 | 80157-4P-100HP VLSC | VLSC_80157_4P_100HP | 2953.0528 | 2953.0528 | 8859.1584 | 3 | 1 | 4 | F | VLS_Inline | 8 | 8 | 8 | 12 | BranchMin_8BranchMax_12 | 10 | 10 | 24 | HeaderMin_10HeaderMax_24 | 12
1136 | 186 | 80157-4P-100HP VLSC | VLSC_80157_4P_100HP | 2953.0528 | 2953.0528 | 8859.1584 | 3 | 1 | 4 | F | VLS_Inline | 8 | 8 | 8 | 12 | BranchMin_8BranchMax_12 | 10 | 10 | 24 | HeaderMin_10HeaderMax_24 | 14
1136 | 186 | 80157-4P-100HP VLSC | VLSC_80157_4P_100HP | 2953.0528 | 2953.0528 | 8859.1584 | 3 | 1 | 4 | F | VLS_Inline | 8 | 8 | 8 | 12 | BranchMin_8BranchMax_12 | 10 | 10 | 24 | HeaderMin_10HeaderMax_24 | 16
1136 | 186 | 80157-4P-100HP VLSC | VLSC_80157_4P_100HP | 2953.0528 | 2953.0528 | 8859.1584 | 3 | 1 | 4 | F | VLS_Inline | 8 | 8 | 8 | 12 | BranchMin_8BranchMax_12 | 10 | 10 | 24 | HeaderMin_10HeaderMax_24 | 18
1136 | 186 | 80157-4P-100HP VLSC | VLSC_80157_4P_100HP | 2953.0528 | 2953.0528 | 8859.1584 | 3 | 1 | 4 | F | VLS_Inline | 8 | 8 | 8 | 12 | BranchMin_8BranchMax_12 | 10 | 10 | 24 | HeaderMin_10HeaderMax_24 | 20
1136 | 186 | 80157-4P-100HP VLSC | VLSC_80157_4P_100HP | 2953.0528 | 2953.0528 | 8859.1584 | 3 | 1 | 4 | F | VLS_Inline | 8 | 8 | 8 | 12 | BranchMin_8BranchMax_12 | 10 | 10 | 24 | HeaderMin_10HeaderMax_24 | 24
1136 | 186 | 80157-4P-100HP VLSC | VLSC_80157_4P_100HP | 2953.0528 | 2953.0528 | 8859.1584 | 3 | 1 | 4 | F | VLS_Inline | 8 | 8 | 8 | 12 | BranchMin_8BranchMax_12 | 12 | 10 | 24 | HeaderMin_10HeaderMax_24 | 10 | INVALID
1136 | 186 | 80157-4P-100HP VLSC | VLSC_80157_4P_100HP | 2953.0528 | 2953.0528 | 8859.1584 | 3 | 1 | 4 | F | VLS_Inline | 8 | 8 | 8 | 12 | BranchMin_8BranchMax_12 | 12 | 10 | 24 | HeaderMin_10HeaderMax_24 | 12 | INVALID
1136 | 186 | 80157-4P-100HP VLSC | VLSC_80157_4P_100HP | 2953.0528 | 2953.0528 | 8859.1584 | 3 | 1 | 4 | F | VLS_Inline | 8 | 8 | 8 | 12 | BranchMin_8BranchMax_12 | 12 | 10 | 24 | HeaderMin_10HeaderMax_24 | 14
1136 | 186 | 80157-4P-100HP VLSC | VLSC_80157_4P_100HP | 2953.0528 | 2953.0528 | 8859.1584 | 3 | 1 | 4 | F | VLS_Inline | 8 | 8 | 8 | 12 | BranchMin_8BranchMax_12 | 12 | 10 | 24 | HeaderMin_10HeaderMax_24 | 16
1136 | 186 | 80157-4P-100HP VLSC | VLSC_80157_4P_100HP | 2953.0528 | 2953.0528 | 8859.1584 | 3 | 1 | 4 | F | VLS_Inline | 8 | 8 | 8 | 12 | BranchMin_8BranchMax_12 | 12 | 10 | 24 | HeaderMin_10HeaderMax_24 | 18
1136 | 186 | 80157-4P-100HP VLSC | VLSC_80157_4P_100HP | 2953.0528 | 2953.0528 | 8859.1584 | 3 | 1 | 4 | F | VLS_Inline | 8 | 8 | 8 | 12 | BranchMin_8BranchMax_12 | 12 | 10 | 24 | HeaderMin_10HeaderMax_24 | 20
1136 | 186 | 80157-4P-100HP VLSC | VLSC_80157_4P_100HP | 2953.0528 | 2953.0528 | 8859.1584 | 3 | 1 | 4 | F | VLS_Inline | 8 | 8 | 8 | 12 | BranchMin_8BranchMax_12 | 12 | 10 | 24 | HeaderMin_10HeaderMax_24 | 24
1137 | 187 | 80157-4P-125HP VLSC | VLSC_80157_4P_125HP | 3220.9607 | 3220.9607 | 9662.8822 | 3 | 1 | 4 | F | VLS_Inline | 8 | 8 | 8 | 12 | BranchMin_8BranchMax_12 | 8 | 10 | 24 | HeaderMin_10HeaderMax_24 | 10
1137 | 187 | 80157-4P-125HP VLSC | VLSC_80157_4P_125HP | 3220.9607 | 3220.9607 | 9662.8822 | 3 | 1 | 4 | F | VLS_Inline | 8 | 8 | 8 | 12 | BranchMin_8BranchMax_12 | 8 | 10 | 24 | HeaderMin_10HeaderMax_24 | 12
1137 | 187 | 80157-4P-125HP VLSC | VLSC_80157_4P_125HP | 3220.9607 | 3220.9607 | 9662.8822 | 3 | 1 | 4 | F | VLS_Inline | 8 | 8 | 8 | 12 | BranchMin_8BranchMax_12 | 8 | 10 | 24 | HeaderMin_10HeaderMax_24 | 14
1137 | 187 | 80157-4P-125HP VLSC | VLSC_80157_4P_125HP | 3220.9607 | 3220.9607 | 9662.8822 | 3 | 1 | 4 | F | VLS_Inline | 8 | 8 | 8 | 12 | BranchMin_8BranchMax_12 | 8 | 10 | 24 | HeaderMin_10HeaderMax_24 | 16
1137 | 187 | 80157-4P-125HP VLSC | VLSC_80157_4P_125HP | 3220.9607 | 3220.9607 | 9662.8822 | 3 | 1 | 4 | F | VLS_Inline | 8 | 8 | 8 | 12 | BranchMin_8BranchMax_12 | 8 | 10 | 24 | HeaderMin_10HeaderMax_24 | 18
1137 | 187 | 80157-4P-125HP VLSC | VLSC_80157_4P_125HP | 3220.9607 | 3220.9607 | 9662.8822 | 3 | 1 | 4 | F | VLS_Inline | 8 | 8 | 8 | 12 | BranchMin_8BranchMax_12 | 8 | 10 | 24 | HeaderMin_10HeaderMax_24 | 20
1137 | 187 | 80157-4P-125HP VLSC | VLSC_80157_4P_125HP | 3220.9607 | 3220.9607 | 9662.8822 | 3 | 1 | 4 | F | VLS_Inline | 8 | 8 | 8 | 12 | BranchMin_8BranchMax_12 | 8 | 10 | 24 | HeaderMin_10HeaderMax_24 | 24
1137 | 187 | 80157-4P-125HP VLSC | VLSC_80157_4P_125HP | 3220.9607 | 3220.9607 | 9662.8822 | 3 | 1 | 4 | F | VLS_Inline | 8 | 8 | 8 | 12 | BranchMin_8BranchMax_12 | 10 | 10 | 24 | HeaderMin_10HeaderMax_24 | 10 | INVALID
1137 | 187 | 80157-4P-125HP VLSC | VLSC_80157_4P_125HP | 3220.9607 | 3220.9607 | 9662.8822 | 3 | 1 | 4 | F | VLS_Inline | 8 | 8 | 8 | 12 | BranchMin_8BranchMax_12 | 10 | 10 | 24 | HeaderMin_10HeaderMax_24 | 12
1137 | 187 | 80157-4P-125HP VLSC | VLSC_80157_4P_125HP | 3220.9607 | 3220.9607 | 9662.8822 | 3 | 1 | 4 | F | VLS_Inline | 8 | 8 | 8 | 12 | BranchMin_8BranchMax_12 | 10 | 10 | 24 | HeaderMin_10HeaderMax_24 | 14
1137 | 187 | 80157-4P-125HP VLSC | VLSC_80157_4P_125HP | 3220.9607 | 3220.9607 | 9662.8822 | 3 | 1 | 4 | F | VLS_Inline | 8 | 8 | 8 | 12 | BranchMin_8BranchMax_12 | 10 | 10 | 24 | HeaderMin_10HeaderMax_24 | 16
1137 | 187 | 80157-4P-125HP VLSC | VLSC_80157_4P_125HP | 3220.9607 | 3220.9607 | 9662.8822 | 3 | 1 | 4 | F | VLS_Inline | 8 | 8 | 8 | 12 | BranchMin_8BranchMax_12 | 10 | 10 | 24 | HeaderMin_10HeaderMax_24 | 18
1137 | 187 | 80157-4P-125HP VLSC | VLSC_80157_4P_125HP | 3220.9607 | 3220.9607 | 9662.8822 | 3 | 1 | 4 | F | VLS_Inline | 8 | 8 | 8 | 12 | BranchMin_8BranchMax_12 | 10 | 10 | 24 | HeaderMin_10HeaderMax_24 | 20
1137 | 187 | 80157-4P-125HP VLSC | VLSC_80157_4P_125HP | 3220.9607 | 3220.9607 | 9662.8822 | 3 | 1 | 4 | F | VLS_Inline | 8 | 8 | 8 | 12 | BranchMin_8BranchMax_12 | 10 | 10 | 24 | HeaderMin_10HeaderMax_24 | 24
1137 | 187 | 80157-4P-125HP VLSC | VLSC_80157_4P_125HP | 3220.9607 | 3220.9607 | 9662.8822 | 3 | 1 | 4 | F | VLS_Inline | 8 | 8 | 8 | 12 | BranchMin_8BranchMax_12 | 12 | 10 | 24 | HeaderMin_10HeaderMax_24 | 10 | INVALID
1137 | 187 | 80157-4P-125HP VLSC | VLSC_80157_4P_125HP | 3220.9607 | 3220.9607 | 9662.8822 | 3 | 1 | 4 | F | VLS_Inline | 8 | 8 | 8 | 12 | BranchMin_8BranchMax_12 | 12 | 10 | 24 | HeaderMin_10HeaderMax_24 | 12 | INVALID
1137 | 187 | 80157-4P-125HP VLSC | VLSC_80157_4P_125HP | 3220.9607 | 3220.9607 | 9662.8822 | 3 | 1 | 4 | F | VLS_Inline | 8 | 8 | 8 | 12 | BranchMin_8BranchMax_12 | 12 | 10 | 24 | HeaderMin_10HeaderMax_24 | 14
1137 | 187 | 80157-4P-125HP VLSC | VLSC_80157_4P_125HP | 3220.9607 | 3220.9607 | 9662.8822 | 3 | 1 | 4 | F | VLS_Inline | 8 | 8 | 8 | 12 | BranchMin_8BranchMax_12 | 12 | 10 | 24 | HeaderMin_10HeaderMax_24 | 16
1137 | 187 | 80157-4P-125HP VLSC | VLSC_80157_4P_125HP | 3220.9607 | 3220.9607 | 9662.8822 | 3 | 1 | 4 | F | VLS_Inline | 8 | 8 | 8 | 12 | BranchMin_8BranchMax_12 | 12 | 10 | 24 | HeaderMin_10HeaderMax_24 | 18
1137 | 187 | 80157-4P-125HP VLSC | VLSC_80157_4P_125HP | 3220.9607 | 3220.9607 | 9662.8822 | 3 | 1 | 4 | F | VLS_Inline | 8 | 8 | 8 | 12 | BranchMin_8BranchMax_12 | 12 | 10 | 24 | HeaderMin_10HeaderMax_24 | 20
1137 | 187 | 80157-4P-125HP VLSC | VLSC_80157_4P_125HP | 3220.9607 | 3220.9607 | 9662.8822 | 3 | 1 | 4 | F | VLS_Inline | 8 | 8 | 8 | 12 | BranchMin_8BranchMax_12 | 12 | 10 | 24 | HeaderMin_10HeaderMax_24 | 24
1138 | 188 | 10123-4P-75HP VLSC | VLSC_10123_4P_75HP | 3579.8797 | 3579.8797 | 10739.639 | 3 | 1 | 4 | F | VLS_Inline | 10 | 10 | 10 | 14 | BranchMin_10BranchMax_14 | 10 | 12 | 24 | HeaderMin_12HeaderMax_24 | 12
1138 | 188 | 10123-4P-75HP VLSC | VLSC_10123_4P_75HP | 3579.8797 | 3579.8797 | 10739.639 | 3 | 1 | 4 | F | VLS_Inline | 10 | 10 | 10 | 14 | BranchMin_10BranchMax_14 | 10 | 12 | 24 | HeaderMin_12HeaderMax_24 | 14
1138 | 188 | 10123-4P-75HP VLSC | VLSC_10123_4P_75HP | 3579.8797 | 3579.8797 | 10739.639 | 3 | 1 | 4 | F | VLS_Inline | 10 | 10 | 10 | 14 | BranchMin_10BranchMax_14 | 10 | 12 | 24 | HeaderMin_12HeaderMax_24 | 16
1138 | 188 | 10123-4P-75HP VLSC | VLSC_10123_4P_75HP | 3579.8797 | 3579.8797 | 10739.639 | 3 | 1 | 4 | F | VLS_Inline | 10 | 10 | 10 | 14 | BranchMin_10BranchMax_14 | 10 | 12 | 24 | HeaderMin_12HeaderMax_24 | 18
1138 | 188 | 10123-4P-75HP VLSC | VLSC_10123_4P_75HP | 3579.8797 | 3579.8797 | 10739.639 | 3 | 1 | 4 | F | VLS_Inline | 10 | 10 | 10 | 14 | BranchMin_10BranchMax_14 | 10 | 12 | 24 | HeaderMin_12HeaderMax_24 | 20
1138 | 188 | 10123-4P-75HP VLSC | VLSC_10123_4P_75HP | 3579.8797 | 3579.8797 | 10739.639 | 3 | 1 | 4 | F | VLS_Inline | 10 | 10 | 10 | 14 | BranchMin_10BranchMax_14 | 10 | 12 | 24 | HeaderMin_12HeaderMax_24 | 24
1138 | 188 | 10123-4P-75HP VLSC | VLSC_10123_4P_75HP | 3579.8797 | 3579.8797 | 10739.639 | 3 | 1 | 4 | F | VLS_Inline | 10 | 10 | 10 | 14 | BranchMin_10BranchMax_14 | 12 | 12 | 24 | HeaderMin_12HeaderMax_24 | 12 | INVALID
1138 | 188 | 10123-4P-75HP VLSC | VLSC_10123_4P_75HP | 3579.8797 | 3579.8797 | 10739.639 | 3 | 1 | 4 | F | VLS_Inline | 10 | 10 | 10 | 14 | BranchMin_10BranchMax_14 | 12 | 12 | 24 | HeaderMin_12HeaderMax_24 | 14
1138 | 188 | 10123-4P-75HP VLSC | VLSC_10123_4P_75HP | 3579.8797 | 3579.8797 | 10739.639 | 3 | 1 | 4 | F | VLS_Inline | 10 | 10 | 10 | 14 | BranchMin_10BranchMax_14 | 12 | 12 | 24 | HeaderMin_12HeaderMax_24 | 16
1138 | 188 | 10123-4P-75HP VLSC | VLSC_10123_4P_75HP | 3579.8797 | 3579.8797 | 10739.639 | 3 | 1 | 4 | F | VLS_Inline | 10 | 10 | 10 | 14 | BranchMin_10BranchMax_14 | 12 | 12 | 24 | HeaderMin_12HeaderMax_24 | 18
1138 | 188 | 10123-4P-75HP VLSC | VLSC_10123_4P_75HP | 3579.8797 | 3579.8797 | 10739.639 | 3 | 1 | 4 | F | VLS_Inline | 10 | 10 | 10 | 14 | BranchMin_10BranchMax_14 | 12 | 12 | 24 | HeaderMin_12HeaderMax_24 | 20
1138 | 188 | 10123-4P-75HP VLSC | VLSC_10123_4P_75HP | 3579.8797 | 3579.8797 | 10739.639 | 3 | 1 | 4 | F | VLS_Inline | 10 | 10 | 10 | 14 | BranchMin_10BranchMax_14 | 12 | 12 | 24 | HeaderMin_12HeaderMax_24 | 24
1138 | 188 | 10123-4P-75HP VLSC | VLSC_10123_4P_75HP | 3579.8797 | 3579.8797 | 10739.639 | 3 | 1 | 4 | F | VLS_Inline | 10 | 10 | 10 | 14 | BranchMin_10BranchMax_14 | 14 | 12 | 24 | HeaderMin_12HeaderMax_24 | 12 | INVALID
1138 | 188 | 10123-4P-75HP VLSC | VLSC_10123_4P_75HP | 3579.8797 | 3579.8797 | 10739.639 | 3 | 1 | 4 | F | VLS_Inline | 10 | 10 | 10 | 14 | BranchMin_10BranchMax_14 | 14 | 12 | 24 | HeaderMin_12HeaderMax_24 | 14 | INVALID
1138 | 188 | 10123-4P-75HP VLSC | VLSC_10123_4P_75HP | 3579.8797 | 3579.8797 | 10739.639 | 3 | 1 | 4 | F | VLS_Inline | 10 | 10 | 10 | 14 | BranchMin_10BranchMax_14 | 14 | 12 | 24 | HeaderMin_12HeaderMax_24 | 16
1138 | 188 | 10123-4P-75HP VLSC | VLSC_10123_4P_75HP | 3579.8797 | 3579.8797 | 10739.639 | 3 | 1 | 4 | F | VLS_Inline | 10 | 10 | 10 | 14 | BranchMin_10BranchMax_14 | 14 | 12 | 24 | HeaderMin_12HeaderMax_24 | 18
1138 | 188 | 10123-4P-75HP VLSC | VLSC_10123_4P_75HP | 3579.8797 | 3579.8797 | 10739.639 | 3 | 1 | 4 | F | VLS_Inline | 10 | 10 | 10 | 14 | BranchMin_10BranchMax_14 | 14 | 12 | 24 | HeaderMin_12HeaderMax_24 | 20
1138 | 188 | 10123-4P-75HP VLSC | VLSC_10123_4P_75HP | 3579.8797 | 3579.8797 | 10739.639 | 3 | 1 | 4 | F | VLS_Inline | 10 | 10 | 10 | 14 | BranchMin_10BranchMax_14 | 14 | 12 | 24 | HeaderMin_12HeaderMax_24 | 24
1139 | 189 | 10123-4P-100HP VLSC | VLSC_10123_4P_100HP | 3926.8748 | 3926.8748 | 11780.6245 | 3 | 1 | 4 | F | VLS_Inline | 10 | 10 | 10 | 14 | BranchMin_10BranchMax_14 | 10 | 12 | 24 | HeaderMin_12HeaderMax_24 | 12
1139 | 189 | 10123-4P-100HP VLSC | VLSC_10123_4P_100HP | 3926.8748 | 3926.8748 | 11780.6245 | 3 | 1 | 4 | F | VLS_Inline | 10 | 10 | 10 | 14 | BranchMin_10BranchMax_14 | 10 | 12 | 24 | HeaderMin_12HeaderMax_24 | 14
1139 | 189 | 10123-4P-100HP VLSC | VLSC_10123_4P_100HP | 3926.8748 | 3926.8748 | 11780.6245 | 3 | 1 | 4 | F | VLS_Inline | 10 | 10 | 10 | 14 | BranchMin_10BranchMax_14 | 10 | 12 | 24 | HeaderMin_12HeaderMax_24 | 16
1139 | 189 | 10123-4P-100HP VLSC | VLSC_10123_4P_100HP | 3926.8748 | 3926.8748 | 11780.6245 | 3 | 1 | 4 | F | VLS_Inline | 10 | 10 | 10 | 14 | BranchMin_10BranchMax_14 | 10 | 12 | 24 | HeaderMin_12HeaderMax_24 | 18
1139 | 189 | 10123-4P-100HP VLSC | VLSC_10123_4P_100HP | 3926.8748 | 3926.8748 | 11780.6245 | 3 | 1 | 4 | F | VLS_Inline | 10 | 10 | 10 | 14 | BranchMin_10BranchMax_14 | 10 | 12 | 24 | HeaderMin_12HeaderMax_24 | 20
1139 | 189 | 10123-4P-100HP VLSC | VLSC_10123_4P_100HP | 3926.8748 | 3926.8748 | 11780.6245 | 3 | 1 | 4 | F | VLS_Inline | 10 | 10 | 10 | 14 | BranchMin_10BranchMax_14 | 10 | 12 | 24 | HeaderMin_12HeaderMax_24 | 24
1139 | 189 | 10123-4P-100HP VLSC | VLSC_10123_4P_100HP | 3926.8748 | 3926.8748 | 11780.6245 | 3 | 1 | 4 | F | VLS_Inline | 10 | 10 | 10 | 14 | BranchMin_10BranchMax_14 | 12 | 12 | 24 | HeaderMin_12HeaderMax_24 | 12 | INVALID
1139 | 189 | 10123-4P-100HP VLSC | VLSC_10123_4P_100HP | 3926.8748 | 3926.8748 | 11780.6245 | 3 | 1 | 4 | F | VLS_Inline | 10 | 10 | 10 | 14 | BranchMin_10BranchMax_14 | 12 | 12 | 24 | HeaderMin_12HeaderMax_24 | 14
1139 | 189 | 10123-4P-100HP VLSC | VLSC_10123_4P_100HP | 3926.8748 | 3926.8748 | 11780.6245 | 3 | 1 | 4 | F | VLS_Inline | 10 | 10 | 10 | 14 | BranchMin_10BranchMax_14 | 12 | 12 | 24 | HeaderMin_12HeaderMax_24 | 16
1139 | 189 | 10123-4P-100HP VLSC | VLSC_10123_4P_100HP | 3926.8748 | 3926.8748 | 11780.6245 | 3 | 1 | 4 | F | VLS_Inline | 10 | 10 | 10 | 14 | BranchMin_10BranchMax_14 | 12 | 12 | 24 | HeaderMin_12HeaderMax_24 | 18
1139 | 189 | 10123-4P-100HP VLSC | VLSC_10123_4P_100HP | 3926.8748 | 3926.8748 | 11780.6245 | 3 | 1 | 4 | F | VLS_Inline | 10 | 10 | 10 | 14 | BranchMin_10BranchMax_14 | 12 | 12 | 24 | HeaderMin_12HeaderMax_24 | 20
1139 | 189 | 10123-4P-100HP VLSC | VLSC_10123_4P_100HP | 3926.8748 | 3926.8748 | 11780.6245 | 3 | 1 | 4 | F | VLS_Inline | 10 | 10 | 10 | 14 | BranchMin_10BranchMax_14 | 12 | 12 | 24 | HeaderMin_12HeaderMax_24 | 24
1139 | 189 | 10123-4P-100HP VLSC | VLSC_10123_4P_100HP | 3926.8748 | 3926.8748 | 11780.6245 | 3 | 1 | 4 | F | VLS_Inline | 10 | 10 | 10 | 14 | BranchMin_10BranchMax_14 | 14 | 12 | 24 | HeaderMin_12HeaderMax_24 | 12 | INVALID
1139 | 189 | 10123-4P-100HP VLSC | VLSC_10123_4P_100HP | 3926.8748 | 3926.8748 | 11780.6245 | 3 | 1 | 4 | F | VLS_Inline | 10 | 10 | 10 | 14 | BranchMin_10BranchMax_14 | 14 | 12 | 24 | HeaderMin_12HeaderMax_24 | 14 | INVALID
1139 | 189 | 10123-4P-100HP VLSC | VLSC_10123_4P_100HP | 3926.8748 | 3926.8748 | 11780.6245 | 3 | 1 | 4 | F | VLS_Inline | 10 | 10 | 10 | 14 | BranchMin_10BranchMax_14 | 14 | 12 | 24 | HeaderMin_12HeaderMax_24 | 16
1139 | 189 | 10123-4P-100HP VLSC | VLSC_10123_4P_100HP | 3926.8748 | 3926.8748 | 11780.6245 | 3 | 1 | 4 | F | VLS_Inline | 10 | 10 | 10 | 14 | BranchMin_10BranchMax_14 | 14 | 12 | 24 | HeaderMin_12HeaderMax_24 | 18
1139 | 189 | 10123-4P-100HP VLSC | VLSC_10123_4P_100HP | 3926.8748 | 3926.8748 | 11780.6245 | 3 | 1 | 4 | F | VLS_Inline | 10 | 10 | 10 | 14 | BranchMin_10BranchMax_14 | 14 | 12 | 24 | HeaderMin_12HeaderMax_24 | 20
1139 | 189 | 10123-4P-100HP VLSC | VLSC_10123_4P_100HP | 3926.8748 | 3926.8748 | 11780.6245 | 3 | 1 | 4 | F | VLS_Inline | 10 | 10 | 10 | 14 | BranchMin_10BranchMax_14 | 14 | 12 | 24 | HeaderMin_12HeaderMax_24 | 24
1140 | 190 | 10123-4P-125HP VLSC | VLSC_10123_4P_125HP | 4128.2784 | 4128.2784 | 12384.8351 | 3 | 1 | 4 | F | VLS_Inline | 10 | 10 | 10 | 14 | BranchMin_10BranchMax_14 | 10 | 12 | 24 | HeaderMin_12HeaderMax_24 | 12
1140 | 190 | 10123-4P-125HP VLSC | VLSC_10123_4P_125HP | 4128.2784 | 4128.2784 | 12384.8351 | 3 | 1 | 4 | F | VLS_Inline | 10 | 10 | 10 | 14 | BranchMin_10BranchMax_14 | 10 | 12 | 24 | HeaderMin_12HeaderMax_24 | 14
1140 | 190 | 10123-4P-125HP VLSC | VLSC_10123_4P_125HP | 4128.2784 | 4128.2784 | 12384.8351 | 3 | 1 | 4 | F | VLS_Inline | 10 | 10 | 10 | 14 | BranchMin_10BranchMax_14 | 10 | 12 | 24 | HeaderMin_12HeaderMax_24 | 16
1140 | 190 | 10123-4P-125HP VLSC | VLSC_10123_4P_125HP | 4128.2784 | 4128.2784 | 12384.8351 | 3 | 1 | 4 | F | VLS_Inline | 10 | 10 | 10 | 14 | BranchMin_10BranchMax_14 | 10 | 12 | 24 | HeaderMin_12HeaderMax_24 | 18
1140 | 190 | 10123-4P-125HP VLSC | VLSC_10123_4P_125HP | 4128.2784 | 4128.2784 | 12384.8351 | 3 | 1 | 4 | F | VLS_Inline | 10 | 10 | 10 | 14 | BranchMin_10BranchMax_14 | 10 | 12 | 24 | HeaderMin_12HeaderMax_24 | 20
1140 | 190 | 10123-4P-125HP VLSC | VLSC_10123_4P_125HP | 4128.2784 | 4128.2784 | 12384.8351 | 3 | 1 | 4 | F | VLS_Inline | 10 | 10 | 10 | 14 | BranchMin_10BranchMax_14 | 10 | 12 | 24 | HeaderMin_12HeaderMax_24 | 24
1140 | 190 | 10123-4P-125HP VLSC | VLSC_10123_4P_125HP | 4128.2784 | 4128.2784 | 12384.8351 | 3 | 1 | 4 | F | VLS_Inline | 10 | 10 | 10 | 14 | BranchMin_10BranchMax_14 | 12 | 12 | 24 | HeaderMin_12HeaderMax_24 | 12 | INVALID
1140 | 190 | 10123-4P-125HP VLSC | VLSC_10123_4P_125HP | 4128.2784 | 4128.2784 | 12384.8351 | 3 | 1 | 4 | F | VLS_Inline | 10 | 10 | 10 | 14 | BranchMin_10BranchMax_14 | 12 | 12 | 24 | HeaderMin_12HeaderMax_24 | 14
1140 | 190 | 10123-4P-125HP VLSC | VLSC_10123_4P_125HP | 4128.2784 | 4128.2784 | 12384.8351 | 3 | 1 | 4 | F | VLS_Inline | 10 | 10 | 10 | 14 | BranchMin_10BranchMax_14 | 12 | 12 | 24 | HeaderMin_12HeaderMax_24 | 16
1140 | 190 | 10123-4P-125HP VLSC | VLSC_10123_4P_125HP | 4128.2784 | 4128.2784 | 12384.8351 | 3 | 1 | 4 | F | VLS_Inline | 10 | 10 | 10 | 14 | BranchMin_10BranchMax_14 | 12 | 12 | 24 | HeaderMin_12HeaderMax_24 | 18
1140 | 190 | 10123-4P-125HP VLSC | VLSC_10123_4P_125HP | 4128.2784 | 4128.2784 | 12384.8351 | 3 | 1 | 4 | F | VLS_Inline | 10 | 10 | 10 | 14 | BranchMin_10BranchMax_14 | 12 | 12 | 24 | HeaderMin_12HeaderMax_24 | 20
1140 | 190 | 10123-4P-125HP VLSC | VLSC_10123_4P_125HP | 4128.2784 | 4128.2784 | 12384.8351 | 3 | 1 | 4 | F | VLS_Inline | 10 | 10 | 10 | 14 | BranchMin_10BranchMax_14 | 12 | 12 | 24 | HeaderMin_12HeaderMax_24 | 24
1140 | 190 | 10123-4P-125HP VLSC | VLSC_10123_4P_125HP | 4128.2784 | 4128.2784 | 12384.8351 | 3 | 1 | 4 | F | VLS_Inline | 10 | 10 | 10 | 14 | BranchMin_10BranchMax_14 | 14 | 12 | 24 | HeaderMin_12HeaderMax_24 | 12 | INVALID
1140 | 190 | 10123-4P-125HP VLSC | VLSC_10123_4P_125HP | 4128.2784 | 4128.2784 | 12384.8351 | 3 | 1 | 4 | F | VLS_Inline | 10 | 10 | 10 | 14 | BranchMin_10BranchMax_14 | 14 | 12 | 24 | HeaderMin_12HeaderMax_24 | 14 | INVALID
1140 | 190 | 10123-4P-125HP VLSC | VLSC_10123_4P_125HP | 4128.2784 | 4128.2784 | 12384.8351 | 3 | 1 | 4 | F | VLS_Inline | 10 | 10 | 10 | 14 | BranchMin_10BranchMax_14 | 14 | 12 | 24 | HeaderMin_12HeaderMax_24 | 16
1140 | 190 | 10123-4P-125HP VLSC | VLSC_10123_4P_125HP | 4128.2784 | 4128.2784 | 12384.8351 | 3 | 1 | 4 | F | VLS_Inline | 10 | 10 | 10 | 14 | BranchMin_10BranchMax_14 | 14 | 12 | 24 | HeaderMin_12HeaderMax_24 | 18
1140 | 190 | 10123-4P-125HP VLSC | VLSC_10123_4P_125HP | 4128.2784 | 4128.2784 | 12384.8351 | 3 | 1 | 4 | F | VLS_Inline | 10 | 10 | 10 | 14 | BranchMin_10BranchMax_14 | 14 | 12 | 24 | HeaderMin_12HeaderMax_24 | 20
1140 | 190 | 10123-4P-125HP VLSC | VLSC_10123_4P_125HP | 4128.2784 | 4128.2784 | 12384.8351 | 3 | 1 | 4 | F | VLS_Inline | 10 | 10 | 10 | 14 | BranchMin_10BranchMax_14 | 14 | 12 | 24 | HeaderMin_12HeaderMax_24 | 24
1141 | 1 | 12707-2P-5HP VLSC | VLSC_12707_2P_5HP | 120.9035 | 120.9035 | 483.6139 | 4 | 1 | 5 | G | VLS_Inline | 1.25 | 1.25 | 2 | 2.5 | BranchMin_2BranchMax_2.5 | 2 | 2.5 | 5 | HeaderMin_2.5HeaderMax_5 | 2.5
1141 | 1 | 12707-2P-5HP VLSC | VLSC_12707_2P_5HP | 120.9035 | 120.9035 | 483.6139 | 4 | 1 | 5 | G | VLS_Inline | 1.25 | 1.25 | 2 | 2.5 | BranchMin_2BranchMax_2.5 | 2 | 2.5 | 5 | HeaderMin_2.5HeaderMax_5 | 3
1141 | 1 | 12707-2P-5HP VLSC | VLSC_12707_2P_5HP | 120.9035 | 120.9035 | 483.6139 | 4 | 1 | 5 | G | VLS_Inline | 1.25 | 1.25 | 2 | 2.5 | BranchMin_2BranchMax_2.5 | 2 | 2.5 | 5 | HeaderMin_2.5HeaderMax_5 | 4
1141 | 1 | 12707-2P-5HP VLSC | VLSC_12707_2P_5HP | 120.9035 | 120.9035 | 483.6139 | 4 | 1 | 5 | G | VLS_Inline | 1.25 | 1.25 | 2 | 2.5 | BranchMin_2BranchMax_2.5 | 2 | 2.5 | 5 | HeaderMin_2.5HeaderMax_5 | 5
1141 | 1 | 12707-2P-5HP VLSC | VLSC_12707_2P_5HP | 120.9035 | 120.9035 | 483.6139 | 4 | 1 | 5 | G | VLS_Inline | 1.25 | 1.25 | 2 | 2.5 | BranchMin_2BranchMax_2.5 | 2.5 | 2.5 | 5 | HeaderMin_2.5HeaderMax_5 | 2.5 | INVALID
1141 | 1 | 12707-2P-5HP VLSC | VLSC_12707_2P_5HP | 120.9035 | 120.9035 | 483.6139 | 4 | 1 | 5 | G | VLS_Inline | 1.25 | 1.25 | 2 | 2.5 | BranchMin_2BranchMax_2.5 | 2.5 | 2.5 | 5 | HeaderMin_2.5HeaderMax_5 | 3
1141 | 1 | 12707-2P-5HP VLSC | VLSC_12707_2P_5HP | 120.9035 | 120.9035 | 483.6139 | 4 | 1 | 5 | G | VLS_Inline | 1.25 | 1.25 | 2 | 2.5 | BranchMin_2BranchMax_2.5 | 2.5 | 2.5 | 5 | HeaderMin_2.5HeaderMax_5 | 4
1141 | 1 | 12707-2P-5HP VLSC | VLSC_12707_2P_5HP | 120.9035 | 120.9035 | 483.6139 | 4 | 1 | 5 | G | VLS_Inline | 1.25 | 1.25 | 2 | 2.5 | BranchMin_2BranchMax_2.5 | 2.5 | 2.5 | 5 | HeaderMin_2.5HeaderMax_5 | 5
1142 | 2 | 12707-2P-7.5HP VLSC | VLSC_12707_2P_7.5HP | 134.1949 | 134.1949 | 536.7797 | 4 | 1 | 5 | G | VLS_Inline | 1.25 | 1.25 | 2 | 3 | BranchMin_2BranchMax_3 | 2 | 2.5 | 5 | HeaderMin_2.5HeaderMax_5 | 2.5
1142 | 2 | 12707-2P-7.5HP VLSC | VLSC_12707_2P_7.5HP | 134.1949 | 134.1949 | 536.7797 | 4 | 1 | 5 | G | VLS_Inline | 1.25 | 1.25 | 2 | 3 | BranchMin_2BranchMax_3 | 2 | 2.5 | 5 | HeaderMin_2.5HeaderMax_5 | 3
1142 | 2 | 12707-2P-7.5HP VLSC | VLSC_12707_2P_7.5HP | 134.1949 | 134.1949 | 536.7797 | 4 | 1 | 5 | G | VLS_Inline | 1.25 | 1.25 | 2 | 3 | BranchMin_2BranchMax_3 | 2 | 2.5 | 5 | HeaderMin_2.5HeaderMax_5 | 4
1142 | 2 | 12707-2P-7.5HP VLSC | VLSC_12707_2P_7.5HP | 134.1949 | 134.1949 | 536.7797 | 4 | 1 | 5 | G | VLS_Inline | 1.25 | 1.25 | 2 | 3 | BranchMin_2BranchMax_3 | 2 | 2.5 | 5 | HeaderMin_2.5HeaderMax_5 | 5
1142 | 2 | 12707-2P-7.5HP VLSC | VLSC_12707_2P_7.5HP | 134.1949 | 134.1949 | 536.7797 | 4 | 1 | 5 | G | VLS_Inline | 1.25 | 1.25 | 2 | 3 | BranchMin_2BranchMax_3 | 2.5 | 2.5 | 5 | HeaderMin_2.5HeaderMax_5 | 2.5 | INVALID
1142 | 2 | 12707-2P-7.5HP VLSC | VLSC_12707_2P_7.5HP | 134.1949 | 134.1949 | 536.7797 | 4 | 1 | 5 | G | VLS_Inline | 1.25 | 1.25 | 2 | 3 | BranchMin_2BranchMax_3 | 2.5 | 2.5 | 5 | HeaderMin_2.5HeaderMax_5 | 3
1142 | 2 | 12707-2P-7.5HP VLSC | VLSC_12707_2P_7.5HP | 134.1949 | 134.1949 | 536.7797 | 4 | 1 | 5 | G | VLS_Inline | 1.25 | 1.25 | 2 | 3 | BranchMin_2BranchMax_3 | 2.5 | 2.5 | 5 | HeaderMin_2.5HeaderMax_5 | 4
1142 | 2 | 12707-2P-7.5HP VLSC | VLSC_12707_2P_7.5HP | 134.1949 | 134.1949 | 536.7797 | 4 | 1 | 5 | G | VLS_Inline | 1.25 | 1.25 | 2 | 3 | BranchMin_2BranchMax_3 | 2.5 | 2.5 | 5 | HeaderMin_2.5HeaderMax_5 | 5
1142 | 2 | 12707-2P-7.5HP VLSC | VLSC_12707_2P_7.5HP | 134.1949 | 134.1949 | 536.7797 | 4 | 1 | 5 | G | VLS_Inline | 1.25 | 1.25 | 2 | 3 | BranchMin_2BranchMax_3 | 3 | 2.5 | 5 | HeaderMin_2.5HeaderMax_5 | 2.5 | INVALID
1142 | 2 | 12707-2P-7.5HP VLSC | VLSC_12707_2P_7.5HP | 134.1949 | 134.1949 | 536.7797 | 4 | 1 | 5 | G | VLS_Inline | 1.25 | 1.25 | 2 | 3 | BranchMin_2BranchMax_3 | 3 | 2.5 | 5 | HeaderMin_2.5HeaderMax_5 | 3 | INVALID
1142 | 2 | 12707-2P-7.5HP VLSC | VLSC_12707_2P_7.5HP | 134.1949 | 134.1949 | 536.7797 | 4 | 1 | 5 | G | VLS_Inline | 1.25 | 1.25 | 2 | 3 | BranchMin_2BranchMax_3 | 3 | 2.5 | 5 | HeaderMin_2.5HeaderMax_5 | 4
1142 | 2 | 12707-2P-7.5HP VLSC | VLSC_12707_2P_7.5HP | 134.1949 | 134.1949 | 536.7797 | 4 | 1 | 5 | G | VLS_Inline | 1.25 | 1.25 | 2 | 3 | BranchMin_2BranchMax_3 | 3 | 2.5 | 5 | HeaderMin_2.5HeaderMax_5 | 5
1143 | 3 | 12707-2P-10HP VLSC | VLSC_12707_2P_10HP | 146.7341 | 146.7341 | 586.9365 | 4 | 1 | 5 | G | VLS_Inline | 1.25 | 1.25 | 2 | 3 | BranchMin_2BranchMax_3 | 2 | 2.5 | 5 | HeaderMin_2.5HeaderMax_5 | 2.5
1143 | 3 | 12707-2P-10HP VLSC | VLSC_12707_2P_10HP | 146.7341 | 146.7341 | 586.9365 | 4 | 1 | 5 | G | VLS_Inline | 1.25 | 1.25 | 2 | 3 | BranchMin_2BranchMax_3 | 2 | 2.5 | 5 | HeaderMin_2.5HeaderMax_5 | 3
1143 | 3 | 12707-2P-10HP VLSC | VLSC_12707_2P_10HP | 146.7341 | 146.7341 | 586.9365 | 4 | 1 | 5 | G | VLS_Inline | 1.25 | 1.25 | 2 | 3 | BranchMin_2BranchMax_3 | 2 | 2.5 | 5 | HeaderMin_2.5HeaderMax_5 | 4
1143 | 3 | 12707-2P-10HP VLSC | VLSC_12707_2P_10HP | 146.7341 | 146.7341 | 586.9365 | 4 | 1 | 5 | G | VLS_Inline | 1.25 | 1.25 | 2 | 3 | BranchMin_2BranchMax_3 | 2 | 2.5 | 5 | HeaderMin_2.5HeaderMax_5 | 5
1143 | 3 | 12707-2P-10HP VLSC | VLSC_12707_2P_10HP | 146.7341 | 146.7341 | 586.9365 | 4 | 1 | 5 | G | VLS_Inline | 1.25 | 1.25 | 2 | 3 | BranchMin_2BranchMax_3 | 2.5 | 2.5 | 5 | HeaderMin_2.5HeaderMax_5 | 2.5 | INVALID
1143 | 3 | 12707-2P-10HP VLSC | VLSC_12707_2P_10HP | 146.7341 | 146.7341 | 586.9365 | 4 | 1 | 5 | G | VLS_Inline | 1.25 | 1.25 | 2 | 3 | BranchMin_2BranchMax_3 | 2.5 | 2.5 | 5 | HeaderMin_2.5HeaderMax_5 | 3
1143 | 3 | 12707-2P-10HP VLSC | VLSC_12707_2P_10HP | 146.7341 | 146.7341 | 586.9365 | 4 | 1 | 5 | G | VLS_Inline | 1.25 | 1.25 | 2 | 3 | BranchMin_2BranchMax_3 | 2.5 | 2.5 | 5 | HeaderMin_2.5HeaderMax_5 | 4
1143 | 3 | 12707-2P-10HP VLSC | VLSC_12707_2P_10HP | 146.7341 | 146.7341 | 586.9365 | 4 | 1 | 5 | G | VLS_Inline | 1.25 | 1.25 | 2 | 3 | BranchMin_2BranchMax_3 | 2.5 | 2.5 | 5 | HeaderMin_2.5HeaderMax_5 | 5
1143 | 3 | 12707-2P-10HP VLSC | VLSC_12707_2P_10HP | 146.7341 | 146.7341 | 586.9365 | 4 | 1 | 5 | G | VLS_Inline | 1.25 | 1.25 | 2 | 3 | BranchMin_2BranchMax_3 | 3 | 2.5 | 5 | HeaderMin_2.5HeaderMax_5 | 2.5 | INVALID
1143 | 3 | 12707-2P-10HP VLSC | VLSC_12707_2P_10HP | 146.7341 | 146.7341 | 586.9365 | 4 | 1 | 5 | G | VLS_Inline | 1.25 | 1.25 | 2 | 3 | BranchMin_2BranchMax_3 | 3 | 2.5 | 5 | HeaderMin_2.5HeaderMax_5 | 3 | INVALID
1143 | 3 | 12707-2P-10HP VLSC | VLSC_12707_2P_10HP | 146.7341 | 146.7341 | 586.9365 | 4 | 1 | 5 | G | VLS_Inline | 1.25 | 1.25 | 2 | 3 | BranchMin_2BranchMax_3 | 3 | 2.5 | 5 | HeaderMin_2.5HeaderMax_5 | 4
1143 | 3 | 12707-2P-10HP VLSC | VLSC_12707_2P_10HP | 146.7341 | 146.7341 | 586.9365 | 4 | 1 | 5 | G | VLS_Inline | 1.25 | 1.25 | 2 | 3 | BranchMin_2BranchMax_3 | 3 | 2.5 | 5 | HeaderMin_2.5HeaderMax_5 | 5
1144 | 4 | 12707-2P-15HP VLSC | VLSC_12707_2P_15HP | 154 | 154 | 616 | 4 | 1 | 5 | G | VLS_Inline | 1.25 | 1.25 | 2 | 3 | BranchMin_2BranchMax_3 | 2 | 2.5 | 5 | HeaderMin_2.5HeaderMax_5 | 2.5
1144 | 4 | 12707-2P-15HP VLSC | VLSC_12707_2P_15HP | 154 | 154 | 616 | 4 | 1 | 5 | G | VLS_Inline | 1.25 | 1.25 | 2 | 3 | BranchMin_2BranchMax_3 | 2 | 2.5 | 5 | HeaderMin_2.5HeaderMax_5 | 3
1144 | 4 | 12707-2P-15HP VLSC | VLSC_12707_2P_15HP | 154 | 154 | 616 | 4 | 1 | 5 | G | VLS_Inline | 1.25 | 1.25 | 2 | 3 | BranchMin_2BranchMax_3 | 2 | 2.5 | 5 | HeaderMin_2.5HeaderMax_5 | 4
1144 | 4 | 12707-2P-15HP VLSC | VLSC_12707_2P_15HP | 154 | 154 | 616 | 4 | 1 | 5 | G | VLS_Inline | 1.25 | 1.25 | 2 | 3 | BranchMin_2BranchMax_3 | 2 | 2.5 | 5 | HeaderMin_2.5HeaderMax_5 | 5
1144 | 4 | 12707-2P-15HP VLSC | VLSC_12707_2P_15HP | 154 | 154 | 616 | 4 | 1 | 5 | G | VLS_Inline | 1.25 | 1.25 | 2 | 3 | BranchMin_2BranchMax_3 | 2.5 | 2.5 | 5 | HeaderMin_2.5HeaderMax_5 | 2.5 | INVALID
1144 | 4 | 12707-2P-15HP VLSC | VLSC_12707_2P_15HP | 154 | 154 | 616 | 4 | 1 | 5 | G | VLS_Inline | 1.25 | 1.25 | 2 | 3 | BranchMin_2BranchMax_3 | 2.5 | 2.5 | 5 | HeaderMin_2.5HeaderMax_5 | 3
1144 | 4 | 12707-2P-15HP VLSC | VLSC_12707_2P_15HP | 154 | 154 | 616 | 4 | 1 | 5 | G | VLS_Inline | 1.25 | 1.25 | 2 | 3 | BranchMin_2BranchMax_3 | 2.5 | 2.5 | 5 | HeaderMin_2.5HeaderMax_5 | 4
1144 | 4 | 12707-2P-15HP VLSC | VLSC_12707_2P_15HP | 154 | 154 | 616 | 4 | 1 | 5 | G | VLS_Inline | 1.25 | 1.25 | 2 | 3 | BranchMin_2BranchMax_3 | 2.5 | 2.5 | 5 | HeaderMin_2.5HeaderMax_5 | 5
1144 | 4 | 12707-2P-15HP VLSC | VLSC_12707_2P_15HP | 154 | 154 | 616 | 4 | 1 | 5 | G | VLS_Inline | 1.25 | 1.25 | 2 | 3 | BranchMin_2BranchMax_3 | 3 | 2.5 | 5 | HeaderMin_2.5HeaderMax_5 | 2.5 | INVALID
1144 | 4 | 12707-2P-15HP VLSC | VLSC_12707_2P_15HP | 154 | 154 | 616 | 4 | 1 | 5 | G | VLS_Inline | 1.25 | 1.25 | 2 | 3 | BranchMin_2BranchMax_3 | 3 | 2.5 | 5 | HeaderMin_2.5HeaderMax_5 | 3 | INVALID
1144 | 4 | 12707-2P-15HP VLSC | VLSC_12707_2P_15HP | 154 | 154 | 616 | 4 | 1 | 5 | G | VLS_Inline | 1.25 | 1.25 | 2 | 3 | BranchMin_2BranchMax_3 | 3 | 2.5 | 5 | HeaderMin_2.5HeaderMax_5 | 4
1144 | 4 | 12707-2P-15HP VLSC | VLSC_12707_2P_15HP | 154 | 154 | 616 | 4 | 1 | 5 | G | VLS_Inline | 1.25 | 1.25 | 2 | 3 | BranchMin_2BranchMax_3 | 3 | 2.5 | 5 | HeaderMin_2.5HeaderMax_5 | 5
1145 | 5 | 12707-4P-3HP VLSC | VLSC_12707_4P_3HP | 79 | 79 | 316 | 4 | 1 | 5 | G | VLS_Inline | 1.25 | 1.25 | 2 | 2 | BranchMin_2BranchMax_2 | 2 | 2.5 | 4 | HeaderMin_2.5HeaderMax_4 | 2.5
1145 | 5 | 12707-4P-3HP VLSC | VLSC_12707_4P_3HP | 79 | 79 | 316 | 4 | 1 | 5 | G | VLS_Inline | 1.25 | 1.25 | 2 | 2 | BranchMin_2BranchMax_2 | 2 | 2.5 | 4 | HeaderMin_2.5HeaderMax_4 | 3
1145 | 5 | 12707-4P-3HP VLSC | VLSC_12707_4P_3HP | 79 | 79 | 316 | 4 | 1 | 5 | G | VLS_Inline | 1.25 | 1.25 | 2 | 2 | BranchMin_2BranchMax_2 | 2 | 2.5 | 4 | HeaderMin_2.5HeaderMax_4 | 4
1146 | 6 | 15709-2P-7.5HP VLSC | VLSC_15709_2P_7.5HP | 169.9715 | 169.9715 | 679.8862 | 4 | 1 | 5 | G | VLS_Inline | 1.5 | 1.5 | 2 | 3 | BranchMin_2BranchMax_3 | 2 | 2.5 | 6 | HeaderMin_2.5HeaderMax_6 | 2.5
1146 | 6 | 15709-2P-7.5HP VLSC | VLSC_15709_2P_7.5HP | 169.9715 | 169.9715 | 679.8862 | 4 | 1 | 5 | G | VLS_Inline | 1.5 | 1.5 | 2 | 3 | BranchMin_2BranchMax_3 | 2 | 2.5 | 6 | HeaderMin_2.5HeaderMax_6 | 3
1146 | 6 | 15709-2P-7.5HP VLSC | VLSC_15709_2P_7.5HP | 169.9715 | 169.9715 | 679.8862 | 4 | 1 | 5 | G | VLS_Inline | 1.5 | 1.5 | 2 | 3 | BranchMin_2BranchMax_3 | 2 | 2.5 | 6 | HeaderMin_2.5HeaderMax_6 | 4
1146 | 6 | 15709-2P-7.5HP VLSC | VLSC_15709_2P_7.5HP | 169.9715 | 169.9715 | 679.8862 | 4 | 1 | 5 | G | VLS_Inline | 1.5 | 1.5 | 2 | 3 | BranchMin_2BranchMax_3 | 2 | 2.5 | 6 | HeaderMin_2.5HeaderMax_6 | 5
1146 | 6 | 15709-2P-7.5HP VLSC | VLSC_15709_2P_7.5HP | 169.9715 | 169.9715 | 679.8862 | 4 | 1 | 5 | G | VLS_Inline | 1.5 | 1.5 | 2 | 3 | BranchMin_2BranchMax_3 | 2 | 2.5 | 6 | HeaderMin_2.5HeaderMax_6 | 6
1146 | 6 | 15709-2P-7.5HP VLSC | VLSC_15709_2P_7.5HP | 169.9715 | 169.9715 | 679.8862 | 4 | 1 | 5 | G | VLS_Inline | 1.5 | 1.5 | 2 | 3 | BranchMin_2BranchMax_3 | 2.5 | 2.5 | 6 | HeaderMin_2.5HeaderMax_6 | 2.5 | INVALID
1146 | 6 | 15709-2P-7.5HP VLSC | VLSC_15709_2P_7.5HP | 169.9715 | 169.9715 | 679.8862 | 4 | 1 | 5 | G | VLS_Inline | 1.5 | 1.5 | 2 | 3 | BranchMin_2BranchMax_3 | 2.5 | 2.5 | 6 | HeaderMin_2.5HeaderMax_6 | 3
1146 | 6 | 15709-2P-7.5HP VLSC | VLSC_15709_2P_7.5HP | 169.9715 | 169.9715 | 679.8862 | 4 | 1 | 5 | G | VLS_Inline | 1.5 | 1.5 | 2 | 3 | BranchMin_2BranchMax_3 | 2.5 | 2.5 | 6 | HeaderMin_2.5HeaderMax_6 | 4
1146 | 6 | 15709-2P-7.5HP VLSC | VLSC_15709_2P_7.5HP | 169.9715 | 169.9715 | 679.8862 | 4 | 1 | 5 | G | VLS_Inline | 1.5 | 1.5 | 2 | 3 | BranchMin_2BranchMax_3 | 2.5 | 2.5 | 6 | HeaderMin_2.5HeaderMax_6 | 5
1146 | 6 | 15709-2P-7.5HP VLSC | VLSC_15709_2P_7.5HP | 169.9715 | 169.9715 | 679.8862 | 4 | 1 | 5 | G | VLS_Inline | 1.5 | 1.5 | 2 | 3 | BranchMin_2BranchMax_3 | 2.5 | 2.5 | 6 | HeaderMin_2.5HeaderMax_6 | 6
1146 | 6 | 15709-2P-7.5HP VLSC | VLSC_15709_2P_7.5HP | 169.9715 | 169.9715 | 679.8862 | 4 | 1 | 5 | G | VLS_Inline | 1.5 | 1.5 | 2 | 3 | BranchMin_2BranchMax_3 | 3 | 2.5 | 6 | HeaderMin_2.5HeaderMax_6 | 2.5 | INVALID
1146 | 6 | 15709-2P-7.5HP VLSC | VLSC_15709_2P_7.5HP | 169.9715 | 169.9715 | 679.8862 | 4 | 1 | 5 | G | VLS_Inline | 1.5 | 1.5 | 2 | 3 | BranchMin_2BranchMax_3 | 3 | 2.5 | 6 | HeaderMin_2.5HeaderMax_6 | 3 | INVALID
1146 | 6 | 15709-2P-7.5HP VLSC | VLSC_15709_2P_7.5HP | 169.9715 | 169.9715 | 679.8862 | 4 | 1 | 5 | G | VLS_Inline | 1.5 | 1.5 | 2 | 3 | BranchMin_2BranchMax_3 | 3 | 2.5 | 6 | HeaderMin_2.5HeaderMax_6 | 4
1146 | 6 | 15709-2P-7.5HP VLSC | VLSC_15709_2P_7.5HP | 169.9715 | 169.9715 | 679.8862 | 4 | 1 | 5 | G | VLS_Inline | 1.5 | 1.5 | 2 | 3 | BranchMin_2BranchMax_3 | 3 | 2.5 | 6 | HeaderMin_2.5HeaderMax_6 | 5
1146 | 6 | 15709-2P-7.5HP VLSC | VLSC_15709_2P_7.5HP | 169.9715 | 169.9715 | 679.8862 | 4 | 1 | 5 | G | VLS_Inline | 1.5 | 1.5 | 2 | 3 | BranchMin_2BranchMax_3 | 3 | 2.5 | 6 | HeaderMin_2.5HeaderMax_6 | 6
1147 | 7 | 15709-2P-10HP VLSC | VLSC_15709_2P_10HP | 191.939 | 191.939 | 767.7559 | 4 | 1 | 5 | G | VLS_Inline | 1.5 | 1.5 | 2 | 3 | BranchMin_2BranchMax_3 | 2 | 2.5 | 6 | HeaderMin_2.5HeaderMax_6 | 2.5
1147 | 7 | 15709-2P-10HP VLSC | VLSC_15709_2P_10HP | 191.939 | 191.939 | 767.7559 | 4 | 1 | 5 | G | VLS_Inline | 1.5 | 1.5 | 2 | 3 | BranchMin_2BranchMax_3 | 2 | 2.5 | 6 | HeaderMin_2.5HeaderMax_6 | 3
1147 | 7 | 15709-2P-10HP VLSC | VLSC_15709_2P_10HP | 191.939 | 191.939 | 767.7559 | 4 | 1 | 5 | G | VLS_Inline | 1.5 | 1.5 | 2 | 3 | BranchMin_2BranchMax_3 | 2 | 2.5 | 6 | HeaderMin_2.5HeaderMax_6 | 4
1147 | 7 | 15709-2P-10HP VLSC | VLSC_15709_2P_10HP | 191.939 | 191.939 | 767.7559 | 4 | 1 | 5 | G | VLS_Inline | 1.5 | 1.5 | 2 | 3 | BranchMin_2BranchMax_3 | 2 | 2.5 | 6 | HeaderMin_2.5HeaderMax_6 | 5
1147 | 7 | 15709-2P-10HP VLSC | VLSC_15709_2P_10HP | 191.939 | 191.939 | 767.7559 | 4 | 1 | 5 | G | VLS_Inline | 1.5 | 1.5 | 2 | 3 | BranchMin_2BranchMax_3 | 2 | 2.5 | 6 | HeaderMin_2.5HeaderMax_6 | 6
1147 | 7 | 15709-2P-10HP VLSC | VLSC_15709_2P_10HP | 191.939 | 191.939 | 767.7559 | 4 | 1 | 5 | G | VLS_Inline | 1.5 | 1.5 | 2 | 3 | BranchMin_2BranchMax_3 | 2.5 | 2.5 | 6 | HeaderMin_2.5HeaderMax_6 | 2.5 | INVALID
1147 | 7 | 15709-2P-10HP VLSC | VLSC_15709_2P_10HP | 191.939 | 191.939 | 767.7559 | 4 | 1 | 5 | G | VLS_Inline | 1.5 | 1.5 | 2 | 3 | BranchMin_2BranchMax_3 | 2.5 | 2.5 | 6 | HeaderMin_2.5HeaderMax_6 | 3
1147 | 7 | 15709-2P-10HP VLSC | VLSC_15709_2P_10HP | 191.939 | 191.939 | 767.7559 | 4 | 1 | 5 | G | VLS_Inline | 1.5 | 1.5 | 2 | 3 | BranchMin_2BranchMax_3 | 2.5 | 2.5 | 6 | HeaderMin_2.5HeaderMax_6 | 4
1147 | 7 | 15709-2P-10HP VLSC | VLSC_15709_2P_10HP | 191.939 | 191.939 | 767.7559 | 4 | 1 | 5 | G | VLS_Inline | 1.5 | 1.5 | 2 | 3 | BranchMin_2BranchMax_3 | 2.5 | 2.5 | 6 | HeaderMin_2.5HeaderMax_6 | 5
1147 | 7 | 15709-2P-10HP VLSC | VLSC_15709_2P_10HP | 191.939 | 191.939 | 767.7559 | 4 | 1 | 5 | G | VLS_Inline | 1.5 | 1.5 | 2 | 3 | BranchMin_2BranchMax_3 | 2.5 | 2.5 | 6 | HeaderMin_2.5HeaderMax_6 | 6
1147 | 7 | 15709-2P-10HP VLSC | VLSC_15709_2P_10HP | 191.939 | 191.939 | 767.7559 | 4 | 1 | 5 | G | VLS_Inline | 1.5 | 1.5 | 2 | 3 | BranchMin_2BranchMax_3 | 3 | 2.5 | 6 | HeaderMin_2.5HeaderMax_6 | 2.5 | INVALID
1147 | 7 | 15709-2P-10HP VLSC | VLSC_15709_2P_10HP | 191.939 | 191.939 | 767.7559 | 4 | 1 | 5 | G | VLS_Inline | 1.5 | 1.5 | 2 | 3 | BranchMin_2BranchMax_3 | 3 | 2.5 | 6 | HeaderMin_2.5HeaderMax_6 | 3 | INVALID
1147 | 7 | 15709-2P-10HP VLSC | VLSC_15709_2P_10HP | 191.939 | 191.939 | 767.7559 | 4 | 1 | 5 | G | VLS_Inline | 1.5 | 1.5 | 2 | 3 | BranchMin_2BranchMax_3 | 3 | 2.5 | 6 | HeaderMin_2.5HeaderMax_6 | 4
1147 | 7 | 15709-2P-10HP VLSC | VLSC_15709_2P_10HP | 191.939 | 191.939 | 767.7559 | 4 | 1 | 5 | G | VLS_Inline | 1.5 | 1.5 | 2 | 3 | BranchMin_2BranchMax_3 | 3 | 2.5 | 6 | HeaderMin_2.5HeaderMax_6 | 5
1147 | 7 | 15709-2P-10HP VLSC | VLSC_15709_2P_10HP | 191.939 | 191.939 | 767.7559 | 4 | 1 | 5 | G | VLS_Inline | 1.5 | 1.5 | 2 | 3 | BranchMin_2BranchMax_3 | 3 | 2.5 | 6 | HeaderMin_2.5HeaderMax_6 | 6
1148 | 8 | 15709-2P-15HP VLSC | VLSC_15709_2P_15HP | 226.3257 | 226.3257 | 905.3027 | 4 | 1 | 5 | G | VLS_Inline | 1.5 | 1.5 | 2 | 4 | BranchMin_2BranchMax_4 | 2 | 2.5 | 6 | HeaderMin_2.5HeaderMax_6 | 2.5
1148 | 8 | 15709-2P-15HP VLSC | VLSC_15709_2P_15HP | 226.3257 | 226.3257 | 905.3027 | 4 | 1 | 5 | G | VLS_Inline | 1.5 | 1.5 | 2 | 4 | BranchMin_2BranchMax_4 | 2 | 2.5 | 6 | HeaderMin_2.5HeaderMax_6 | 3
1148 | 8 | 15709-2P-15HP VLSC | VLSC_15709_2P_15HP | 226.3257 | 226.3257 | 905.3027 | 4 | 1 | 5 | G | VLS_Inline | 1.5 | 1.5 | 2 | 4 | BranchMin_2BranchMax_4 | 2 | 2.5 | 6 | HeaderMin_2.5HeaderMax_6 | 4
1148 | 8 | 15709-2P-15HP VLSC | VLSC_15709_2P_15HP | 226.3257 | 226.3257 | 905.3027 | 4 | 1 | 5 | G | VLS_Inline | 1.5 | 1.5 | 2 | 4 | BranchMin_2BranchMax_4 | 2 | 2.5 | 6 | HeaderMin_2.5HeaderMax_6 | 5
1148 | 8 | 15709-2P-15HP VLSC | VLSC_15709_2P_15HP | 226.3257 | 226.3257 | 905.3027 | 4 | 1 | 5 | G | VLS_Inline | 1.5 | 1.5 | 2 | 4 | BranchMin_2BranchMax_4 | 2 | 2.5 | 6 | HeaderMin_2.5HeaderMax_6 | 6
1148 | 8 | 15709-2P-15HP VLSC | VLSC_15709_2P_15HP | 226.3257 | 226.3257 | 905.3027 | 4 | 1 | 5 | G | VLS_Inline | 1.5 | 1.5 | 2 | 4 | BranchMin_2BranchMax_4 | 2.5 | 2.5 | 6 | HeaderMin_2.5HeaderMax_6 | 2.5 | INVALID
1148 | 8 | 15709-2P-15HP VLSC | VLSC_15709_2P_15HP | 226.3257 | 226.3257 | 905.3027 | 4 | 1 | 5 | G | VLS_Inline | 1.5 | 1.5 | 2 | 4 | BranchMin_2BranchMax_4 | 2.5 | 2.5 | 6 | HeaderMin_2.5HeaderMax_6 | 3
1148 | 8 | 15709-2P-15HP VLSC | VLSC_15709_2P_15HP | 226.3257 | 226.3257 | 905.3027 | 4 | 1 | 5 | G | VLS_Inline | 1.5 | 1.5 | 2 | 4 | BranchMin_2BranchMax_4 | 2.5 | 2.5 | 6 | HeaderMin_2.5HeaderMax_6 | 4
1148 | 8 | 15709-2P-15HP VLSC | VLSC_15709_2P_15HP | 226.3257 | 226.3257 | 905.3027 | 4 | 1 | 5 | G | VLS_Inline | 1.5 | 1.5 | 2 | 4 | BranchMin_2BranchMax_4 | 2.5 | 2.5 | 6 | HeaderMin_2.5HeaderMax_6 | 5
1148 | 8 | 15709-2P-15HP VLSC | VLSC_15709_2P_15HP | 226.3257 | 226.3257 | 905.3027 | 4 | 1 | 5 | G | VLS_Inline | 1.5 | 1.5 | 2 | 4 | BranchMin_2BranchMax_4 | 2.5 | 2.5 | 6 | HeaderMin_2.5HeaderMax_6 | 6
1148 | 8 | 15709-2P-15HP VLSC | VLSC_15709_2P_15HP | 226.3257 | 226.3257 | 905.3027 | 4 | 1 | 5 | G | VLS_Inline | 1.5 | 1.5 | 2 | 4 | BranchMin_2BranchMax_4 | 3 | 2.5 | 6 | HeaderMin_2.5HeaderMax_6 | 2.5 | INVALID
1148 | 8 | 15709-2P-15HP VLSC | VLSC_15709_2P_15HP | 226.3257 | 226.3257 | 905.3027 | 4 | 1 | 5 | G | VLS_Inline | 1.5 | 1.5 | 2 | 4 | BranchMin_2BranchMax_4 | 3 | 2.5 | 6 | HeaderMin_2.5HeaderMax_6 | 3 | INVALID
1148 | 8 | 15709-2P-15HP VLSC | VLSC_15709_2P_15HP | 226.3257 | 226.3257 | 905.3027 | 4 | 1 | 5 | G | VLS_Inline | 1.5 | 1.5 | 2 | 4 | BranchMin_2BranchMax_4 | 3 | 2.5 | 6 | HeaderMin_2.5HeaderMax_6 | 4
1148 | 8 | 15709-2P-15HP VLSC | VLSC_15709_2P_15HP | 226.3257 | 226.3257 | 905.3027 | 4 | 1 | 5 | G | VLS_Inline | 1.5 | 1.5 | 2 | 4 | BranchMin_2BranchMax_4 | 3 | 2.5 | 6 | HeaderMin_2.5HeaderMax_6 | 5
1148 | 8 | 15709-2P-15HP VLSC | VLSC_15709_2P_15HP | 226.3257 | 226.3257 | 905.3027 | 4 | 1 | 5 | G | VLS_Inline | 1.5 | 1.5 | 2 | 4 | BranchMin_2BranchMax_4 | 3 | 2.5 | 6 | HeaderMin_2.5HeaderMax_6 | 6
1148 | 8 | 15709-2P-15HP VLSC | VLSC_15709_2P_15HP | 226.3257 | 226.3257 | 905.3027 | 4 | 1 | 5 | G | VLS_Inline | 1.5 | 1.5 | 2 | 4 | BranchMin_2BranchMax_4 | 4 | 2.5 | 6 | HeaderMin_2.5HeaderMax_6 | 2.5 | INVALID
1148 | 8 | 15709-2P-15HP VLSC | VLSC_15709_2P_15HP | 226.3257 | 226.3257 | 905.3027 | 4 | 1 | 5 | G | VLS_Inline | 1.5 | 1.5 | 2 | 4 | BranchMin_2BranchMax_4 | 4 | 2.5 | 6 | HeaderMin_2.5HeaderMax_6 | 3 | INVALID
1148 | 8 | 15709-2P-15HP VLSC | VLSC_15709_2P_15HP | 226.3257 | 226.3257 | 905.3027 | 4 | 1 | 5 | G | VLS_Inline | 1.5 | 1.5 | 2 | 4 | BranchMin_2BranchMax_4 | 4 | 2.5 | 6 | HeaderMin_2.5HeaderMax_6 | 4 | INVALID
1148 | 8 | 15709-2P-15HP VLSC | VLSC_15709_2P_15HP | 226.3257 | 226.3257 | 905.3027 | 4 | 1 | 5 | G | VLS_Inline | 1.5 | 1.5 | 2 | 4 | BranchMin_2BranchMax_4 | 4 | 2.5 | 6 | HeaderMin_2.5HeaderMax_6 | 5
1148 | 8 | 15709-2P-15HP VLSC | VLSC_15709_2P_15HP | 226.3257 | 226.3257 | 905.3027 | 4 | 1 | 5 | G | VLS_Inline | 1.5 | 1.5 | 2 | 4 | BranchMin_2BranchMax_4 | 4 | 2.5 | 6 | HeaderMin_2.5HeaderMax_6 | 6
1149 | 9 | 15709-4P-3HP VLSC | VLSC_15709_4P_3HP | 124.0691 | 124.0691 | 496.2764 | 4 | 1 | 5 | G | VLS_Inline | 1.5 | 1.5 | 2 | 2.5 | BranchMin_2BranchMax_2.5 | 2 | 2.5 | 5 | HeaderMin_2.5HeaderMax_5 | 2.5
1149 | 9 | 15709-4P-3HP VLSC | VLSC_15709_4P_3HP | 124.0691 | 124.0691 | 496.2764 | 4 | 1 | 5 | G | VLS_Inline | 1.5 | 1.5 | 2 | 2.5 | BranchMin_2BranchMax_2.5 | 2 | 2.5 | 5 | HeaderMin_2.5HeaderMax_5 | 3
1149 | 9 | 15709-4P-3HP VLSC | VLSC_15709_4P_3HP | 124.0691 | 124.0691 | 496.2764 | 4 | 1 | 5 | G | VLS_Inline | 1.5 | 1.5 | 2 | 2.5 | BranchMin_2BranchMax_2.5 | 2 | 2.5 | 5 | HeaderMin_2.5HeaderMax_5 | 4
1149 | 9 | 15709-4P-3HP VLSC | VLSC_15709_4P_3HP | 124.0691 | 124.0691 | 496.2764 | 4 | 1 | 5 | G | VLS_Inline | 1.5 | 1.5 | 2 | 2.5 | BranchMin_2BranchMax_2.5 | 2 | 2.5 | 5 | HeaderMin_2.5HeaderMax_5 | 5
1149 | 9 | 15709-4P-3HP VLSC | VLSC_15709_4P_3HP | 124.0691 | 124.0691 | 496.2764 | 4 | 1 | 5 | G | VLS_Inline | 1.5 | 1.5 | 2 | 2.5 | BranchMin_2BranchMax_2.5 | 2.5 | 2.5 | 5 | HeaderMin_2.5HeaderMax_5 | 2.5 | INVALID
1149 | 9 | 15709-4P-3HP VLSC | VLSC_15709_4P_3HP | 124.0691 | 124.0691 | 496.2764 | 4 | 1 | 5 | G | VLS_Inline | 1.5 | 1.5 | 2 | 2.5 | BranchMin_2BranchMax_2.5 | 2.5 | 2.5 | 5 | HeaderMin_2.5HeaderMax_5 | 3
1149 | 9 | 15709-4P-3HP VLSC | VLSC_15709_4P_3HP | 124.0691 | 124.0691 | 496.2764 | 4 | 1 | 5 | G | VLS_Inline | 1.5 | 1.5 | 2 | 2.5 | BranchMin_2BranchMax_2.5 | 2.5 | 2.5 | 5 | HeaderMin_2.5HeaderMax_5 | 4
1149 | 9 | 15709-4P-3HP VLSC | VLSC_15709_4P_3HP | 124.0691 | 124.0691 | 496.2764 | 4 | 1 | 5 | G | VLS_Inline | 1.5 | 1.5 | 2 | 2.5 | BranchMin_2BranchMax_2.5 | 2.5 | 2.5 | 5 | HeaderMin_2.5HeaderMax_5 | 5
1150 | 10 | 20705-2P-7.5HP VLSC | VLSC_20705_2P_7.5HP | 190.191 | 190.191 | 760.7639 | 4 | 1 | 5 | G | VLS_Inline | 2 | 2 | 2 | 3 | BranchMin_2BranchMax_3 | 2 | 2.5 | 6 | HeaderMin_2.5HeaderMax_6 | 2.5
1150 | 10 | 20705-2P-7.5HP VLSC | VLSC_20705_2P_7.5HP | 190.191 | 190.191 | 760.7639 | 4 | 1 | 5 | G | VLS_Inline | 2 | 2 | 2 | 3 | BranchMin_2BranchMax_3 | 2 | 2.5 | 6 | HeaderMin_2.5HeaderMax_6 | 3
1150 | 10 | 20705-2P-7.5HP VLSC | VLSC_20705_2P_7.5HP | 190.191 | 190.191 | 760.7639 | 4 | 1 | 5 | G | VLS_Inline | 2 | 2 | 2 | 3 | BranchMin_2BranchMax_3 | 2 | 2.5 | 6 | HeaderMin_2.5HeaderMax_6 | 4
1150 | 10 | 20705-2P-7.5HP VLSC | VLSC_20705_2P_7.5HP | 190.191 | 190.191 | 760.7639 | 4 | 1 | 5 | G | VLS_Inline | 2 | 2 | 2 | 3 | BranchMin_2BranchMax_3 | 2 | 2.5 | 6 | HeaderMin_2.5HeaderMax_6 | 5
1150 | 10 | 20705-2P-7.5HP VLSC | VLSC_20705_2P_7.5HP | 190.191 | 190.191 | 760.7639 | 4 | 1 | 5 | G | VLS_Inline | 2 | 2 | 2 | 3 | BranchMin_2BranchMax_3 | 2 | 2.5 | 6 | HeaderMin_2.5HeaderMax_6 | 6
1150 | 10 | 20705-2P-7.5HP VLSC | VLSC_20705_2P_7.5HP | 190.191 | 190.191 | 760.7639 | 4 | 1 | 5 | G | VLS_Inline | 2 | 2 | 2 | 3 | BranchMin_2BranchMax_3 | 2.5 | 2.5 | 6 | HeaderMin_2.5HeaderMax_6 | 2.5 | INVALID
1150 | 10 | 20705-2P-7.5HP VLSC | VLSC_20705_2P_7.5HP | 190.191 | 190.191 | 760.7639 | 4 | 1 | 5 | G | VLS_Inline | 2 | 2 | 2 | 3 | BranchMin_2BranchMax_3 | 2.5 | 2.5 | 6 | HeaderMin_2.5HeaderMax_6 | 3
1150 | 10 | 20705-2P-7.5HP VLSC | VLSC_20705_2P_7.5HP | 190.191 | 190.191 | 760.7639 | 4 | 1 | 5 | G | VLS_Inline | 2 | 2 | 2 | 3 | BranchMin_2BranchMax_3 | 2.5 | 2.5 | 6 | HeaderMin_2.5HeaderMax_6 | 4
1150 | 10 | 20705-2P-7.5HP VLSC | VLSC_20705_2P_7.5HP | 190.191 | 190.191 | 760.7639 | 4 | 1 | 5 | G | VLS_Inline | 2 | 2 | 2 | 3 | BranchMin_2BranchMax_3 | 2.5 | 2.5 | 6 | HeaderMin_2.5HeaderMax_6 | 5
1150 | 10 | 20705-2P-7.5HP VLSC | VLSC_20705_2P_7.5HP | 190.191 | 190.191 | 760.7639 | 4 | 1 | 5 | G | VLS_Inline | 2 | 2 | 2 | 3 | BranchMin_2BranchMax_3 | 2.5 | 2.5 | 6 | HeaderMin_2.5HeaderMax_6 | 6
1150 | 10 | 20705-2P-7.5HP VLSC | VLSC_20705_2P_7.5HP | 190.191 | 190.191 | 760.7639 | 4 | 1 | 5 | G | VLS_Inline | 2 | 2 | 2 | 3 | BranchMin_2BranchMax_3 | 3 | 2.5 | 6 | HeaderMin_2.5HeaderMax_6 | 2.5 | INVALID
1150 | 10 | 20705-2P-7.5HP VLSC | VLSC_20705_2P_7.5HP | 190.191 | 190.191 | 760.7639 | 4 | 1 | 5 | G | VLS_Inline | 2 | 2 | 2 | 3 | BranchMin_2BranchMax_3 | 3 | 2.5 | 6 | HeaderMin_2.5HeaderMax_6 | 3 | INVALID
1150 | 10 | 20705-2P-7.5HP VLSC | VLSC_20705_2P_7.5HP | 190.191 | 190.191 | 760.7639 | 4 | 1 | 5 | G | VLS_Inline | 2 | 2 | 2 | 3 | BranchMin_2BranchMax_3 | 3 | 2.5 | 6 | HeaderMin_2.5HeaderMax_6 | 4
1150 | 10 | 20705-2P-7.5HP VLSC | VLSC_20705_2P_7.5HP | 190.191 | 190.191 | 760.7639 | 4 | 1 | 5 | G | VLS_Inline | 2 | 2 | 2 | 3 | BranchMin_2BranchMax_3 | 3 | 2.5 | 6 | HeaderMin_2.5HeaderMax_6 | 5
1150 | 10 | 20705-2P-7.5HP VLSC | VLSC_20705_2P_7.5HP | 190.191 | 190.191 | 760.7639 | 4 | 1 | 5 | G | VLS_Inline | 2 | 2 | 2 | 3 | BranchMin_2BranchMax_3 | 3 | 2.5 | 6 | HeaderMin_2.5HeaderMax_6 | 6
1151 | 11 | 20705-2P-10HP VLSC | VLSC_20705_2P_10HP | 214.0515 | 214.0515 | 856.2061 | 4 | 1 | 5 | G | VLS_Inline | 2 | 2 | 2 | 3 | BranchMin_2BranchMax_3 | 2 | 2.5 | 6 | HeaderMin_2.5HeaderMax_6 | 2.5
1151 | 11 | 20705-2P-10HP VLSC | VLSC_20705_2P_10HP | 214.0515 | 214.0515 | 856.2061 | 4 | 1 | 5 | G | VLS_Inline | 2 | 2 | 2 | 3 | BranchMin_2BranchMax_3 | 2 | 2.5 | 6 | HeaderMin_2.5HeaderMax_6 | 3
1151 | 11 | 20705-2P-10HP VLSC | VLSC_20705_2P_10HP | 214.0515 | 214.0515 | 856.2061 | 4 | 1 | 5 | G | VLS_Inline | 2 | 2 | 2 | 3 | BranchMin_2BranchMax_3 | 2 | 2.5 | 6 | HeaderMin_2.5HeaderMax_6 | 4
1151 | 11 | 20705-2P-10HP VLSC | VLSC_20705_2P_10HP | 214.0515 | 214.0515 | 856.2061 | 4 | 1 | 5 | G | VLS_Inline | 2 | 2 | 2 | 3 | BranchMin_2BranchMax_3 | 2 | 2.5 | 6 | HeaderMin_2.5HeaderMax_6 | 5
1151 | 11 | 20705-2P-10HP VLSC | VLSC_20705_2P_10HP | 214.0515 | 214.0515 | 856.2061 | 4 | 1 | 5 | G | VLS_Inline | 2 | 2 | 2 | 3 | BranchMin_2BranchMax_3 | 2 | 2.5 | 6 | HeaderMin_2.5HeaderMax_6 | 6
1151 | 11 | 20705-2P-10HP VLSC | VLSC_20705_2P_10HP | 214.0515 | 214.0515 | 856.2061 | 4 | 1 | 5 | G | VLS_Inline | 2 | 2 | 2 | 3 | BranchMin_2BranchMax_3 | 2.5 | 2.5 | 6 | HeaderMin_2.5HeaderMax_6 | 2.5 | INVALID
1151 | 11 | 20705-2P-10HP VLSC | VLSC_20705_2P_10HP | 214.0515 | 214.0515 | 856.2061 | 4 | 1 | 5 | G | VLS_Inline | 2 | 2 | 2 | 3 | BranchMin_2BranchMax_3 | 2.5 | 2.5 | 6 | HeaderMin_2.5HeaderMax_6 | 3
1151 | 11 | 20705-2P-10HP VLSC | VLSC_20705_2P_10HP | 214.0515 | 214.0515 | 856.2061 | 4 | 1 | 5 | G | VLS_Inline | 2 | 2 | 2 | 3 | BranchMin_2BranchMax_3 | 2.5 | 2.5 | 6 | HeaderMin_2.5HeaderMax_6 | 4
1151 | 11 | 20705-2P-10HP VLSC | VLSC_20705_2P_10HP | 214.0515 | 214.0515 | 856.2061 | 4 | 1 | 5 | G | VLS_Inline | 2 | 2 | 2 | 3 | BranchMin_2BranchMax_3 | 2.5 | 2.5 | 6 | HeaderMin_2.5HeaderMax_6 | 5
1151 | 11 | 20705-2P-10HP VLSC | VLSC_20705_2P_10HP | 214.0515 | 214.0515 | 856.2061 | 4 | 1 | 5 | G | VLS_Inline | 2 | 2 | 2 | 3 | BranchMin_2BranchMax_3 | 2.5 | 2.5 | 6 | HeaderMin_2.5HeaderMax_6 | 6
1151 | 11 | 20705-2P-10HP VLSC | VLSC_20705_2P_10HP | 214.0515 | 214.0515 | 856.2061 | 4 | 1 | 5 | G | VLS_Inline | 2 | 2 | 2 | 3 | BranchMin_2BranchMax_3 | 3 | 2.5 | 6 | HeaderMin_2.5HeaderMax_6 | 2.5 | INVALID
1151 | 11 | 20705-2P-10HP VLSC | VLSC_20705_2P_10HP | 214.0515 | 214.0515 | 856.2061 | 4 | 1 | 5 | G | VLS_Inline | 2 | 2 | 2 | 3 | BranchMin_2BranchMax_3 | 3 | 2.5 | 6 | HeaderMin_2.5HeaderMax_6 | 3 | INVALID
1151 | 11 | 20705-2P-10HP VLSC | VLSC_20705_2P_10HP | 214.0515 | 214.0515 | 856.2061 | 4 | 1 | 5 | G | VLS_Inline | 2 | 2 | 2 | 3 | BranchMin_2BranchMax_3 | 3 | 2.5 | 6 | HeaderMin_2.5HeaderMax_6 | 4
1151 | 11 | 20705-2P-10HP VLSC | VLSC_20705_2P_10HP | 214.0515 | 214.0515 | 856.2061 | 4 | 1 | 5 | G | VLS_Inline | 2 | 2 | 2 | 3 | BranchMin_2BranchMax_3 | 3 | 2.5 | 6 | HeaderMin_2.5HeaderMax_6 | 5
1151 | 11 | 20705-2P-10HP VLSC | VLSC_20705_2P_10HP | 214.0515 | 214.0515 | 856.2061 | 4 | 1 | 5 | G | VLS_Inline | 2 | 2 | 2 | 3 | BranchMin_2BranchMax_3 | 3 | 2.5 | 6 | HeaderMin_2.5HeaderMax_6 | 6
1152 | 12 | 20705-2P-15HP VLSC | VLSC_20705_2P_15HP | 249.8523 | 249.8523 | 999.4092 | 4 | 1 | 5 | G | VLS_Inline | 2 | 2 | 2 | 4 | BranchMin_2BranchMax_4 | 2 | 2.5 | 8 | HeaderMin_2.5HeaderMax_8 | 2.5
1152 | 12 | 20705-2P-15HP VLSC | VLSC_20705_2P_15HP | 249.8523 | 249.8523 | 999.4092 | 4 | 1 | 5 | G | VLS_Inline | 2 | 2 | 2 | 4 | BranchMin_2BranchMax_4 | 2 | 2.5 | 8 | HeaderMin_2.5HeaderMax_8 | 4
1152 | 12 | 20705-2P-15HP VLSC | VLSC_20705_2P_15HP | 249.8523 | 249.8523 | 999.4092 | 4 | 1 | 5 | G | VLS_Inline | 2 | 2 | 2 | 4 | BranchMin_2BranchMax_4 | 2 | 2.5 | 8 | HeaderMin_2.5HeaderMax_8 | 6
1152 | 12 | 20705-2P-15HP VLSC | VLSC_20705_2P_15HP | 249.8523 | 249.8523 | 999.4092 | 4 | 1 | 5 | G | VLS_Inline | 2 | 2 | 2 | 4 | BranchMin_2BranchMax_4 | 2 | 2.5 | 8 | HeaderMin_2.5HeaderMax_8 | 8
1152 | 12 | 20705-2P-15HP VLSC | VLSC_20705_2P_15HP | 249.8523 | 249.8523 | 999.4092 | 4 | 1 | 5 | G | VLS_Inline | 2 | 2 | 2 | 4 | BranchMin_2BranchMax_4 | 2.5 | 2.5 | 8 | HeaderMin_2.5HeaderMax_8 | 2.5 | INVALID
1152 | 12 | 20705-2P-15HP VLSC | VLSC_20705_2P_15HP | 249.8523 | 249.8523 | 999.4092 | 4 | 1 | 5 | G | VLS_Inline | 2 | 2 | 2 | 4 | BranchMin_2BranchMax_4 | 2.5 | 2.5 | 8 | HeaderMin_2.5HeaderMax_8 | 4
1152 | 12 | 20705-2P-15HP VLSC | VLSC_20705_2P_15HP | 249.8523 | 249.8523 | 999.4092 | 4 | 1 | 5 | G | VLS_Inline | 2 | 2 | 2 | 4 | BranchMin_2BranchMax_4 | 2.5 | 2.5 | 8 | HeaderMin_2.5HeaderMax_8 | 6
1152 | 12 | 20705-2P-15HP VLSC | VLSC_20705_2P_15HP | 249.8523 | 249.8523 | 999.4092 | 4 | 1 | 5 | G | VLS_Inline | 2 | 2 | 2 | 4 | BranchMin_2BranchMax_4 | 2.5 | 2.5 | 8 | HeaderMin_2.5HeaderMax_8 | 8
1152 | 12 | 20705-2P-15HP VLSC | VLSC_20705_2P_15HP | 249.8523 | 249.8523 | 999.4092 | 4 | 1 | 5 | G | VLS_Inline | 2 | 2 | 2 | 4 | BranchMin_2BranchMax_4 | 3 | 2.5 | 8 | HeaderMin_2.5HeaderMax_8 | 2.5 | INVALID
1152 | 12 | 20705-2P-15HP VLSC | VLSC_20705_2P_15HP | 249.8523 | 249.8523 | 999.4092 | 4 | 1 | 5 | G | VLS_Inline | 2 | 2 | 2 | 4 | BranchMin_2BranchMax_4 | 3 | 2.5 | 8 | HeaderMin_2.5HeaderMax_8 | 4
1152 | 12 | 20705-2P-15HP VLSC | VLSC_20705_2P_15HP | 249.8523 | 249.8523 | 999.4092 | 4 | 1 | 5 | G | VLS_Inline | 2 | 2 | 2 | 4 | BranchMin_2BranchMax_4 | 3 | 2.5 | 8 | HeaderMin_2.5HeaderMax_8 | 6
1152 | 12 | 20705-2P-15HP VLSC | VLSC_20705_2P_15HP | 249.8523 | 249.8523 | 999.4092 | 4 | 1 | 5 | G | VLS_Inline | 2 | 2 | 2 | 4 | BranchMin_2BranchMax_4 | 3 | 2.5 | 8 | HeaderMin_2.5HeaderMax_8 | 8
1152 | 12 | 20705-2P-15HP VLSC | VLSC_20705_2P_15HP | 249.8523 | 249.8523 | 999.4092 | 4 | 1 | 5 | G | VLS_Inline | 2 | 2 | 2 | 4 | BranchMin_2BranchMax_4 | 4 | 2.5 | 8 | HeaderMin_2.5HeaderMax_8 | 2.5 | INVALID
1152 | 12 | 20705-2P-15HP VLSC | VLSC_20705_2P_15HP | 249.8523 | 249.8523 | 999.4092 | 4 | 1 | 5 | G | VLS_Inline | 2 | 2 | 2 | 4 | BranchMin_2BranchMax_4 | 4 | 2.5 | 8 | HeaderMin_2.5HeaderMax_8 | 4 | INVALID
1152 | 12 | 20705-2P-15HP VLSC | VLSC_20705_2P_15HP | 249.8523 | 249.8523 | 999.4092 | 4 | 1 | 5 | G | VLS_Inline | 2 | 2 | 2 | 4 | BranchMin_2BranchMax_4 | 4 | 2.5 | 8 | HeaderMin_2.5HeaderMax_8 | 6
1152 | 12 | 20705-2P-15HP VLSC | VLSC_20705_2P_15HP | 249.8523 | 249.8523 | 999.4092 | 4 | 1 | 5 | G | VLS_Inline | 2 | 2 | 2 | 4 | BranchMin_2BranchMax_4 | 4 | 2.5 | 8 | HeaderMin_2.5HeaderMax_8 | 8
1153 | 13 | 20705-2P-20HP VLSC | VLSC_20705_2P_20HP | 243.9916 | 243.9916 | 975.9663 | 4 | 1 | 5 | G | VLS_Inline | 2 | 2 | 2 | 4 | BranchMin_2BranchMax_4 | 2 | 2.5 | 8 | HeaderMin_2.5HeaderMax_8 | 2.5
1153 | 13 | 20705-2P-20HP VLSC | VLSC_20705_2P_20HP | 243.9916 | 243.9916 | 975.9663 | 4 | 1 | 5 | G | VLS_Inline | 2 | 2 | 2 | 4 | BranchMin_2BranchMax_4 | 2 | 2.5 | 8 | HeaderMin_2.5HeaderMax_8 | 4
1153 | 13 | 20705-2P-20HP VLSC | VLSC_20705_2P_20HP | 243.9916 | 243.9916 | 975.9663 | 4 | 1 | 5 | G | VLS_Inline | 2 | 2 | 2 | 4 | BranchMin_2BranchMax_4 | 2 | 2.5 | 8 | HeaderMin_2.5HeaderMax_8 | 6
1153 | 13 | 20705-2P-20HP VLSC | VLSC_20705_2P_20HP | 243.9916 | 243.9916 | 975.9663 | 4 | 1 | 5 | G | VLS_Inline | 2 | 2 | 2 | 4 | BranchMin_2BranchMax_4 | 2 | 2.5 | 8 | HeaderMin_2.5HeaderMax_8 | 8
1153 | 13 | 20705-2P-20HP VLSC | VLSC_20705_2P_20HP | 243.9916 | 243.9916 | 975.9663 | 4 | 1 | 5 | G | VLS_Inline | 2 | 2 | 2 | 4 | BranchMin_2BranchMax_4 | 2.5 | 2.5 | 8 | HeaderMin_2.5HeaderMax_8 | 2.5 | INVALID
1153 | 13 | 20705-2P-20HP VLSC | VLSC_20705_2P_20HP | 243.9916 | 243.9916 | 975.9663 | 4 | 1 | 5 | G | VLS_Inline | 2 | 2 | 2 | 4 | BranchMin_2BranchMax_4 | 2.5 | 2.5 | 8 | HeaderMin_2.5HeaderMax_8 | 4
1153 | 13 | 20705-2P-20HP VLSC | VLSC_20705_2P_20HP | 243.9916 | 243.9916 | 975.9663 | 4 | 1 | 5 | G | VLS_Inline | 2 | 2 | 2 | 4 | BranchMin_2BranchMax_4 | 2.5 | 2.5 | 8 | HeaderMin_2.5HeaderMax_8 | 6
1153 | 13 | 20705-2P-20HP VLSC | VLSC_20705_2P_20HP | 243.9916 | 243.9916 | 975.9663 | 4 | 1 | 5 | G | VLS_Inline | 2 | 2 | 2 | 4 | BranchMin_2BranchMax_4 | 2.5 | 2.5 | 8 | HeaderMin_2.5HeaderMax_8 | 8
1153 | 13 | 20705-2P-20HP VLSC | VLSC_20705_2P_20HP | 243.9916 | 243.9916 | 975.9663 | 4 | 1 | 5 | G | VLS_Inline | 2 | 2 | 2 | 4 | BranchMin_2BranchMax_4 | 3 | 2.5 | 8 | HeaderMin_2.5HeaderMax_8 | 2.5 | INVALID
1153 | 13 | 20705-2P-20HP VLSC | VLSC_20705_2P_20HP | 243.9916 | 243.9916 | 975.9663 | 4 | 1 | 5 | G | VLS_Inline | 2 | 2 | 2 | 4 | BranchMin_2BranchMax_4 | 3 | 2.5 | 8 | HeaderMin_2.5HeaderMax_8 | 4
1153 | 13 | 20705-2P-20HP VLSC | VLSC_20705_2P_20HP | 243.9916 | 243.9916 | 975.9663 | 4 | 1 | 5 | G | VLS_Inline | 2 | 2 | 2 | 4 | BranchMin_2BranchMax_4 | 3 | 2.5 | 8 | HeaderMin_2.5HeaderMax_8 | 6
1153 | 13 | 20705-2P-20HP VLSC | VLSC_20705_2P_20HP | 243.9916 | 243.9916 | 975.9663 | 4 | 1 | 5 | G | VLS_Inline | 2 | 2 | 2 | 4 | BranchMin_2BranchMax_4 | 3 | 2.5 | 8 | HeaderMin_2.5HeaderMax_8 | 8
1153 | 13 | 20705-2P-20HP VLSC | VLSC_20705_2P_20HP | 243.9916 | 243.9916 | 975.9663 | 4 | 1 | 5 | G | VLS_Inline | 2 | 2 | 2 | 4 | BranchMin_2BranchMax_4 | 4 | 2.5 | 8 | HeaderMin_2.5HeaderMax_8 | 2.5 | INVALID
1153 | 13 | 20705-2P-20HP VLSC | VLSC_20705_2P_20HP | 243.9916 | 243.9916 | 975.9663 | 4 | 1 | 5 | G | VLS_Inline | 2 | 2 | 2 | 4 | BranchMin_2BranchMax_4 | 4 | 2.5 | 8 | HeaderMin_2.5HeaderMax_8 | 4 | INVALID
1153 | 13 | 20705-2P-20HP VLSC | VLSC_20705_2P_20HP | 243.9916 | 243.9916 | 975.9663 | 4 | 1 | 5 | G | VLS_Inline | 2 | 2 | 2 | 4 | BranchMin_2BranchMax_4 | 4 | 2.5 | 8 | HeaderMin_2.5HeaderMax_8 | 6
1153 | 13 | 20705-2P-20HP VLSC | VLSC_20705_2P_20HP | 243.9916 | 243.9916 | 975.9663 | 4 | 1 | 5 | G | VLS_Inline | 2 | 2 | 2 | 4 | BranchMin_2BranchMax_4 | 4 | 2.5 | 8 | HeaderMin_2.5HeaderMax_8 | 8
1154 | 14 | 20705-4P-3HP VLSC | VLSC_20705_4P_3HP | 128.156 | 128.156 | 512.6241 | 4 | 1 | 5 | G | VLS_Inline | 2 | 2 | 2 | 3 | BranchMin_2BranchMax_3 | 2 | 2.5 | 5 | HeaderMin_2.5HeaderMax_5 | 2.5
1154 | 14 | 20705-4P-3HP VLSC | VLSC_20705_4P_3HP | 128.156 | 128.156 | 512.6241 | 4 | 1 | 5 | G | VLS_Inline | 2 | 2 | 2 | 3 | BranchMin_2BranchMax_3 | 2 | 2.5 | 5 | HeaderMin_2.5HeaderMax_5 | 3
1154 | 14 | 20705-4P-3HP VLSC | VLSC_20705_4P_3HP | 128.156 | 128.156 | 512.6241 | 4 | 1 | 5 | G | VLS_Inline | 2 | 2 | 2 | 3 | BranchMin_2BranchMax_3 | 2 | 2.5 | 5 | HeaderMin_2.5HeaderMax_5 | 4
1154 | 14 | 20705-4P-3HP VLSC | VLSC_20705_4P_3HP | 128.156 | 128.156 | 512.6241 | 4 | 1 | 5 | G | VLS_Inline | 2 | 2 | 2 | 3 | BranchMin_2BranchMax_3 | 2 | 2.5 | 5 | HeaderMin_2.5HeaderMax_5 | 5
1154 | 14 | 20705-4P-3HP VLSC | VLSC_20705_4P_3HP | 128.156 | 128.156 | 512.6241 | 4 | 1 | 5 | G | VLS_Inline | 2 | 2 | 2 | 3 | BranchMin_2BranchMax_3 | 2.5 | 2.5 | 5 | HeaderMin_2.5HeaderMax_5 | 2.5 | INVALID
1154 | 14 | 20705-4P-3HP VLSC | VLSC_20705_4P_3HP | 128.156 | 128.156 | 512.6241 | 4 | 1 | 5 | G | VLS_Inline | 2 | 2 | 2 | 3 | BranchMin_2BranchMax_3 | 2.5 | 2.5 | 5 | HeaderMin_2.5HeaderMax_5 | 3
1154 | 14 | 20705-4P-3HP VLSC | VLSC_20705_4P_3HP | 128.156 | 128.156 | 512.6241 | 4 | 1 | 5 | G | VLS_Inline | 2 | 2 | 2 | 3 | BranchMin_2BranchMax_3 | 2.5 | 2.5 | 5 | HeaderMin_2.5HeaderMax_5 | 4
1154 | 14 | 20705-4P-3HP VLSC | VLSC_20705_4P_3HP | 128.156 | 128.156 | 512.6241 | 4 | 1 | 5 | G | VLS_Inline | 2 | 2 | 2 | 3 | BranchMin_2BranchMax_3 | 2.5 | 2.5 | 5 | HeaderMin_2.5HeaderMax_5 | 5
1154 | 14 | 20705-4P-3HP VLSC | VLSC_20705_4P_3HP | 128.156 | 128.156 | 512.6241 | 4 | 1 | 5 | G | VLS_Inline | 2 | 2 | 2 | 3 | BranchMin_2BranchMax_3 | 3 | 2.5 | 5 | HeaderMin_2.5HeaderMax_5 | 2.5 | INVALID
1154 | 14 | 20705-4P-3HP VLSC | VLSC_20705_4P_3HP | 128.156 | 128.156 | 512.6241 | 4 | 1 | 5 | G | VLS_Inline | 2 | 2 | 2 | 3 | BranchMin_2BranchMax_3 | 3 | 2.5 | 5 | HeaderMin_2.5HeaderMax_5 | 3 | INVALID
1154 | 14 | 20705-4P-3HP VLSC | VLSC_20705_4P_3HP | 128.156 | 128.156 | 512.6241 | 4 | 1 | 5 | G | VLS_Inline | 2 | 2 | 2 | 3 | BranchMin_2BranchMax_3 | 3 | 2.5 | 5 | HeaderMin_2.5HeaderMax_5 | 4
1154 | 14 | 20705-4P-3HP VLSC | VLSC_20705_4P_3HP | 128.156 | 128.156 | 512.6241 | 4 | 1 | 5 | G | VLS_Inline | 2 | 2 | 2 | 3 | BranchMin_2BranchMax_3 | 3 | 2.5 | 5 | HeaderMin_2.5HeaderMax_5 | 5
1155 | 15 | 20951-2P-15HP VLSC | RC2511-7.70 | 152.95 | 152.95 | 611.8001 | 4 | 1 | 5 | G | VLS_Inline | 2 | 2 | 2 | 3 | BranchMin_2BranchMax_3 | 2 | 2.5 | 5 | HeaderMin_2.5HeaderMax_5 | 2.5
1155 | 15 | 20951-2P-15HP VLSC | RC2511-7.70 | 152.95 | 152.95 | 611.8001 | 4 | 1 | 5 | G | VLS_Inline | 2 | 2 | 2 | 3 | BranchMin_2BranchMax_3 | 2 | 2.5 | 5 | HeaderMin_2.5HeaderMax_5 | 3
1155 | 15 | 20951-2P-15HP VLSC | RC2511-7.70 | 152.95 | 152.95 | 611.8001 | 4 | 1 | 5 | G | VLS_Inline | 2 | 2 | 2 | 3 | BranchMin_2BranchMax_3 | 2 | 2.5 | 5 | HeaderMin_2.5HeaderMax_5 | 4
1155 | 15 | 20951-2P-15HP VLSC | RC2511-7.70 | 152.95 | 152.95 | 611.8001 | 4 | 1 | 5 | G | VLS_Inline | 2 | 2 | 2 | 3 | BranchMin_2BranchMax_3 | 2 | 2.5 | 5 | HeaderMin_2.5HeaderMax_5 | 5
1155 | 15 | 20951-2P-15HP VLSC | RC2511-7.70 | 152.95 | 152.95 | 611.8001 | 4 | 1 | 5 | G | VLS_Inline | 2 | 2 | 2 | 3 | BranchMin_2BranchMax_3 | 2.5 | 2.5 | 5 | HeaderMin_2.5HeaderMax_5 | 2.5 | INVALID
1155 | 15 | 20951-2P-15HP VLSC | RC2511-7.70 | 152.95 | 152.95 | 611.8001 | 4 | 1 | 5 | G | VLS_Inline | 2 | 2 | 2 | 3 | BranchMin_2BranchMax_3 | 2.5 | 2.5 | 5 | HeaderMin_2.5HeaderMax_5 | 3
1155 | 15 | 20951-2P-15HP VLSC | RC2511-7.70 | 152.95 | 152.95 | 611.8001 | 4 | 1 | 5 | G | VLS_Inline | 2 | 2 | 2 | 3 | BranchMin_2BranchMax_3 | 2.5 | 2.5 | 5 | HeaderMin_2.5HeaderMax_5 | 4
1155 | 15 | 20951-2P-15HP VLSC | RC2511-7.70 | 152.95 | 152.95 | 611.8001 | 4 | 1 | 5 | G | VLS_Inline | 2 | 2 | 2 | 3 | BranchMin_2BranchMax_3 | 2.5 | 2.5 | 5 | HeaderMin_2.5HeaderMax_5 | 5
1155 | 15 | 20951-2P-15HP VLSC | RC2511-7.70 | 152.95 | 152.95 | 611.8001 | 4 | 1 | 5 | G | VLS_Inline | 2 | 2 | 2 | 3 | BranchMin_2BranchMax_3 | 3 | 2.5 | 5 | HeaderMin_2.5HeaderMax_5 | 2.5 | INVALID
1155 | 15 | 20951-2P-15HP VLSC | RC2511-7.70 | 152.95 | 152.95 | 611.8001 | 4 | 1 | 5 | G | VLS_Inline | 2 | 2 | 2 | 3 | BranchMin_2BranchMax_3 | 3 | 2.5 | 5 | HeaderMin_2.5HeaderMax_5 | 3 | INVALID
1155 | 15 | 20951-2P-15HP VLSC | RC2511-7.70 | 152.95 | 152.95 | 611.8001 | 4 | 1 | 5 | G | VLS_Inline | 2 | 2 | 2 | 3 | BranchMin_2BranchMax_3 | 3 | 2.5 | 5 | HeaderMin_2.5HeaderMax_5 | 4
1155 | 15 | 20951-2P-15HP VLSC | RC2511-7.70 | 152.95 | 152.95 | 611.8001 | 4 | 1 | 5 | G | VLS_Inline | 2 | 2 | 2 | 3 | BranchMin_2BranchMax_3 | 3 | 2.5 | 5 | HeaderMin_2.5HeaderMax_5 | 5
1156 | 16 | 20951-2P-20HP VLSC | RC2511-8.31 | 168.2305 | 168.2305 | 672.9221 | 4 | 1 | 5 | G | VLS_Inline | 2 | 2 | 2 | 3 | BranchMin_2BranchMax_3 | 2 | 2.5 | 6 | HeaderMin_2.5HeaderMax_6 | 2.5
1156 | 16 | 20951-2P-20HP VLSC | RC2511-8.31 | 168.2305 | 168.2305 | 672.9221 | 4 | 1 | 5 | G | VLS_Inline | 2 | 2 | 2 | 3 | BranchMin_2BranchMax_3 | 2 | 2.5 | 6 | HeaderMin_2.5HeaderMax_6 | 3
1156 | 16 | 20951-2P-20HP VLSC | RC2511-8.31 | 168.2305 | 168.2305 | 672.9221 | 4 | 1 | 5 | G | VLS_Inline | 2 | 2 | 2 | 3 | BranchMin_2BranchMax_3 | 2 | 2.5 | 6 | HeaderMin_2.5HeaderMax_6 | 4
1156 | 16 | 20951-2P-20HP VLSC | RC2511-8.31 | 168.2305 | 168.2305 | 672.9221 | 4 | 1 | 5 | G | VLS_Inline | 2 | 2 | 2 | 3 | BranchMin_2BranchMax_3 | 2 | 2.5 | 6 | HeaderMin_2.5HeaderMax_6 | 5
1156 | 16 | 20951-2P-20HP VLSC | RC2511-8.31 | 168.2305 | 168.2305 | 672.9221 | 4 | 1 | 5 | G | VLS_Inline | 2 | 2 | 2 | 3 | BranchMin_2BranchMax_3 | 2 | 2.5 | 6 | HeaderMin_2.5HeaderMax_6 | 6
1156 | 16 | 20951-2P-20HP VLSC | RC2511-8.31 | 168.2305 | 168.2305 | 672.9221 | 4 | 1 | 5 | G | VLS_Inline | 2 | 2 | 2 | 3 | BranchMin_2BranchMax_3 | 2.5 | 2.5 | 6 | HeaderMin_2.5HeaderMax_6 | 2.5 | INVALID
1156 | 16 | 20951-2P-20HP VLSC | RC2511-8.31 | 168.2305 | 168.2305 | 672.9221 | 4 | 1 | 5 | G | VLS_Inline | 2 | 2 | 2 | 3 | BranchMin_2BranchMax_3 | 2.5 | 2.5 | 6 | HeaderMin_2.5HeaderMax_6 | 3
1156 | 16 | 20951-2P-20HP VLSC | RC2511-8.31 | 168.2305 | 168.2305 | 672.9221 | 4 | 1 | 5 | G | VLS_Inline | 2 | 2 | 2 | 3 | BranchMin_2BranchMax_3 | 2.5 | 2.5 | 6 | HeaderMin_2.5HeaderMax_6 | 4
1156 | 16 | 20951-2P-20HP VLSC | RC2511-8.31 | 168.2305 | 168.2305 | 672.9221 | 4 | 1 | 5 | G | VLS_Inline | 2 | 2 | 2 | 3 | BranchMin_2BranchMax_3 | 2.5 | 2.5 | 6 | HeaderMin_2.5HeaderMax_6 | 5
1156 | 16 | 20951-2P-20HP VLSC | RC2511-8.31 | 168.2305 | 168.2305 | 672.9221 | 4 | 1 | 5 | G | VLS_Inline | 2 | 2 | 2 | 3 | BranchMin_2BranchMax_3 | 2.5 | 2.5 | 6 | HeaderMin_2.5HeaderMax_6 | 6
1156 | 16 | 20951-2P-20HP VLSC | RC2511-8.31 | 168.2305 | 168.2305 | 672.9221 | 4 | 1 | 5 | G | VLS_Inline | 2 | 2 | 2 | 3 | BranchMin_2BranchMax_3 | 3 | 2.5 | 6 | HeaderMin_2.5HeaderMax_6 | 2.5 | INVALID
1156 | 16 | 20951-2P-20HP VLSC | RC2511-8.31 | 168.2305 | 168.2305 | 672.9221 | 4 | 1 | 5 | G | VLS_Inline | 2 | 2 | 2 | 3 | BranchMin_2BranchMax_3 | 3 | 2.5 | 6 | HeaderMin_2.5HeaderMax_6 | 3 | INVALID
1156 | 16 | 20951-2P-20HP VLSC | RC2511-8.31 | 168.2305 | 168.2305 | 672.9221 | 4 | 1 | 5 | G | VLS_Inline | 2 | 2 | 2 | 3 | BranchMin_2BranchMax_3 | 3 | 2.5 | 6 | HeaderMin_2.5HeaderMax_6 | 4
1156 | 16 | 20951-2P-20HP VLSC | RC2511-8.31 | 168.2305 | 168.2305 | 672.9221 | 4 | 1 | 5 | G | VLS_Inline | 2 | 2 | 2 | 3 | BranchMin_2BranchMax_3 | 3 | 2.5 | 6 | HeaderMin_2.5HeaderMax_6 | 5
1156 | 16 | 20951-2P-20HP VLSC | RC2511-8.31 | 168.2305 | 168.2305 | 672.9221 | 4 | 1 | 5 | G | VLS_Inline | 2 | 2 | 2 | 3 | BranchMin_2BranchMax_3 | 3 | 2.5 | 6 | HeaderMin_2.5HeaderMax_6 | 6
1157 | 17 | 20951-2P-25HP VLSC | RC2511-8.84 | 184.528 | 184.528 | 738.1121 | 4 | 1 | 5 | G | VLS_Inline | 2 | 2 | 2 | 3 | BranchMin_2BranchMax_3 | 2 | 2.5 | 6 | HeaderMin_2.5HeaderMax_6 | 2.5
1157 | 17 | 20951-2P-25HP VLSC | RC2511-8.84 | 184.528 | 184.528 | 738.1121 | 4 | 1 | 5 | G | VLS_Inline | 2 | 2 | 2 | 3 | BranchMin_2BranchMax_3 | 2 | 2.5 | 6 | HeaderMin_2.5HeaderMax_6 | 3
1157 | 17 | 20951-2P-25HP VLSC | RC2511-8.84 | 184.528 | 184.528 | 738.1121 | 4 | 1 | 5 | G | VLS_Inline | 2 | 2 | 2 | 3 | BranchMin_2BranchMax_3 | 2 | 2.5 | 6 | HeaderMin_2.5HeaderMax_6 | 4
1157 | 17 | 20951-2P-25HP VLSC | RC2511-8.84 | 184.528 | 184.528 | 738.1121 | 4 | 1 | 5 | G | VLS_Inline | 2 | 2 | 2 | 3 | BranchMin_2BranchMax_3 | 2 | 2.5 | 6 | HeaderMin_2.5HeaderMax_6 | 5
1157 | 17 | 20951-2P-25HP VLSC | RC2511-8.84 | 184.528 | 184.528 | 738.1121 | 4 | 1 | 5 | G | VLS_Inline | 2 | 2 | 2 | 3 | BranchMin_2BranchMax_3 | 2 | 2.5 | 6 | HeaderMin_2.5HeaderMax_6 | 6
1157 | 17 | 20951-2P-25HP VLSC | RC2511-8.84 | 184.528 | 184.528 | 738.1121 | 4 | 1 | 5 | G | VLS_Inline | 2 | 2 | 2 | 3 | BranchMin_2BranchMax_3 | 2.5 | 2.5 | 6 | HeaderMin_2.5HeaderMax_6 | 2.5 | INVALID
1157 | 17 | 20951-2P-25HP VLSC | RC2511-8.84 | 184.528 | 184.528 | 738.1121 | 4 | 1 | 5 | G | VLS_Inline | 2 | 2 | 2 | 3 | BranchMin_2BranchMax_3 | 2.5 | 2.5 | 6 | HeaderMin_2.5HeaderMax_6 | 3
1157 | 17 | 20951-2P-25HP VLSC | RC2511-8.84 | 184.528 | 184.528 | 738.1121 | 4 | 1 | 5 | G | VLS_Inline | 2 | 2 | 2 | 3 | BranchMin_2BranchMax_3 | 2.5 | 2.5 | 6 | HeaderMin_2.5HeaderMax_6 | 4
1157 | 17 | 20951-2P-25HP VLSC | RC2511-8.84 | 184.528 | 184.528 | 738.1121 | 4 | 1 | 5 | G | VLS_Inline | 2 | 2 | 2 | 3 | BranchMin_2BranchMax_3 | 2.5 | 2.5 | 6 | HeaderMin_2.5HeaderMax_6 | 5
1157 | 17 | 20951-2P-25HP VLSC | RC2511-8.84 | 184.528 | 184.528 | 738.1121 | 4 | 1 | 5 | G | VLS_Inline | 2 | 2 | 2 | 3 | BranchMin_2BranchMax_3 | 2.5 | 2.5 | 6 | HeaderMin_2.5HeaderMax_6 | 6
1157 | 17 | 20951-2P-25HP VLSC | RC2511-8.84 | 184.528 | 184.528 | 738.1121 | 4 | 1 | 5 | G | VLS_Inline | 2 | 2 | 2 | 3 | BranchMin_2BranchMax_3 | 3 | 2.5 | 6 | HeaderMin_2.5HeaderMax_6 | 2.5 | INVALID
1157 | 17 | 20951-2P-25HP VLSC | RC2511-8.84 | 184.528 | 184.528 | 738.1121 | 4 | 1 | 5 | G | VLS_Inline | 2 | 2 | 2 | 3 | BranchMin_2BranchMax_3 | 3 | 2.5 | 6 | HeaderMin_2.5HeaderMax_6 | 3 | INVALID
1157 | 17 | 20951-2P-25HP VLSC | RC2511-8.84 | 184.528 | 184.528 | 738.1121 | 4 | 1 | 5 | G | VLS_Inline | 2 | 2 | 2 | 3 | BranchMin_2BranchMax_3 | 3 | 2.5 | 6 | HeaderMin_2.5HeaderMax_6 | 4
1157 | 17 | 20951-2P-25HP VLSC | RC2511-8.84 | 184.528 | 184.528 | 738.1121 | 4 | 1 | 5 | G | VLS_Inline | 2 | 2 | 2 | 3 | BranchMin_2BranchMax_3 | 3 | 2.5 | 6 | HeaderMin_2.5HeaderMax_6 | 5
1157 | 17 | 20951-2P-25HP VLSC | RC2511-8.84 | 184.528 | 184.528 | 738.1121 | 4 | 1 | 5 | G | VLS_Inline | 2 | 2 | 2 | 3 | BranchMin_2BranchMax_3 | 3 | 2.5 | 6 | HeaderMin_2.5HeaderMax_6 | 6
1158 | 18 | 20951-2P-30HP VLSC | RC2511-9.44 | 191.32 | 191.32 | 765.2801 | 4 | 1 | 5 | G | VLS_Inline | 2 | 2 | 2 | 3 | BranchMin_2BranchMax_3 | 2 | 2.5 | 6 | HeaderMin_2.5HeaderMax_6 | 2.5
1158 | 18 | 20951-2P-30HP VLSC | RC2511-9.44 | 191.32 | 191.32 | 765.2801 | 4 | 1 | 5 | G | VLS_Inline | 2 | 2 | 2 | 3 | BranchMin_2BranchMax_3 | 2 | 2.5 | 6 | HeaderMin_2.5HeaderMax_6 | 3
1158 | 18 | 20951-2P-30HP VLSC | RC2511-9.44 | 191.32 | 191.32 | 765.2801 | 4 | 1 | 5 | G | VLS_Inline | 2 | 2 | 2 | 3 | BranchMin_2BranchMax_3 | 2 | 2.5 | 6 | HeaderMin_2.5HeaderMax_6 | 4
1158 | 18 | 20951-2P-30HP VLSC | RC2511-9.44 | 191.32 | 191.32 | 765.2801 | 4 | 1 | 5 | G | VLS_Inline | 2 | 2 | 2 | 3 | BranchMin_2BranchMax_3 | 2 | 2.5 | 6 | HeaderMin_2.5HeaderMax_6 | 5
1158 | 18 | 20951-2P-30HP VLSC | RC2511-9.44 | 191.32 | 191.32 | 765.2801 | 4 | 1 | 5 | G | VLS_Inline | 2 | 2 | 2 | 3 | BranchMin_2BranchMax_3 | 2 | 2.5 | 6 | HeaderMin_2.5HeaderMax_6 | 6
1158 | 18 | 20951-2P-30HP VLSC | RC2511-9.44 | 191.32 | 191.32 | 765.2801 | 4 | 1 | 5 | G | VLS_Inline | 2 | 2 | 2 | 3 | BranchMin_2BranchMax_3 | 2.5 | 2.5 | 6 | HeaderMin_2.5HeaderMax_6 | 2.5 | INVALID
1158 | 18 | 20951-2P-30HP VLSC | RC2511-9.44 | 191.32 | 191.32 | 765.2801 | 4 | 1 | 5 | G | VLS_Inline | 2 | 2 | 2 | 3 | BranchMin_2BranchMax_3 | 2.5 | 2.5 | 6 | HeaderMin_2.5HeaderMax_6 | 3
1158 | 18 | 20951-2P-30HP VLSC | RC2511-9.44 | 191.32 | 191.32 | 765.2801 | 4 | 1 | 5 | G | VLS_Inline | 2 | 2 | 2 | 3 | BranchMin_2BranchMax_3 | 2.5 | 2.5 | 6 | HeaderMin_2.5HeaderMax_6 | 4
1158 | 18 | 20951-2P-30HP VLSC | RC2511-9.44 | 191.32 | 191.32 | 765.2801 | 4 | 1 | 5 | G | VLS_Inline | 2 | 2 | 2 | 3 | BranchMin_2BranchMax_3 | 2.5 | 2.5 | 6 | HeaderMin_2.5HeaderMax_6 | 5
1158 | 18 | 20951-2P-30HP VLSC | RC2511-9.44 | 191.32 | 191.32 | 765.2801 | 4 | 1 | 5 | G | VLS_Inline | 2 | 2 | 2 | 3 | BranchMin_2BranchMax_3 | 2.5 | 2.5 | 6 | HeaderMin_2.5HeaderMax_6 | 6
1158 | 18 | 20951-2P-30HP VLSC | RC2511-9.44 | 191.32 | 191.32 | 765.2801 | 4 | 1 | 5 | G | VLS_Inline | 2 | 2 | 2 | 3 | BranchMin_2BranchMax_3 | 3 | 2.5 | 6 | HeaderMin_2.5HeaderMax_6 | 2.5 | INVALID
1158 | 18 | 20951-2P-30HP VLSC | RC2511-9.44 | 191.32 | 191.32 | 765.2801 | 4 | 1 | 5 | G | VLS_Inline | 2 | 2 | 2 | 3 | BranchMin_2BranchMax_3 | 3 | 2.5 | 6 | HeaderMin_2.5HeaderMax_6 | 3 | INVALID
1158 | 18 | 20951-2P-30HP VLSC | RC2511-9.44 | 191.32 | 191.32 | 765.2801 | 4 | 1 | 5 | G | VLS_Inline | 2 | 2 | 2 | 3 | BranchMin_2BranchMax_3 | 3 | 2.5 | 6 | HeaderMin_2.5HeaderMax_6 | 4
1158 | 18 | 20951-2P-30HP VLSC | RC2511-9.44 | 191.32 | 191.32 | 765.2801 | 4 | 1 | 5 | G | VLS_Inline | 2 | 2 | 2 | 3 | BranchMin_2BranchMax_3 | 3 | 2.5 | 6 | HeaderMin_2.5HeaderMax_6 | 5
1158 | 18 | 20951-2P-30HP VLSC | RC2511-9.44 | 191.32 | 191.32 | 765.2801 | 4 | 1 | 5 | G | VLS_Inline | 2 | 2 | 2 | 3 | BranchMin_2BranchMax_3 | 3 | 2.5 | 6 | HeaderMin_2.5HeaderMax_6 | 6
1159 | 19 | 20951-4P-3HP VLSC | RC2511-8.70 | 90.3291 | 90.3291 | 361.3164 | 4 | 1 | 5 | G | VLS_Inline | 2 | 2 | 2 | 2.5 | BranchMin_2BranchMax_2.5 | 2 | 2.5 | 4 | HeaderMin_2.5HeaderMax_4 | 2.5
1159 | 19 | 20951-4P-3HP VLSC | RC2511-8.70 | 90.3291 | 90.3291 | 361.3164 | 4 | 1 | 5 | G | VLS_Inline | 2 | 2 | 2 | 2.5 | BranchMin_2BranchMax_2.5 | 2 | 2.5 | 4 | HeaderMin_2.5HeaderMax_4 | 3
1159 | 19 | 20951-4P-3HP VLSC | RC2511-8.70 | 90.3291 | 90.3291 | 361.3164 | 4 | 1 | 5 | G | VLS_Inline | 2 | 2 | 2 | 2.5 | BranchMin_2BranchMax_2.5 | 2 | 2.5 | 4 | HeaderMin_2.5HeaderMax_4 | 4
1159 | 19 | 20951-4P-3HP VLSC | RC2511-8.70 | 90.3291 | 90.3291 | 361.3164 | 4 | 1 | 5 | G | VLS_Inline | 2 | 2 | 2 | 2.5 | BranchMin_2BranchMax_2.5 | 2.5 | 2.5 | 4 | HeaderMin_2.5HeaderMax_4 | 2.5 | INVALID
1159 | 19 | 20951-4P-3HP VLSC | RC2511-8.70 | 90.3291 | 90.3291 | 361.3164 | 4 | 1 | 5 | G | VLS_Inline | 2 | 2 | 2 | 2.5 | BranchMin_2BranchMax_2.5 | 2.5 | 2.5 | 4 | HeaderMin_2.5HeaderMax_4 | 3
1159 | 19 | 20951-4P-3HP VLSC | RC2511-8.70 | 90.3291 | 90.3291 | 361.3164 | 4 | 1 | 5 | G | VLS_Inline | 2 | 2 | 2 | 2.5 | BranchMin_2BranchMax_2.5 | 2.5 | 2.5 | 4 | HeaderMin_2.5HeaderMax_4 | 4
1160 | 20 | 20951-4P-5HP VLSC | RC2511-9.6 | 95.22 | 95.22 | 380.88 | 4 | 1 | 5 | G | VLS_Inline | 2 | 2 | 2 | 2.5 | BranchMin_2BranchMax_2.5 | 2 | 2.5 | 4 | HeaderMin_2.5HeaderMax_4 | 2.5
1160 | 20 | 20951-4P-5HP VLSC | RC2511-9.6 | 95.22 | 95.22 | 380.88 | 4 | 1 | 5 | G | VLS_Inline | 2 | 2 | 2 | 2.5 | BranchMin_2BranchMax_2.5 | 2 | 2.5 | 4 | HeaderMin_2.5HeaderMax_4 | 3
1160 | 20 | 20951-4P-5HP VLSC | RC2511-9.6 | 95.22 | 95.22 | 380.88 | 4 | 1 | 5 | G | VLS_Inline | 2 | 2 | 2 | 2.5 | BranchMin_2BranchMax_2.5 | 2 | 2.5 | 4 | HeaderMin_2.5HeaderMax_4 | 4
1160 | 20 | 20951-4P-5HP VLSC | RC2511-9.6 | 95.22 | 95.22 | 380.88 | 4 | 1 | 5 | G | VLS_Inline | 2 | 2 | 2 | 2.5 | BranchMin_2BranchMax_2.5 | 2.5 | 2.5 | 4 | HeaderMin_2.5HeaderMax_4 | 2.5 | INVALID
1160 | 20 | 20951-4P-5HP VLSC | RC2511-9.6 | 95.22 | 95.22 | 380.88 | 4 | 1 | 5 | G | VLS_Inline | 2 | 2 | 2 | 2.5 | BranchMin_2BranchMax_2.5 | 2.5 | 2.5 | 4 | HeaderMin_2.5HeaderMax_4 | 3
1160 | 20 | 20951-4P-5HP VLSC | RC2511-9.6 | 95.22 | 95.22 | 380.88 | 4 | 1 | 5 | G | VLS_Inline | 2 | 2 | 2 | 2.5 | BranchMin_2BranchMax_2.5 | 2.5 | 2.5 | 4 | HeaderMin_2.5HeaderMax_4 | 4
1161 | 21 | 2095A-2P-15HP VLSC | VLSC_2095A_2P_15HP | 176.1225 | 176.1225 | 704.4902 | 4 | 1 | 5 | G | VLS_Inline | 2 | 2 | 2 | 3 | BranchMin_2BranchMax_3 | 2 | 2.5 | 6 | HeaderMin_2.5HeaderMax_6 | 2.5
1161 | 21 | 2095A-2P-15HP VLSC | VLSC_2095A_2P_15HP | 176.1225 | 176.1225 | 704.4902 | 4 | 1 | 5 | G | VLS_Inline | 2 | 2 | 2 | 3 | BranchMin_2BranchMax_3 | 2 | 2.5 | 6 | HeaderMin_2.5HeaderMax_6 | 3
1161 | 21 | 2095A-2P-15HP VLSC | VLSC_2095A_2P_15HP | 176.1225 | 176.1225 | 704.4902 | 4 | 1 | 5 | G | VLS_Inline | 2 | 2 | 2 | 3 | BranchMin_2BranchMax_3 | 2 | 2.5 | 6 | HeaderMin_2.5HeaderMax_6 | 4
1161 | 21 | 2095A-2P-15HP VLSC | VLSC_2095A_2P_15HP | 176.1225 | 176.1225 | 704.4902 | 4 | 1 | 5 | G | VLS_Inline | 2 | 2 | 2 | 3 | BranchMin_2BranchMax_3 | 2 | 2.5 | 6 | HeaderMin_2.5HeaderMax_6 | 5
1161 | 21 | 2095A-2P-15HP VLSC | VLSC_2095A_2P_15HP | 176.1225 | 176.1225 | 704.4902 | 4 | 1 | 5 | G | VLS_Inline | 2 | 2 | 2 | 3 | BranchMin_2BranchMax_3 | 2 | 2.5 | 6 | HeaderMin_2.5HeaderMax_6 | 6
1161 | 21 | 2095A-2P-15HP VLSC | VLSC_2095A_2P_15HP | 176.1225 | 176.1225 | 704.4902 | 4 | 1 | 5 | G | VLS_Inline | 2 | 2 | 2 | 3 | BranchMin_2BranchMax_3 | 2.5 | 2.5 | 6 | HeaderMin_2.5HeaderMax_6 | 2.5 | INVALID
1161 | 21 | 2095A-2P-15HP VLSC | VLSC_2095A_2P_15HP | 176.1225 | 176.1225 | 704.4902 | 4 | 1 | 5 | G | VLS_Inline | 2 | 2 | 2 | 3 | BranchMin_2BranchMax_3 | 2.5 | 2.5 | 6 | HeaderMin_2.5HeaderMax_6 | 3
1161 | 21 | 2095A-2P-15HP VLSC | VLSC_2095A_2P_15HP | 176.1225 | 176.1225 | 704.4902 | 4 | 1 | 5 | G | VLS_Inline | 2 | 2 | 2 | 3 | BranchMin_2BranchMax_3 | 2.5 | 2.5 | 6 | HeaderMin_2.5HeaderMax_6 | 4
1161 | 21 | 2095A-2P-15HP VLSC | VLSC_2095A_2P_15HP | 176.1225 | 176.1225 | 704.4902 | 4 | 1 | 5 | G | VLS_Inline | 2 | 2 | 2 | 3 | BranchMin_2BranchMax_3 | 2.5 | 2.5 | 6 | HeaderMin_2.5HeaderMax_6 | 5
1161 | 21 | 2095A-2P-15HP VLSC | VLSC_2095A_2P_15HP | 176.1225 | 176.1225 | 704.4902 | 4 | 1 | 5 | G | VLS_Inline | 2 | 2 | 2 | 3 | BranchMin_2BranchMax_3 | 2.5 | 2.5 | 6 | HeaderMin_2.5HeaderMax_6 | 6
1161 | 21 | 2095A-2P-15HP VLSC | VLSC_2095A_2P_15HP | 176.1225 | 176.1225 | 704.4902 | 4 | 1 | 5 | G | VLS_Inline | 2 | 2 | 2 | 3 | BranchMin_2BranchMax_3 | 3 | 2.5 | 6 | HeaderMin_2.5HeaderMax_6 | 2.5 | INVALID
1161 | 21 | 2095A-2P-15HP VLSC | VLSC_2095A_2P_15HP | 176.1225 | 176.1225 | 704.4902 | 4 | 1 | 5 | G | VLS_Inline | 2 | 2 | 2 | 3 | BranchMin_2BranchMax_3 | 3 | 2.5 | 6 | HeaderMin_2.5HeaderMax_6 | 3 | INVALID
1161 | 21 | 2095A-2P-15HP VLSC | VLSC_2095A_2P_15HP | 176.1225 | 176.1225 | 704.4902 | 4 | 1 | 5 | G | VLS_Inline | 2 | 2 | 2 | 3 | BranchMin_2BranchMax_3 | 3 | 2.5 | 6 | HeaderMin_2.5HeaderMax_6 | 4
1161 | 21 | 2095A-2P-15HP VLSC | VLSC_2095A_2P_15HP | 176.1225 | 176.1225 | 704.4902 | 4 | 1 | 5 | G | VLS_Inline | 2 | 2 | 2 | 3 | BranchMin_2BranchMax_3 | 3 | 2.5 | 6 | HeaderMin_2.5HeaderMax_6 | 5
1161 | 21 | 2095A-2P-15HP VLSC | VLSC_2095A_2P_15HP | 176.1225 | 176.1225 | 704.4902 | 4 | 1 | 5 | G | VLS_Inline | 2 | 2 | 2 | 3 | BranchMin_2BranchMax_3 | 3 | 2.5 | 6 | HeaderMin_2.5HeaderMax_6 | 6
1162 | 22 | 2095A-2P-20HP VLSC | VLSC_2095A_2P_20HP | 200.368 | 200.368 | 801.4722 | 4 | 1 | 5 | G | VLS_Inline | 2 | 2 | 2 | 3 | BranchMin_2BranchMax_3 | 2 | 2.5 | 6 | HeaderMin_2.5HeaderMax_6 | 2.5
1162 | 22 | 2095A-2P-20HP VLSC | VLSC_2095A_2P_20HP | 200.368 | 200.368 | 801.4722 | 4 | 1 | 5 | G | VLS_Inline | 2 | 2 | 2 | 3 | BranchMin_2BranchMax_3 | 2 | 2.5 | 6 | HeaderMin_2.5HeaderMax_6 | 3
1162 | 22 | 2095A-2P-20HP VLSC | VLSC_2095A_2P_20HP | 200.368 | 200.368 | 801.4722 | 4 | 1 | 5 | G | VLS_Inline | 2 | 2 | 2 | 3 | BranchMin_2BranchMax_3 | 2 | 2.5 | 6 | HeaderMin_2.5HeaderMax_6 | 4
1162 | 22 | 2095A-2P-20HP VLSC | VLSC_2095A_2P_20HP | 200.368 | 200.368 | 801.4722 | 4 | 1 | 5 | G | VLS_Inline | 2 | 2 | 2 | 3 | BranchMin_2BranchMax_3 | 2 | 2.5 | 6 | HeaderMin_2.5HeaderMax_6 | 5
1162 | 22 | 2095A-2P-20HP VLSC | VLSC_2095A_2P_20HP | 200.368 | 200.368 | 801.4722 | 4 | 1 | 5 | G | VLS_Inline | 2 | 2 | 2 | 3 | BranchMin_2BranchMax_3 | 2 | 2.5 | 6 | HeaderMin_2.5HeaderMax_6 | 6
1162 | 22 | 2095A-2P-20HP VLSC | VLSC_2095A_2P_20HP | 200.368 | 200.368 | 801.4722 | 4 | 1 | 5 | G | VLS_Inline | 2 | 2 | 2 | 3 | BranchMin_2BranchMax_3 | 2.5 | 2.5 | 6 | HeaderMin_2.5HeaderMax_6 | 2.5 | INVALID
1162 | 22 | 2095A-2P-20HP VLSC | VLSC_2095A_2P_20HP | 200.368 | 200.368 | 801.4722 | 4 | 1 | 5 | G | VLS_Inline | 2 | 2 | 2 | 3 | BranchMin_2BranchMax_3 | 2.5 | 2.5 | 6 | HeaderMin_2.5HeaderMax_6 | 3
1162 | 22 | 2095A-2P-20HP VLSC | VLSC_2095A_2P_20HP | 200.368 | 200.368 | 801.4722 | 4 | 1 | 5 | G | VLS_Inline | 2 | 2 | 2 | 3 | BranchMin_2BranchMax_3 | 2.5 | 2.5 | 6 | HeaderMin_2.5HeaderMax_6 | 4
1162 | 22 | 2095A-2P-20HP VLSC | VLSC_2095A_2P_20HP | 200.368 | 200.368 | 801.4722 | 4 | 1 | 5 | G | VLS_Inline | 2 | 2 | 2 | 3 | BranchMin_2BranchMax_3 | 2.5 | 2.5 | 6 | HeaderMin_2.5HeaderMax_6 | 5
1162 | 22 | 2095A-2P-20HP VLSC | VLSC_2095A_2P_20HP | 200.368 | 200.368 | 801.4722 | 4 | 1 | 5 | G | VLS_Inline | 2 | 2 | 2 | 3 | BranchMin_2BranchMax_3 | 2.5 | 2.5 | 6 | HeaderMin_2.5HeaderMax_6 | 6
1162 | 22 | 2095A-2P-20HP VLSC | VLSC_2095A_2P_20HP | 200.368 | 200.368 | 801.4722 | 4 | 1 | 5 | G | VLS_Inline | 2 | 2 | 2 | 3 | BranchMin_2BranchMax_3 | 3 | 2.5 | 6 | HeaderMin_2.5HeaderMax_6 | 2.5 | INVALID
1162 | 22 | 2095A-2P-20HP VLSC | VLSC_2095A_2P_20HP | 200.368 | 200.368 | 801.4722 | 4 | 1 | 5 | G | VLS_Inline | 2 | 2 | 2 | 3 | BranchMin_2BranchMax_3 | 3 | 2.5 | 6 | HeaderMin_2.5HeaderMax_6 | 3 | INVALID
1162 | 22 | 2095A-2P-20HP VLSC | VLSC_2095A_2P_20HP | 200.368 | 200.368 | 801.4722 | 4 | 1 | 5 | G | VLS_Inline | 2 | 2 | 2 | 3 | BranchMin_2BranchMax_3 | 3 | 2.5 | 6 | HeaderMin_2.5HeaderMax_6 | 4
1162 | 22 | 2095A-2P-20HP VLSC | VLSC_2095A_2P_20HP | 200.368 | 200.368 | 801.4722 | 4 | 1 | 5 | G | VLS_Inline | 2 | 2 | 2 | 3 | BranchMin_2BranchMax_3 | 3 | 2.5 | 6 | HeaderMin_2.5HeaderMax_6 | 5
1162 | 22 | 2095A-2P-20HP VLSC | VLSC_2095A_2P_20HP | 200.368 | 200.368 | 801.4722 | 4 | 1 | 5 | G | VLS_Inline | 2 | 2 | 2 | 3 | BranchMin_2BranchMax_3 | 3 | 2.5 | 6 | HeaderMin_2.5HeaderMax_6 | 6
1163 | 23 | 2095A-2P-25HP VLSC | VLSC_2095A_2P_25HP | 232.5586 | 232.5586 | 930.2345 | 4 | 1 | 5 | G | VLS_Inline | 2 | 2 | 2 | 4 | BranchMin_2BranchMax_4 | 2 | 2.5 | 6 | HeaderMin_2.5HeaderMax_6 | 2.5
1163 | 23 | 2095A-2P-25HP VLSC | VLSC_2095A_2P_25HP | 232.5586 | 232.5586 | 930.2345 | 4 | 1 | 5 | G | VLS_Inline | 2 | 2 | 2 | 4 | BranchMin_2BranchMax_4 | 2 | 2.5 | 6 | HeaderMin_2.5HeaderMax_6 | 3
1163 | 23 | 2095A-2P-25HP VLSC | VLSC_2095A_2P_25HP | 232.5586 | 232.5586 | 930.2345 | 4 | 1 | 5 | G | VLS_Inline | 2 | 2 | 2 | 4 | BranchMin_2BranchMax_4 | 2 | 2.5 | 6 | HeaderMin_2.5HeaderMax_6 | 4
1163 | 23 | 2095A-2P-25HP VLSC | VLSC_2095A_2P_25HP | 232.5586 | 232.5586 | 930.2345 | 4 | 1 | 5 | G | VLS_Inline | 2 | 2 | 2 | 4 | BranchMin_2BranchMax_4 | 2 | 2.5 | 6 | HeaderMin_2.5HeaderMax_6 | 5
1163 | 23 | 2095A-2P-25HP VLSC | VLSC_2095A_2P_25HP | 232.5586 | 232.5586 | 930.2345 | 4 | 1 | 5 | G | VLS_Inline | 2 | 2 | 2 | 4 | BranchMin_2BranchMax_4 | 2 | 2.5 | 6 | HeaderMin_2.5HeaderMax_6 | 6
1163 | 23 | 2095A-2P-25HP VLSC | VLSC_2095A_2P_25HP | 232.5586 | 232.5586 | 930.2345 | 4 | 1 | 5 | G | VLS_Inline | 2 | 2 | 2 | 4 | BranchMin_2BranchMax_4 | 2.5 | 2.5 | 6 | HeaderMin_2.5HeaderMax_6 | 2.5 | INVALID
1163 | 23 | 2095A-2P-25HP VLSC | VLSC_2095A_2P_25HP | 232.5586 | 232.5586 | 930.2345 | 4 | 1 | 5 | G | VLS_Inline | 2 | 2 | 2 | 4 | BranchMin_2BranchMax_4 | 2.5 | 2.5 | 6 | HeaderMin_2.5HeaderMax_6 | 3
1163 | 23 | 2095A-2P-25HP VLSC | VLSC_2095A_2P_25HP | 232.5586 | 232.5586 | 930.2345 | 4 | 1 | 5 | G | VLS_Inline | 2 | 2 | 2 | 4 | BranchMin_2BranchMax_4 | 2.5 | 2.5 | 6 | HeaderMin_2.5HeaderMax_6 | 4
1163 | 23 | 2095A-2P-25HP VLSC | VLSC_2095A_2P_25HP | 232.5586 | 232.5586 | 930.2345 | 4 | 1 | 5 | G | VLS_Inline | 2 | 2 | 2 | 4 | BranchMin_2BranchMax_4 | 2.5 | 2.5 | 6 | HeaderMin_2.5HeaderMax_6 | 5
1163 | 23 | 2095A-2P-25HP VLSC | VLSC_2095A_2P_25HP | 232.5586 | 232.5586 | 930.2345 | 4 | 1 | 5 | G | VLS_Inline | 2 | 2 | 2 | 4 | BranchMin_2BranchMax_4 | 2.5 | 2.5 | 6 | HeaderMin_2.5HeaderMax_6 | 6
1163 | 23 | 2095A-2P-25HP VLSC | VLSC_2095A_2P_25HP | 232.5586 | 232.5586 | 930.2345 | 4 | 1 | 5 | G | VLS_Inline | 2 | 2 | 2 | 4 | BranchMin_2BranchMax_4 | 3 | 2.5 | 6 | HeaderMin_2.5HeaderMax_6 | 2.5 | INVALID
1163 | 23 | 2095A-2P-25HP VLSC | VLSC_2095A_2P_25HP | 232.5586 | 232.5586 | 930.2345 | 4 | 1 | 5 | G | VLS_Inline | 2 | 2 | 2 | 4 | BranchMin_2BranchMax_4 | 3 | 2.5 | 6 | HeaderMin_2.5HeaderMax_6 | 3 | INVALID
1163 | 23 | 2095A-2P-25HP VLSC | VLSC_2095A_2P_25HP | 232.5586 | 232.5586 | 930.2345 | 4 | 1 | 5 | G | VLS_Inline | 2 | 2 | 2 | 4 | BranchMin_2BranchMax_4 | 3 | 2.5 | 6 | HeaderMin_2.5HeaderMax_6 | 4
1163 | 23 | 2095A-2P-25HP VLSC | VLSC_2095A_2P_25HP | 232.5586 | 232.5586 | 930.2345 | 4 | 1 | 5 | G | VLS_Inline | 2 | 2 | 2 | 4 | BranchMin_2BranchMax_4 | 3 | 2.5 | 6 | HeaderMin_2.5HeaderMax_6 | 5
1163 | 23 | 2095A-2P-25HP VLSC | VLSC_2095A_2P_25HP | 232.5586 | 232.5586 | 930.2345 | 4 | 1 | 5 | G | VLS_Inline | 2 | 2 | 2 | 4 | BranchMin_2BranchMax_4 | 3 | 2.5 | 6 | HeaderMin_2.5HeaderMax_6 | 6
1163 | 23 | 2095A-2P-25HP VLSC | VLSC_2095A_2P_25HP | 232.5586 | 232.5586 | 930.2345 | 4 | 1 | 5 | G | VLS_Inline | 2 | 2 | 2 | 4 | BranchMin_2BranchMax_4 | 4 | 2.5 | 6 | HeaderMin_2.5HeaderMax_6 | 2.5 | INVALID
1163 | 23 | 2095A-2P-25HP VLSC | VLSC_2095A_2P_25HP | 232.5586 | 232.5586 | 930.2345 | 4 | 1 | 5 | G | VLS_Inline | 2 | 2 | 2 | 4 | BranchMin_2BranchMax_4 | 4 | 2.5 | 6 | HeaderMin_2.5HeaderMax_6 | 3 | INVALID
1163 | 23 | 2095A-2P-25HP VLSC | VLSC_2095A_2P_25HP | 232.5586 | 232.5586 | 930.2345 | 4 | 1 | 5 | G | VLS_Inline | 2 | 2 | 2 | 4 | BranchMin_2BranchMax_4 | 4 | 2.5 | 6 | HeaderMin_2.5HeaderMax_6 | 4 | INVALID
1163 | 23 | 2095A-2P-25HP VLSC | VLSC_2095A_2P_25HP | 232.5586 | 232.5586 | 930.2345 | 4 | 1 | 5 | G | VLS_Inline | 2 | 2 | 2 | 4 | BranchMin_2BranchMax_4 | 4 | 2.5 | 6 | HeaderMin_2.5HeaderMax_6 | 5
1163 | 23 | 2095A-2P-25HP VLSC | VLSC_2095A_2P_25HP | 232.5586 | 232.5586 | 930.2345 | 4 | 1 | 5 | G | VLS_Inline | 2 | 2 | 2 | 4 | BranchMin_2BranchMax_4 | 4 | 2.5 | 6 | HeaderMin_2.5HeaderMax_6 | 6
1164 | 24 | 2095A-2P-30HP VLSC | VLSC_2095A_2P_30HP | 232.5586 | 232.5586 | 930.2345 | 4 | 1 | 5 | G | VLS_Inline | 2 | 2 | 2 | 4 | BranchMin_2BranchMax_4 | 2 | 2.5 | 6 | HeaderMin_2.5HeaderMax_6 | 2.5
1164 | 24 | 2095A-2P-30HP VLSC | VLSC_2095A_2P_30HP | 232.5586 | 232.5586 | 930.2345 | 4 | 1 | 5 | G | VLS_Inline | 2 | 2 | 2 | 4 | BranchMin_2BranchMax_4 | 2 | 2.5 | 6 | HeaderMin_2.5HeaderMax_6 | 3
1164 | 24 | 2095A-2P-30HP VLSC | VLSC_2095A_2P_30HP | 232.5586 | 232.5586 | 930.2345 | 4 | 1 | 5 | G | VLS_Inline | 2 | 2 | 2 | 4 | BranchMin_2BranchMax_4 | 2 | 2.5 | 6 | HeaderMin_2.5HeaderMax_6 | 4
1164 | 24 | 2095A-2P-30HP VLSC | VLSC_2095A_2P_30HP | 232.5586 | 232.5586 | 930.2345 | 4 | 1 | 5 | G | VLS_Inline | 2 | 2 | 2 | 4 | BranchMin_2BranchMax_4 | 2 | 2.5 | 6 | HeaderMin_2.5HeaderMax_6 | 5
1164 | 24 | 2095A-2P-30HP VLSC | VLSC_2095A_2P_30HP | 232.5586 | 232.5586 | 930.2345 | 4 | 1 | 5 | G | VLS_Inline | 2 | 2 | 2 | 4 | BranchMin_2BranchMax_4 | 2 | 2.5 | 6 | HeaderMin_2.5HeaderMax_6 | 6
1164 | 24 | 2095A-2P-30HP VLSC | VLSC_2095A_2P_30HP | 232.5586 | 232.5586 | 930.2345 | 4 | 1 | 5 | G | VLS_Inline | 2 | 2 | 2 | 4 | BranchMin_2BranchMax_4 | 2.5 | 2.5 | 6 | HeaderMin_2.5HeaderMax_6 | 2.5 | INVALID
1164 | 24 | 2095A-2P-30HP VLSC | VLSC_2095A_2P_30HP | 232.5586 | 232.5586 | 930.2345 | 4 | 1 | 5 | G | VLS_Inline | 2 | 2 | 2 | 4 | BranchMin_2BranchMax_4 | 2.5 | 2.5 | 6 | HeaderMin_2.5HeaderMax_6 | 3
1164 | 24 | 2095A-2P-30HP VLSC | VLSC_2095A_2P_30HP | 232.5586 | 232.5586 | 930.2345 | 4 | 1 | 5 | G | VLS_Inline | 2 | 2 | 2 | 4 | BranchMin_2BranchMax_4 | 2.5 | 2.5 | 6 | HeaderMin_2.5HeaderMax_6 | 4
1164 | 24 | 2095A-2P-30HP VLSC | VLSC_2095A_2P_30HP | 232.5586 | 232.5586 | 930.2345 | 4 | 1 | 5 | G | VLS_Inline | 2 | 2 | 2 | 4 | BranchMin_2BranchMax_4 | 2.5 | 2.5 | 6 | HeaderMin_2.5HeaderMax_6 | 5
1164 | 24 | 2095A-2P-30HP VLSC | VLSC_2095A_2P_30HP | 232.5586 | 232.5586 | 930.2345 | 4 | 1 | 5 | G | VLS_Inline | 2 | 2 | 2 | 4 | BranchMin_2BranchMax_4 | 2.5 | 2.5 | 6 | HeaderMin_2.5HeaderMax_6 | 6
1164 | 24 | 2095A-2P-30HP VLSC | VLSC_2095A_2P_30HP | 232.5586 | 232.5586 | 930.2345 | 4 | 1 | 5 | G | VLS_Inline | 2 | 2 | 2 | 4 | BranchMin_2BranchMax_4 | 3 | 2.5 | 6 | HeaderMin_2.5HeaderMax_6 | 2.5 | INVALID
1164 | 24 | 2095A-2P-30HP VLSC | VLSC_2095A_2P_30HP | 232.5586 | 232.5586 | 930.2345 | 4 | 1 | 5 | G | VLS_Inline | 2 | 2 | 2 | 4 | BranchMin_2BranchMax_4 | 3 | 2.5 | 6 | HeaderMin_2.5HeaderMax_6 | 3 | INVALID
1164 | 24 | 2095A-2P-30HP VLSC | VLSC_2095A_2P_30HP | 232.5586 | 232.5586 | 930.2345 | 4 | 1 | 5 | G | VLS_Inline | 2 | 2 | 2 | 4 | BranchMin_2BranchMax_4 | 3 | 2.5 | 6 | HeaderMin_2.5HeaderMax_6 | 4
1164 | 24 | 2095A-2P-30HP VLSC | VLSC_2095A_2P_30HP | 232.5586 | 232.5586 | 930.2345 | 4 | 1 | 5 | G | VLS_Inline | 2 | 2 | 2 | 4 | BranchMin_2BranchMax_4 | 3 | 2.5 | 6 | HeaderMin_2.5HeaderMax_6 | 5
1164 | 24 | 2095A-2P-30HP VLSC | VLSC_2095A_2P_30HP | 232.5586 | 232.5586 | 930.2345 | 4 | 1 | 5 | G | VLS_Inline | 2 | 2 | 2 | 4 | BranchMin_2BranchMax_4 | 3 | 2.5 | 6 | HeaderMin_2.5HeaderMax_6 | 6
1164 | 24 | 2095A-2P-30HP VLSC | VLSC_2095A_2P_30HP | 232.5586 | 232.5586 | 930.2345 | 4 | 1 | 5 | G | VLS_Inline | 2 | 2 | 2 | 4 | BranchMin_2BranchMax_4 | 4 | 2.5 | 6 | HeaderMin_2.5HeaderMax_6 | 2.5 | INVALID
1164 | 24 | 2095A-2P-30HP VLSC | VLSC_2095A_2P_30HP | 232.5586 | 232.5586 | 930.2345 | 4 | 1 | 5 | G | VLS_Inline | 2 | 2 | 2 | 4 | BranchMin_2BranchMax_4 | 4 | 2.5 | 6 | HeaderMin_2.5HeaderMax_6 | 3 | INVALID
1164 | 24 | 2095A-2P-30HP VLSC | VLSC_2095A_2P_30HP | 232.5586 | 232.5586 | 930.2345 | 4 | 1 | 5 | G | VLS_Inline | 2 | 2 | 2 | 4 | BranchMin_2BranchMax_4 | 4 | 2.5 | 6 | HeaderMin_2.5HeaderMax_6 | 4 | INVALID
1164 | 24 | 2095A-2P-30HP VLSC | VLSC_2095A_2P_30HP | 232.5586 | 232.5586 | 930.2345 | 4 | 1 | 5 | G | VLS_Inline | 2 | 2 | 2 | 4 | BranchMin_2BranchMax_4 | 4 | 2.5 | 6 | HeaderMin_2.5HeaderMax_6 | 5
1164 | 24 | 2095A-2P-30HP VLSC | VLSC_2095A_2P_30HP | 232.5586 | 232.5586 | 930.2345 | 4 | 1 | 5 | G | VLS_Inline | 2 | 2 | 2 | 4 | BranchMin_2BranchMax_4 | 4 | 2.5 | 6 | HeaderMin_2.5HeaderMax_6 | 6
1165 | 25 | 2095A-4P-3HP VLSC | VLSC_2095A_4P_3HP | 111.4482 | 111.4482 | 445.7928 | 4 | 1 | 5 | G | VLS_Inline | 2 | 2 | 2 | 2.5 | BranchMin_2BranchMax_2.5 | 2 | 2.5 | 5 | HeaderMin_2.5HeaderMax_5 | 2.5
1165 | 25 | 2095A-4P-3HP VLSC | VLSC_2095A_4P_3HP | 111.4482 | 111.4482 | 445.7928 | 4 | 1 | 5 | G | VLS_Inline | 2 | 2 | 2 | 2.5 | BranchMin_2BranchMax_2.5 | 2 | 2.5 | 5 | HeaderMin_2.5HeaderMax_5 | 3
1165 | 25 | 2095A-4P-3HP VLSC | VLSC_2095A_4P_3HP | 111.4482 | 111.4482 | 445.7928 | 4 | 1 | 5 | G | VLS_Inline | 2 | 2 | 2 | 2.5 | BranchMin_2BranchMax_2.5 | 2 | 2.5 | 5 | HeaderMin_2.5HeaderMax_5 | 4
1165 | 25 | 2095A-4P-3HP VLSC | VLSC_2095A_4P_3HP | 111.4482 | 111.4482 | 445.7928 | 4 | 1 | 5 | G | VLS_Inline | 2 | 2 | 2 | 2.5 | BranchMin_2BranchMax_2.5 | 2 | 2.5 | 5 | HeaderMin_2.5HeaderMax_5 | 5
1165 | 25 | 2095A-4P-3HP VLSC | VLSC_2095A_4P_3HP | 111.4482 | 111.4482 | 445.7928 | 4 | 1 | 5 | G | VLS_Inline | 2 | 2 | 2 | 2.5 | BranchMin_2BranchMax_2.5 | 2.5 | 2.5 | 5 | HeaderMin_2.5HeaderMax_5 | 2.5 | INVALID
1165 | 25 | 2095A-4P-3HP VLSC | VLSC_2095A_4P_3HP | 111.4482 | 111.4482 | 445.7928 | 4 | 1 | 5 | G | VLS_Inline | 2 | 2 | 2 | 2.5 | BranchMin_2BranchMax_2.5 | 2.5 | 2.5 | 5 | HeaderMin_2.5HeaderMax_5 | 3
1165 | 25 | 2095A-4P-3HP VLSC | VLSC_2095A_4P_3HP | 111.4482 | 111.4482 | 445.7928 | 4 | 1 | 5 | G | VLS_Inline | 2 | 2 | 2 | 2.5 | BranchMin_2BranchMax_2.5 | 2.5 | 2.5 | 5 | HeaderMin_2.5HeaderMax_5 | 4
1165 | 25 | 2095A-4P-3HP VLSC | VLSC_2095A_4P_3HP | 111.4482 | 111.4482 | 445.7928 | 4 | 1 | 5 | G | VLS_Inline | 2 | 2 | 2 | 2.5 | BranchMin_2BranchMax_2.5 | 2.5 | 2.5 | 5 | HeaderMin_2.5HeaderMax_5 | 5
1166 | 26 | 2095A-4P-5HP VLSC | VLSC_2095A_4P_5HP | 118.6369 | 118.6369 | 474.5474 | 4 | 1 | 5 | G | VLS_Inline | 2 | 2 | 2 | 2.5 | BranchMin_2BranchMax_2.5 | 2 | 2.5 | 5 | HeaderMin_2.5HeaderMax_5 | 2.5
1166 | 26 | 2095A-4P-5HP VLSC | VLSC_2095A_4P_5HP | 118.6369 | 118.6369 | 474.5474 | 4 | 1 | 5 | G | VLS_Inline | 2 | 2 | 2 | 2.5 | BranchMin_2BranchMax_2.5 | 2 | 2.5 | 5 | HeaderMin_2.5HeaderMax_5 | 3
1166 | 26 | 2095A-4P-5HP VLSC | VLSC_2095A_4P_5HP | 118.6369 | 118.6369 | 474.5474 | 4 | 1 | 5 | G | VLS_Inline | 2 | 2 | 2 | 2.5 | BranchMin_2BranchMax_2.5 | 2 | 2.5 | 5 | HeaderMin_2.5HeaderMax_5 | 4
1166 | 26 | 2095A-4P-5HP VLSC | VLSC_2095A_4P_5HP | 118.6369 | 118.6369 | 474.5474 | 4 | 1 | 5 | G | VLS_Inline | 2 | 2 | 2 | 2.5 | BranchMin_2BranchMax_2.5 | 2 | 2.5 | 5 | HeaderMin_2.5HeaderMax_5 | 5
1166 | 26 | 2095A-4P-5HP VLSC | VLSC_2095A_4P_5HP | 118.6369 | 118.6369 | 474.5474 | 4 | 1 | 5 | G | VLS_Inline | 2 | 2 | 2 | 2.5 | BranchMin_2BranchMax_2.5 | 2.5 | 2.5 | 5 | HeaderMin_2.5HeaderMax_5 | 2.5 | INVALID
1166 | 26 | 2095A-4P-5HP VLSC | VLSC_2095A_4P_5HP | 118.6369 | 118.6369 | 474.5474 | 4 | 1 | 5 | G | VLS_Inline | 2 | 2 | 2 | 2.5 | BranchMin_2BranchMax_2.5 | 2.5 | 2.5 | 5 | HeaderMin_2.5HeaderMax_5 | 3
1166 | 26 | 2095A-4P-5HP VLSC | VLSC_2095A_4P_5HP | 118.6369 | 118.6369 | 474.5474 | 4 | 1 | 5 | G | VLS_Inline | 2 | 2 | 2 | 2.5 | BranchMin_2BranchMax_2.5 | 2.5 | 2.5 | 5 | HeaderMin_2.5HeaderMax_5 | 4
1166 | 26 | 2095A-4P-5HP VLSC | VLSC_2095A_4P_5HP | 118.6369 | 118.6369 | 474.5474 | 4 | 1 | 5 | G | VLS_Inline | 2 | 2 | 2 | 2.5 | BranchMin_2BranchMax_2.5 | 2.5 | 2.5 | 5 | HeaderMin_2.5HeaderMax_5 | 5
1167 | 27 | 20955-2P-15HP VLSC | VLSC_20955_2P_15HP | 205.3636 | 205.3636 | 821.4543 | 4 | 1 | 5 | G | VLS_Inline | 2 | 2 | 2 | 3 | BranchMin_2BranchMax_3 | 2 | 2.5 | 6 | HeaderMin_2.5HeaderMax_6 | 2.5
1167 | 27 | 20955-2P-15HP VLSC | VLSC_20955_2P_15HP | 205.3636 | 205.3636 | 821.4543 | 4 | 1 | 5 | G | VLS_Inline | 2 | 2 | 2 | 3 | BranchMin_2BranchMax_3 | 2 | 2.5 | 6 | HeaderMin_2.5HeaderMax_6 | 3
1167 | 27 | 20955-2P-15HP VLSC | VLSC_20955_2P_15HP | 205.3636 | 205.3636 | 821.4543 | 4 | 1 | 5 | G | VLS_Inline | 2 | 2 | 2 | 3 | BranchMin_2BranchMax_3 | 2 | 2.5 | 6 | HeaderMin_2.5HeaderMax_6 | 4
1167 | 27 | 20955-2P-15HP VLSC | VLSC_20955_2P_15HP | 205.3636 | 205.3636 | 821.4543 | 4 | 1 | 5 | G | VLS_Inline | 2 | 2 | 2 | 3 | BranchMin_2BranchMax_3 | 2 | 2.5 | 6 | HeaderMin_2.5HeaderMax_6 | 5
1167 | 27 | 20955-2P-15HP VLSC | VLSC_20955_2P_15HP | 205.3636 | 205.3636 | 821.4543 | 4 | 1 | 5 | G | VLS_Inline | 2 | 2 | 2 | 3 | BranchMin_2BranchMax_3 | 2 | 2.5 | 6 | HeaderMin_2.5HeaderMax_6 | 6
1167 | 27 | 20955-2P-15HP VLSC | VLSC_20955_2P_15HP | 205.3636 | 205.3636 | 821.4543 | 4 | 1 | 5 | G | VLS_Inline | 2 | 2 | 2 | 3 | BranchMin_2BranchMax_3 | 2.5 | 2.5 | 6 | HeaderMin_2.5HeaderMax_6 | 2.5 | INVALID
1167 | 27 | 20955-2P-15HP VLSC | VLSC_20955_2P_15HP | 205.3636 | 205.3636 | 821.4543 | 4 | 1 | 5 | G | VLS_Inline | 2 | 2 | 2 | 3 | BranchMin_2BranchMax_3 | 2.5 | 2.5 | 6 | HeaderMin_2.5HeaderMax_6 | 3
1167 | 27 | 20955-2P-15HP VLSC | VLSC_20955_2P_15HP | 205.3636 | 205.3636 | 821.4543 | 4 | 1 | 5 | G | VLS_Inline | 2 | 2 | 2 | 3 | BranchMin_2BranchMax_3 | 2.5 | 2.5 | 6 | HeaderMin_2.5HeaderMax_6 | 4
1167 | 27 | 20955-2P-15HP VLSC | VLSC_20955_2P_15HP | 205.3636 | 205.3636 | 821.4543 | 4 | 1 | 5 | G | VLS_Inline | 2 | 2 | 2 | 3 | BranchMin_2BranchMax_3 | 2.5 | 2.5 | 6 | HeaderMin_2.5HeaderMax_6 | 5
1167 | 27 | 20955-2P-15HP VLSC | VLSC_20955_2P_15HP | 205.3636 | 205.3636 | 821.4543 | 4 | 1 | 5 | G | VLS_Inline | 2 | 2 | 2 | 3 | BranchMin_2BranchMax_3 | 2.5 | 2.5 | 6 | HeaderMin_2.5HeaderMax_6 | 6
1167 | 27 | 20955-2P-15HP VLSC | VLSC_20955_2P_15HP | 205.3636 | 205.3636 | 821.4543 | 4 | 1 | 5 | G | VLS_Inline | 2 | 2 | 2 | 3 | BranchMin_2BranchMax_3 | 3 | 2.5 | 6 | HeaderMin_2.5HeaderMax_6 | 2.5 | INVALID
1167 | 27 | 20955-2P-15HP VLSC | VLSC_20955_2P_15HP | 205.3636 | 205.3636 | 821.4543 | 4 | 1 | 5 | G | VLS_Inline | 2 | 2 | 2 | 3 | BranchMin_2BranchMax_3 | 3 | 2.5 | 6 | HeaderMin_2.5HeaderMax_6 | 3 | INVALID
1167 | 27 | 20955-2P-15HP VLSC | VLSC_20955_2P_15HP | 205.3636 | 205.3636 | 821.4543 | 4 | 1 | 5 | G | VLS_Inline | 2 | 2 | 2 | 3 | BranchMin_2BranchMax_3 | 3 | 2.5 | 6 | HeaderMin_2.5HeaderMax_6 | 4
1167 | 27 | 20955-2P-15HP VLSC | VLSC_20955_2P_15HP | 205.3636 | 205.3636 | 821.4543 | 4 | 1 | 5 | G | VLS_Inline | 2 | 2 | 2 | 3 | BranchMin_2BranchMax_3 | 3 | 2.5 | 6 | HeaderMin_2.5HeaderMax_6 | 5
1167 | 27 | 20955-2P-15HP VLSC | VLSC_20955_2P_15HP | 205.3636 | 205.3636 | 821.4543 | 4 | 1 | 5 | G | VLS_Inline | 2 | 2 | 2 | 3 | BranchMin_2BranchMax_3 | 3 | 2.5 | 6 | HeaderMin_2.5HeaderMax_6 | 6
1168 | 28 | 20955-2P-20HP VLSC | VLSC_20955_2P_20HP | 235.6474 | 235.6474 | 942.5895 | 4 | 1 | 5 | G | VLS_Inline | 2 | 2 | 2 | 4 | BranchMin_2BranchMax_4 | 2 | 2.5 | 6 | HeaderMin_2.5HeaderMax_6 | 2.5
1168 | 28 | 20955-2P-20HP VLSC | VLSC_20955_2P_20HP | 235.6474 | 235.6474 | 942.5895 | 4 | 1 | 5 | G | VLS_Inline | 2 | 2 | 2 | 4 | BranchMin_2BranchMax_4 | 2 | 2.5 | 6 | HeaderMin_2.5HeaderMax_6 | 3
1168 | 28 | 20955-2P-20HP VLSC | VLSC_20955_2P_20HP | 235.6474 | 235.6474 | 942.5895 | 4 | 1 | 5 | G | VLS_Inline | 2 | 2 | 2 | 4 | BranchMin_2BranchMax_4 | 2 | 2.5 | 6 | HeaderMin_2.5HeaderMax_6 | 4
1168 | 28 | 20955-2P-20HP VLSC | VLSC_20955_2P_20HP | 235.6474 | 235.6474 | 942.5895 | 4 | 1 | 5 | G | VLS_Inline | 2 | 2 | 2 | 4 | BranchMin_2BranchMax_4 | 2 | 2.5 | 6 | HeaderMin_2.5HeaderMax_6 | 5
1168 | 28 | 20955-2P-20HP VLSC | VLSC_20955_2P_20HP | 235.6474 | 235.6474 | 942.5895 | 4 | 1 | 5 | G | VLS_Inline | 2 | 2 | 2 | 4 | BranchMin_2BranchMax_4 | 2 | 2.5 | 6 | HeaderMin_2.5HeaderMax_6 | 6
1168 | 28 | 20955-2P-20HP VLSC | VLSC_20955_2P_20HP | 235.6474 | 235.6474 | 942.5895 | 4 | 1 | 5 | G | VLS_Inline | 2 | 2 | 2 | 4 | BranchMin_2BranchMax_4 | 2.5 | 2.5 | 6 | HeaderMin_2.5HeaderMax_6 | 2.5 | INVALID
1168 | 28 | 20955-2P-20HP VLSC | VLSC_20955_2P_20HP | 235.6474 | 235.6474 | 942.5895 | 4 | 1 | 5 | G | VLS_Inline | 2 | 2 | 2 | 4 | BranchMin_2BranchMax_4 | 2.5 | 2.5 | 6 | HeaderMin_2.5HeaderMax_6 | 3
1168 | 28 | 20955-2P-20HP VLSC | VLSC_20955_2P_20HP | 235.6474 | 235.6474 | 942.5895 | 4 | 1 | 5 | G | VLS_Inline | 2 | 2 | 2 | 4 | BranchMin_2BranchMax_4 | 2.5 | 2.5 | 6 | HeaderMin_2.5HeaderMax_6 | 4
1168 | 28 | 20955-2P-20HP VLSC | VLSC_20955_2P_20HP | 235.6474 | 235.6474 | 942.5895 | 4 | 1 | 5 | G | VLS_Inline | 2 | 2 | 2 | 4 | BranchMin_2BranchMax_4 | 2.5 | 2.5 | 6 | HeaderMin_2.5HeaderMax_6 | 5
1168 | 28 | 20955-2P-20HP VLSC | VLSC_20955_2P_20HP | 235.6474 | 235.6474 | 942.5895 | 4 | 1 | 5 | G | VLS_Inline | 2 | 2 | 2 | 4 | BranchMin_2BranchMax_4 | 2.5 | 2.5 | 6 | HeaderMin_2.5HeaderMax_6 | 6
1168 | 28 | 20955-2P-20HP VLSC | VLSC_20955_2P_20HP | 235.6474 | 235.6474 | 942.5895 | 4 | 1 | 5 | G | VLS_Inline | 2 | 2 | 2 | 4 | BranchMin_2BranchMax_4 | 3 | 2.5 | 6 | HeaderMin_2.5HeaderMax_6 | 2.5 | INVALID
1168 | 28 | 20955-2P-20HP VLSC | VLSC_20955_2P_20HP | 235.6474 | 235.6474 | 942.5895 | 4 | 1 | 5 | G | VLS_Inline | 2 | 2 | 2 | 4 | BranchMin_2BranchMax_4 | 3 | 2.5 | 6 | HeaderMin_2.5HeaderMax_6 | 3 | INVALID
1168 | 28 | 20955-2P-20HP VLSC | VLSC_20955_2P_20HP | 235.6474 | 235.6474 | 942.5895 | 4 | 1 | 5 | G | VLS_Inline | 2 | 2 | 2 | 4 | BranchMin_2BranchMax_4 | 3 | 2.5 | 6 | HeaderMin_2.5HeaderMax_6 | 4
1168 | 28 | 20955-2P-20HP VLSC | VLSC_20955_2P_20HP | 235.6474 | 235.6474 | 942.5895 | 4 | 1 | 5 | G | VLS_Inline | 2 | 2 | 2 | 4 | BranchMin_2BranchMax_4 | 3 | 2.5 | 6 | HeaderMin_2.5HeaderMax_6 | 5
1168 | 28 | 20955-2P-20HP VLSC | VLSC_20955_2P_20HP | 235.6474 | 235.6474 | 942.5895 | 4 | 1 | 5 | G | VLS_Inline | 2 | 2 | 2 | 4 | BranchMin_2BranchMax_4 | 3 | 2.5 | 6 | HeaderMin_2.5HeaderMax_6 | 6
1168 | 28 | 20955-2P-20HP VLSC | VLSC_20955_2P_20HP | 235.6474 | 235.6474 | 942.5895 | 4 | 1 | 5 | G | VLS_Inline | 2 | 2 | 2 | 4 | BranchMin_2BranchMax_4 | 4 | 2.5 | 6 | HeaderMin_2.5HeaderMax_6 | 2.5 | INVALID
1168 | 28 | 20955-2P-20HP VLSC | VLSC_20955_2P_20HP | 235.6474 | 235.6474 | 942.5895 | 4 | 1 | 5 | G | VLS_Inline | 2 | 2 | 2 | 4 | BranchMin_2BranchMax_4 | 4 | 2.5 | 6 | HeaderMin_2.5HeaderMax_6 | 3 | INVALID
1168 | 28 | 20955-2P-20HP VLSC | VLSC_20955_2P_20HP | 235.6474 | 235.6474 | 942.5895 | 4 | 1 | 5 | G | VLS_Inline | 2 | 2 | 2 | 4 | BranchMin_2BranchMax_4 | 4 | 2.5 | 6 | HeaderMin_2.5HeaderMax_6 | 4 | INVALID
1168 | 28 | 20955-2P-20HP VLSC | VLSC_20955_2P_20HP | 235.6474 | 235.6474 | 942.5895 | 4 | 1 | 5 | G | VLS_Inline | 2 | 2 | 2 | 4 | BranchMin_2BranchMax_4 | 4 | 2.5 | 6 | HeaderMin_2.5HeaderMax_6 | 5
1168 | 28 | 20955-2P-20HP VLSC | VLSC_20955_2P_20HP | 235.6474 | 235.6474 | 942.5895 | 4 | 1 | 5 | G | VLS_Inline | 2 | 2 | 2 | 4 | BranchMin_2BranchMax_4 | 4 | 2.5 | 6 | HeaderMin_2.5HeaderMax_6 | 6
1169 | 29 | 20955-2P-25HP VLSC | VLSC_20955_2P_25HP | 257.4 | 257.4 | 1029.6001 | 4 | 1 | 5 | G | VLS_Inline | 2 | 2 | 2 | 4 | BranchMin_2BranchMax_4 | 2 | 2.5 | 8 | HeaderMin_2.5HeaderMax_8 | 2.5
1169 | 29 | 20955-2P-25HP VLSC | VLSC_20955_2P_25HP | 257.4 | 257.4 | 1029.6001 | 4 | 1 | 5 | G | VLS_Inline | 2 | 2 | 2 | 4 | BranchMin_2BranchMax_4 | 2 | 2.5 | 8 | HeaderMin_2.5HeaderMax_8 | 4
1169 | 29 | 20955-2P-25HP VLSC | VLSC_20955_2P_25HP | 257.4 | 257.4 | 1029.6001 | 4 | 1 | 5 | G | VLS_Inline | 2 | 2 | 2 | 4 | BranchMin_2BranchMax_4 | 2 | 2.5 | 8 | HeaderMin_2.5HeaderMax_8 | 6
1169 | 29 | 20955-2P-25HP VLSC | VLSC_20955_2P_25HP | 257.4 | 257.4 | 1029.6001 | 4 | 1 | 5 | G | VLS_Inline | 2 | 2 | 2 | 4 | BranchMin_2BranchMax_4 | 2 | 2.5 | 8 | HeaderMin_2.5HeaderMax_8 | 8
1169 | 29 | 20955-2P-25HP VLSC | VLSC_20955_2P_25HP | 257.4 | 257.4 | 1029.6001 | 4 | 1 | 5 | G | VLS_Inline | 2 | 2 | 2 | 4 | BranchMin_2BranchMax_4 | 2.5 | 2.5 | 8 | HeaderMin_2.5HeaderMax_8 | 2.5 | INVALID
1169 | 29 | 20955-2P-25HP VLSC | VLSC_20955_2P_25HP | 257.4 | 257.4 | 1029.6001 | 4 | 1 | 5 | G | VLS_Inline | 2 | 2 | 2 | 4 | BranchMin_2BranchMax_4 | 2.5 | 2.5 | 8 | HeaderMin_2.5HeaderMax_8 | 4
1169 | 29 | 20955-2P-25HP VLSC | VLSC_20955_2P_25HP | 257.4 | 257.4 | 1029.6001 | 4 | 1 | 5 | G | VLS_Inline | 2 | 2 | 2 | 4 | BranchMin_2BranchMax_4 | 2.5 | 2.5 | 8 | HeaderMin_2.5HeaderMax_8 | 6
1169 | 29 | 20955-2P-25HP VLSC | VLSC_20955_2P_25HP | 257.4 | 257.4 | 1029.6001 | 4 | 1 | 5 | G | VLS_Inline | 2 | 2 | 2 | 4 | BranchMin_2BranchMax_4 | 2.5 | 2.5 | 8 | HeaderMin_2.5HeaderMax_8 | 8
1169 | 29 | 20955-2P-25HP VLSC | VLSC_20955_2P_25HP | 257.4 | 257.4 | 1029.6001 | 4 | 1 | 5 | G | VLS_Inline | 2 | 2 | 2 | 4 | BranchMin_2BranchMax_4 | 3 | 2.5 | 8 | HeaderMin_2.5HeaderMax_8 | 2.5 | INVALID
1169 | 29 | 20955-2P-25HP VLSC | VLSC_20955_2P_25HP | 257.4 | 257.4 | 1029.6001 | 4 | 1 | 5 | G | VLS_Inline | 2 | 2 | 2 | 4 | BranchMin_2BranchMax_4 | 3 | 2.5 | 8 | HeaderMin_2.5HeaderMax_8 | 4
1169 | 29 | 20955-2P-25HP VLSC | VLSC_20955_2P_25HP | 257.4 | 257.4 | 1029.6001 | 4 | 1 | 5 | G | VLS_Inline | 2 | 2 | 2 | 4 | BranchMin_2BranchMax_4 | 3 | 2.5 | 8 | HeaderMin_2.5HeaderMax_8 | 6
1169 | 29 | 20955-2P-25HP VLSC | VLSC_20955_2P_25HP | 257.4 | 257.4 | 1029.6001 | 4 | 1 | 5 | G | VLS_Inline | 2 | 2 | 2 | 4 | BranchMin_2BranchMax_4 | 3 | 2.5 | 8 | HeaderMin_2.5HeaderMax_8 | 8
1169 | 29 | 20955-2P-25HP VLSC | VLSC_20955_2P_25HP | 257.4 | 257.4 | 1029.6001 | 4 | 1 | 5 | G | VLS_Inline | 2 | 2 | 2 | 4 | BranchMin_2BranchMax_4 | 4 | 2.5 | 8 | HeaderMin_2.5HeaderMax_8 | 2.5 | INVALID
1169 | 29 | 20955-2P-25HP VLSC | VLSC_20955_2P_25HP | 257.4 | 257.4 | 1029.6001 | 4 | 1 | 5 | G | VLS_Inline | 2 | 2 | 2 | 4 | BranchMin_2BranchMax_4 | 4 | 2.5 | 8 | HeaderMin_2.5HeaderMax_8 | 4 | INVALID
1169 | 29 | 20955-2P-25HP VLSC | VLSC_20955_2P_25HP | 257.4 | 257.4 | 1029.6001 | 4 | 1 | 5 | G | VLS_Inline | 2 | 2 | 2 | 4 | BranchMin_2BranchMax_4 | 4 | 2.5 | 8 | HeaderMin_2.5HeaderMax_8 | 6
1169 | 29 | 20955-2P-25HP VLSC | VLSC_20955_2P_25HP | 257.4 | 257.4 | 1029.6001 | 4 | 1 | 5 | G | VLS_Inline | 2 | 2 | 2 | 4 | BranchMin_2BranchMax_4 | 4 | 2.5 | 8 | HeaderMin_2.5HeaderMax_8 | 8
1170 | 30 | 20955-2P-30HP VLSC | VLSC_20955_2P_30HP | 277.4627 | 277.4627 | 1109.8506 | 4 | 1 | 5 | G | VLS_Inline | 2 | 2 | 2 | 4 | BranchMin_2BranchMax_4 | 2 | 2.5 | 8 | HeaderMin_2.5HeaderMax_8 | 2.5
1170 | 30 | 20955-2P-30HP VLSC | VLSC_20955_2P_30HP | 277.4627 | 277.4627 | 1109.8506 | 4 | 1 | 5 | G | VLS_Inline | 2 | 2 | 2 | 4 | BranchMin_2BranchMax_4 | 2 | 2.5 | 8 | HeaderMin_2.5HeaderMax_8 | 4
1170 | 30 | 20955-2P-30HP VLSC | VLSC_20955_2P_30HP | 277.4627 | 277.4627 | 1109.8506 | 4 | 1 | 5 | G | VLS_Inline | 2 | 2 | 2 | 4 | BranchMin_2BranchMax_4 | 2 | 2.5 | 8 | HeaderMin_2.5HeaderMax_8 | 6
1170 | 30 | 20955-2P-30HP VLSC | VLSC_20955_2P_30HP | 277.4627 | 277.4627 | 1109.8506 | 4 | 1 | 5 | G | VLS_Inline | 2 | 2 | 2 | 4 | BranchMin_2BranchMax_4 | 2 | 2.5 | 8 | HeaderMin_2.5HeaderMax_8 | 8
1170 | 30 | 20955-2P-30HP VLSC | VLSC_20955_2P_30HP | 277.4627 | 277.4627 | 1109.8506 | 4 | 1 | 5 | G | VLS_Inline | 2 | 2 | 2 | 4 | BranchMin_2BranchMax_4 | 2.5 | 2.5 | 8 | HeaderMin_2.5HeaderMax_8 | 2.5 | INVALID
1170 | 30 | 20955-2P-30HP VLSC | VLSC_20955_2P_30HP | 277.4627 | 277.4627 | 1109.8506 | 4 | 1 | 5 | G | VLS_Inline | 2 | 2 | 2 | 4 | BranchMin_2BranchMax_4 | 2.5 | 2.5 | 8 | HeaderMin_2.5HeaderMax_8 | 4
1170 | 30 | 20955-2P-30HP VLSC | VLSC_20955_2P_30HP | 277.4627 | 277.4627 | 1109.8506 | 4 | 1 | 5 | G | VLS_Inline | 2 | 2 | 2 | 4 | BranchMin_2BranchMax_4 | 2.5 | 2.5 | 8 | HeaderMin_2.5HeaderMax_8 | 6
1170 | 30 | 20955-2P-30HP VLSC | VLSC_20955_2P_30HP | 277.4627 | 277.4627 | 1109.8506 | 4 | 1 | 5 | G | VLS_Inline | 2 | 2 | 2 | 4 | BranchMin_2BranchMax_4 | 2.5 | 2.5 | 8 | HeaderMin_2.5HeaderMax_8 | 8
1170 | 30 | 20955-2P-30HP VLSC | VLSC_20955_2P_30HP | 277.4627 | 277.4627 | 1109.8506 | 4 | 1 | 5 | G | VLS_Inline | 2 | 2 | 2 | 4 | BranchMin_2BranchMax_4 | 3 | 2.5 | 8 | HeaderMin_2.5HeaderMax_8 | 2.5 | INVALID
1170 | 30 | 20955-2P-30HP VLSC | VLSC_20955_2P_30HP | 277.4627 | 277.4627 | 1109.8506 | 4 | 1 | 5 | G | VLS_Inline | 2 | 2 | 2 | 4 | BranchMin_2BranchMax_4 | 3 | 2.5 | 8 | HeaderMin_2.5HeaderMax_8 | 4
1170 | 30 | 20955-2P-30HP VLSC | VLSC_20955_2P_30HP | 277.4627 | 277.4627 | 1109.8506 | 4 | 1 | 5 | G | VLS_Inline | 2 | 2 | 2 | 4 | BranchMin_2BranchMax_4 | 3 | 2.5 | 8 | HeaderMin_2.5HeaderMax_8 | 6
1170 | 30 | 20955-2P-30HP VLSC | VLSC_20955_2P_30HP | 277.4627 | 277.4627 | 1109.8506 | 4 | 1 | 5 | G | VLS_Inline | 2 | 2 | 2 | 4 | BranchMin_2BranchMax_4 | 3 | 2.5 | 8 | HeaderMin_2.5HeaderMax_8 | 8
1170 | 30 | 20955-2P-30HP VLSC | VLSC_20955_2P_30HP | 277.4627 | 277.4627 | 1109.8506 | 4 | 1 | 5 | G | VLS_Inline | 2 | 2 | 2 | 4 | BranchMin_2BranchMax_4 | 4 | 2.5 | 8 | HeaderMin_2.5HeaderMax_8 | 2.5 | INVALID
1170 | 30 | 20955-2P-30HP VLSC | VLSC_20955_2P_30HP | 277.4627 | 277.4627 | 1109.8506 | 4 | 1 | 5 | G | VLS_Inline | 2 | 2 | 2 | 4 | BranchMin_2BranchMax_4 | 4 | 2.5 | 8 | HeaderMin_2.5HeaderMax_8 | 4 | INVALID
1170 | 30 | 20955-2P-30HP VLSC | VLSC_20955_2P_30HP | 277.4627 | 277.4627 | 1109.8506 | 4 | 1 | 5 | G | VLS_Inline | 2 | 2 | 2 | 4 | BranchMin_2BranchMax_4 | 4 | 2.5 | 8 | HeaderMin_2.5HeaderMax_8 | 6
1170 | 30 | 20955-2P-30HP VLSC | VLSC_20955_2P_30HP | 277.4627 | 277.4627 | 1109.8506 | 4 | 1 | 5 | G | VLS_Inline | 2 | 2 | 2 | 4 | BranchMin_2BranchMax_4 | 4 | 2.5 | 8 | HeaderMin_2.5HeaderMax_8 | 8
1171 | 31 | 20955-2P-40HP VLSC | VLSC_20955_2P_40HP | 300 | 300 | 1200 | 4 | 1 | 5 | G | VLS_Inline | 2 | 2 | 2 | 4 | BranchMin_2BranchMax_4 | 2 | 2.5 | 8 | HeaderMin_2.5HeaderMax_8 | 2.5
1171 | 31 | 20955-2P-40HP VLSC | VLSC_20955_2P_40HP | 300 | 300 | 1200 | 4 | 1 | 5 | G | VLS_Inline | 2 | 2 | 2 | 4 | BranchMin_2BranchMax_4 | 2 | 2.5 | 8 | HeaderMin_2.5HeaderMax_8 | 4
1171 | 31 | 20955-2P-40HP VLSC | VLSC_20955_2P_40HP | 300 | 300 | 1200 | 4 | 1 | 5 | G | VLS_Inline | 2 | 2 | 2 | 4 | BranchMin_2BranchMax_4 | 2 | 2.5 | 8 | HeaderMin_2.5HeaderMax_8 | 6
1171 | 31 | 20955-2P-40HP VLSC | VLSC_20955_2P_40HP | 300 | 300 | 1200 | 4 | 1 | 5 | G | VLS_Inline | 2 | 2 | 2 | 4 | BranchMin_2BranchMax_4 | 2 | 2.5 | 8 | HeaderMin_2.5HeaderMax_8 | 8
1171 | 31 | 20955-2P-40HP VLSC | VLSC_20955_2P_40HP | 300 | 300 | 1200 | 4 | 1 | 5 | G | VLS_Inline | 2 | 2 | 2 | 4 | BranchMin_2BranchMax_4 | 2.5 | 2.5 | 8 | HeaderMin_2.5HeaderMax_8 | 2.5 | INVALID
1171 | 31 | 20955-2P-40HP VLSC | VLSC_20955_2P_40HP | 300 | 300 | 1200 | 4 | 1 | 5 | G | VLS_Inline | 2 | 2 | 2 | 4 | BranchMin_2BranchMax_4 | 2.5 | 2.5 | 8 | HeaderMin_2.5HeaderMax_8 | 4
1171 | 31 | 20955-2P-40HP VLSC | VLSC_20955_2P_40HP | 300 | 300 | 1200 | 4 | 1 | 5 | G | VLS_Inline | 2 | 2 | 2 | 4 | BranchMin_2BranchMax_4 | 2.5 | 2.5 | 8 | HeaderMin_2.5HeaderMax_8 | 6
1171 | 31 | 20955-2P-40HP VLSC | VLSC_20955_2P_40HP | 300 | 300 | 1200 | 4 | 1 | 5 | G | VLS_Inline | 2 | 2 | 2 | 4 | BranchMin_2BranchMax_4 | 2.5 | 2.5 | 8 | HeaderMin_2.5HeaderMax_8 | 8
1171 | 31 | 20955-2P-40HP VLSC | VLSC_20955_2P_40HP | 300 | 300 | 1200 | 4 | 1 | 5 | G | VLS_Inline | 2 | 2 | 2 | 4 | BranchMin_2BranchMax_4 | 3 | 2.5 | 8 | HeaderMin_2.5HeaderMax_8 | 2.5 | INVALID
1171 | 31 | 20955-2P-40HP VLSC | VLSC_20955_2P_40HP | 300 | 300 | 1200 | 4 | 1 | 5 | G | VLS_Inline | 2 | 2 | 2 | 4 | BranchMin_2BranchMax_4 | 3 | 2.5 | 8 | HeaderMin_2.5HeaderMax_8 | 4
1171 | 31 | 20955-2P-40HP VLSC | VLSC_20955_2P_40HP | 300 | 300 | 1200 | 4 | 1 | 5 | G | VLS_Inline | 2 | 2 | 2 | 4 | BranchMin_2BranchMax_4 | 3 | 2.5 | 8 | HeaderMin_2.5HeaderMax_8 | 6
1171 | 31 | 20955-2P-40HP VLSC | VLSC_20955_2P_40HP | 300 | 300 | 1200 | 4 | 1 | 5 | G | VLS_Inline | 2 | 2 | 2 | 4 | BranchMin_2BranchMax_4 | 3 | 2.5 | 8 | HeaderMin_2.5HeaderMax_8 | 8
1171 | 31 | 20955-2P-40HP VLSC | VLSC_20955_2P_40HP | 300 | 300 | 1200 | 4 | 1 | 5 | G | VLS_Inline | 2 | 2 | 2 | 4 | BranchMin_2BranchMax_4 | 4 | 2.5 | 8 | HeaderMin_2.5HeaderMax_8 | 2.5 | INVALID
1171 | 31 | 20955-2P-40HP VLSC | VLSC_20955_2P_40HP | 300 | 300 | 1200 | 4 | 1 | 5 | G | VLS_Inline | 2 | 2 | 2 | 4 | BranchMin_2BranchMax_4 | 4 | 2.5 | 8 | HeaderMin_2.5HeaderMax_8 | 4 | INVALID
1171 | 31 | 20955-2P-40HP VLSC | VLSC_20955_2P_40HP | 300 | 300 | 1200 | 4 | 1 | 5 | G | VLS_Inline | 2 | 2 | 2 | 4 | BranchMin_2BranchMax_4 | 4 | 2.5 | 8 | HeaderMin_2.5HeaderMax_8 | 6
1171 | 31 | 20955-2P-40HP VLSC | VLSC_20955_2P_40HP | 300 | 300 | 1200 | 4 | 1 | 5 | G | VLS_Inline | 2 | 2 | 2 | 4 | BranchMin_2BranchMax_4 | 4 | 2.5 | 8 | HeaderMin_2.5HeaderMax_8 | 8
1172 | 32 | 20955-2P-50HP VLSC | VLSC_20955_2P_50HP | 300 | 300 | 1200 | 4 | 1 | 5 | G | VLS_Inline | 2 | 2 | 2 | 4 | BranchMin_2BranchMax_4 | 2 | 2.5 | 8 | HeaderMin_2.5HeaderMax_8 | 2.5
1172 | 32 | 20955-2P-50HP VLSC | VLSC_20955_2P_50HP | 300 | 300 | 1200 | 4 | 1 | 5 | G | VLS_Inline | 2 | 2 | 2 | 4 | BranchMin_2BranchMax_4 | 2 | 2.5 | 8 | HeaderMin_2.5HeaderMax_8 | 4
1172 | 32 | 20955-2P-50HP VLSC | VLSC_20955_2P_50HP | 300 | 300 | 1200 | 4 | 1 | 5 | G | VLS_Inline | 2 | 2 | 2 | 4 | BranchMin_2BranchMax_4 | 2 | 2.5 | 8 | HeaderMin_2.5HeaderMax_8 | 6
1172 | 32 | 20955-2P-50HP VLSC | VLSC_20955_2P_50HP | 300 | 300 | 1200 | 4 | 1 | 5 | G | VLS_Inline | 2 | 2 | 2 | 4 | BranchMin_2BranchMax_4 | 2 | 2.5 | 8 | HeaderMin_2.5HeaderMax_8 | 8
1172 | 32 | 20955-2P-50HP VLSC | VLSC_20955_2P_50HP | 300 | 300 | 1200 | 4 | 1 | 5 | G | VLS_Inline | 2 | 2 | 2 | 4 | BranchMin_2BranchMax_4 | 2.5 | 2.5 | 8 | HeaderMin_2.5HeaderMax_8 | 2.5 | INVALID
1172 | 32 | 20955-2P-50HP VLSC | VLSC_20955_2P_50HP | 300 | 300 | 1200 | 4 | 1 | 5 | G | VLS_Inline | 2 | 2 | 2 | 4 | BranchMin_2BranchMax_4 | 2.5 | 2.5 | 8 | HeaderMin_2.5HeaderMax_8 | 4
1172 | 32 | 20955-2P-50HP VLSC | VLSC_20955_2P_50HP | 300 | 300 | 1200 | 4 | 1 | 5 | G | VLS_Inline | 2 | 2 | 2 | 4 | BranchMin_2BranchMax_4 | 2.5 | 2.5 | 8 | HeaderMin_2.5HeaderMax_8 | 6
1172 | 32 | 20955-2P-50HP VLSC | VLSC_20955_2P_50HP | 300 | 300 | 1200 | 4 | 1 | 5 | G | VLS_Inline | 2 | 2 | 2 | 4 | BranchMin_2BranchMax_4 | 2.5 | 2.5 | 8 | HeaderMin_2.5HeaderMax_8 | 8
1172 | 32 | 20955-2P-50HP VLSC | VLSC_20955_2P_50HP | 300 | 300 | 1200 | 4 | 1 | 5 | G | VLS_Inline | 2 | 2 | 2 | 4 | BranchMin_2BranchMax_4 | 3 | 2.5 | 8 | HeaderMin_2.5HeaderMax_8 | 2.5 | INVALID
1172 | 32 | 20955-2P-50HP VLSC | VLSC_20955_2P_50HP | 300 | 300 | 1200 | 4 | 1 | 5 | G | VLS_Inline | 2 | 2 | 2 | 4 | BranchMin_2BranchMax_4 | 3 | 2.5 | 8 | HeaderMin_2.5HeaderMax_8 | 4
1172 | 32 | 20955-2P-50HP VLSC | VLSC_20955_2P_50HP | 300 | 300 | 1200 | 4 | 1 | 5 | G | VLS_Inline | 2 | 2 | 2 | 4 | BranchMin_2BranchMax_4 | 3 | 2.5 | 8 | HeaderMin_2.5HeaderMax_8 | 6
1172 | 32 | 20955-2P-50HP VLSC | VLSC_20955_2P_50HP | 300 | 300 | 1200 | 4 | 1 | 5 | G | VLS_Inline | 2 | 2 | 2 | 4 | BranchMin_2BranchMax_4 | 3 | 2.5 | 8 | HeaderMin_2.5HeaderMax_8 | 8
1172 | 32 | 20955-2P-50HP VLSC | VLSC_20955_2P_50HP | 300 | 300 | 1200 | 4 | 1 | 5 | G | VLS_Inline | 2 | 2 | 2 | 4 | BranchMin_2BranchMax_4 | 4 | 2.5 | 8 | HeaderMin_2.5HeaderMax_8 | 2.5 | INVALID
1172 | 32 | 20955-2P-50HP VLSC | VLSC_20955_2P_50HP | 300 | 300 | 1200 | 4 | 1 | 5 | G | VLS_Inline | 2 | 2 | 2 | 4 | BranchMin_2BranchMax_4 | 4 | 2.5 | 8 | HeaderMin_2.5HeaderMax_8 | 4 | INVALID
1172 | 32 | 20955-2P-50HP VLSC | VLSC_20955_2P_50HP | 300 | 300 | 1200 | 4 | 1 | 5 | G | VLS_Inline | 2 | 2 | 2 | 4 | BranchMin_2BranchMax_4 | 4 | 2.5 | 8 | HeaderMin_2.5HeaderMax_8 | 6
1172 | 32 | 20955-2P-50HP VLSC | VLSC_20955_2P_50HP | 300 | 300 | 1200 | 4 | 1 | 5 | G | VLS_Inline | 2 | 2 | 2 | 4 | BranchMin_2BranchMax_4 | 4 | 2.5 | 8 | HeaderMin_2.5HeaderMax_8 | 8
1173 | 33 | 20955-4P-3HP VLSC | VLSC_20955_4P_3HP | 136.1059 | 136.1059 | 544.4236 | 4 | 1 | 5 | G | VLS_Inline | 2 | 2 | 2 | 3 | BranchMin_2BranchMax_3 | 2 | 2.5 | 5 | HeaderMin_2.5HeaderMax_5 | 2.5
1173 | 33 | 20955-4P-3HP VLSC | VLSC_20955_4P_3HP | 136.1059 | 136.1059 | 544.4236 | 4 | 1 | 5 | G | VLS_Inline | 2 | 2 | 2 | 3 | BranchMin_2BranchMax_3 | 2 | 2.5 | 5 | HeaderMin_2.5HeaderMax_5 | 3
1173 | 33 | 20955-4P-3HP VLSC | VLSC_20955_4P_3HP | 136.1059 | 136.1059 | 544.4236 | 4 | 1 | 5 | G | VLS_Inline | 2 | 2 | 2 | 3 | BranchMin_2BranchMax_3 | 2 | 2.5 | 5 | HeaderMin_2.5HeaderMax_5 | 4
1173 | 33 | 20955-4P-3HP VLSC | VLSC_20955_4P_3HP | 136.1059 | 136.1059 | 544.4236 | 4 | 1 | 5 | G | VLS_Inline | 2 | 2 | 2 | 3 | BranchMin_2BranchMax_3 | 2 | 2.5 | 5 | HeaderMin_2.5HeaderMax_5 | 5
1173 | 33 | 20955-4P-3HP VLSC | VLSC_20955_4P_3HP | 136.1059 | 136.1059 | 544.4236 | 4 | 1 | 5 | G | VLS_Inline | 2 | 2 | 2 | 3 | BranchMin_2BranchMax_3 | 2.5 | 2.5 | 5 | HeaderMin_2.5HeaderMax_5 | 2.5 | INVALID
1173 | 33 | 20955-4P-3HP VLSC | VLSC_20955_4P_3HP | 136.1059 | 136.1059 | 544.4236 | 4 | 1 | 5 | G | VLS_Inline | 2 | 2 | 2 | 3 | BranchMin_2BranchMax_3 | 2.5 | 2.5 | 5 | HeaderMin_2.5HeaderMax_5 | 3
1173 | 33 | 20955-4P-3HP VLSC | VLSC_20955_4P_3HP | 136.1059 | 136.1059 | 544.4236 | 4 | 1 | 5 | G | VLS_Inline | 2 | 2 | 2 | 3 | BranchMin_2BranchMax_3 | 2.5 | 2.5 | 5 | HeaderMin_2.5HeaderMax_5 | 4
1173 | 33 | 20955-4P-3HP VLSC | VLSC_20955_4P_3HP | 136.1059 | 136.1059 | 544.4236 | 4 | 1 | 5 | G | VLS_Inline | 2 | 2 | 2 | 3 | BranchMin_2BranchMax_3 | 2.5 | 2.5 | 5 | HeaderMin_2.5HeaderMax_5 | 5
1173 | 33 | 20955-4P-3HP VLSC | VLSC_20955_4P_3HP | 136.1059 | 136.1059 | 544.4236 | 4 | 1 | 5 | G | VLS_Inline | 2 | 2 | 2 | 3 | BranchMin_2BranchMax_3 | 3 | 2.5 | 5 | HeaderMin_2.5HeaderMax_5 | 2.5 | INVALID
1173 | 33 | 20955-4P-3HP VLSC | VLSC_20955_4P_3HP | 136.1059 | 136.1059 | 544.4236 | 4 | 1 | 5 | G | VLS_Inline | 2 | 2 | 2 | 3 | BranchMin_2BranchMax_3 | 3 | 2.5 | 5 | HeaderMin_2.5HeaderMax_5 | 3 | INVALID
1173 | 33 | 20955-4P-3HP VLSC | VLSC_20955_4P_3HP | 136.1059 | 136.1059 | 544.4236 | 4 | 1 | 5 | G | VLS_Inline | 2 | 2 | 2 | 3 | BranchMin_2BranchMax_3 | 3 | 2.5 | 5 | HeaderMin_2.5HeaderMax_5 | 4
1173 | 33 | 20955-4P-3HP VLSC | VLSC_20955_4P_3HP | 136.1059 | 136.1059 | 544.4236 | 4 | 1 | 5 | G | VLS_Inline | 2 | 2 | 2 | 3 | BranchMin_2BranchMax_3 | 3 | 2.5 | 5 | HeaderMin_2.5HeaderMax_5 | 5
1174 | 34 | 20955-4P-5HP VLSC | VLSC_20955_4P_5HP | 162.637 | 162.637 | 650.548 | 4 | 1 | 5 | G | VLS_Inline | 2 | 2 | 2 | 3 | BranchMin_2BranchMax_3 | 2 | 2.5 | 6 | HeaderMin_2.5HeaderMax_6 | 2.5
1174 | 34 | 20955-4P-5HP VLSC | VLSC_20955_4P_5HP | 162.637 | 162.637 | 650.548 | 4 | 1 | 5 | G | VLS_Inline | 2 | 2 | 2 | 3 | BranchMin_2BranchMax_3 | 2 | 2.5 | 6 | HeaderMin_2.5HeaderMax_6 | 3
1174 | 34 | 20955-4P-5HP VLSC | VLSC_20955_4P_5HP | 162.637 | 162.637 | 650.548 | 4 | 1 | 5 | G | VLS_Inline | 2 | 2 | 2 | 3 | BranchMin_2BranchMax_3 | 2 | 2.5 | 6 | HeaderMin_2.5HeaderMax_6 | 4
1174 | 34 | 20955-4P-5HP VLSC | VLSC_20955_4P_5HP | 162.637 | 162.637 | 650.548 | 4 | 1 | 5 | G | VLS_Inline | 2 | 2 | 2 | 3 | BranchMin_2BranchMax_3 | 2 | 2.5 | 6 | HeaderMin_2.5HeaderMax_6 | 5
1174 | 34 | 20955-4P-5HP VLSC | VLSC_20955_4P_5HP | 162.637 | 162.637 | 650.548 | 4 | 1 | 5 | G | VLS_Inline | 2 | 2 | 2 | 3 | BranchMin_2BranchMax_3 | 2 | 2.5 | 6 | HeaderMin_2.5HeaderMax_6 | 6
1174 | 34 | 20955-4P-5HP VLSC | VLSC_20955_4P_5HP | 162.637 | 162.637 | 650.548 | 4 | 1 | 5 | G | VLS_Inline | 2 | 2 | 2 | 3 | BranchMin_2BranchMax_3 | 2.5 | 2.5 | 6 | HeaderMin_2.5HeaderMax_6 | 2.5 | INVALID
1174 | 34 | 20955-4P-5HP VLSC | VLSC_20955_4P_5HP | 162.637 | 162.637 | 650.548 | 4 | 1 | 5 | G | VLS_Inline | 2 | 2 | 2 | 3 | BranchMin_2BranchMax_3 | 2.5 | 2.5 | 6 | HeaderMin_2.5HeaderMax_6 | 3
1174 | 34 | 20955-4P-5HP VLSC | VLSC_20955_4P_5HP | 162.637 | 162.637 | 650.548 | 4 | 1 | 5 | G | VLS_Inline | 2 | 2 | 2 | 3 | BranchMin_2BranchMax_3 | 2.5 | 2.5 | 6 | HeaderMin_2.5HeaderMax_6 | 4
1174 | 34 | 20955-4P-5HP VLSC | VLSC_20955_4P_5HP | 162.637 | 162.637 | 650.548 | 4 | 1 | 5 | G | VLS_Inline | 2 | 2 | 2 | 3 | BranchMin_2BranchMax_3 | 2.5 | 2.5 | 6 | HeaderMin_2.5HeaderMax_6 | 5
1174 | 34 | 20955-4P-5HP VLSC | VLSC_20955_4P_5HP | 162.637 | 162.637 | 650.548 | 4 | 1 | 5 | G | VLS_Inline | 2 | 2 | 2 | 3 | BranchMin_2BranchMax_3 | 2.5 | 2.5 | 6 | HeaderMin_2.5HeaderMax_6 | 6
1174 | 34 | 20955-4P-5HP VLSC | VLSC_20955_4P_5HP | 162.637 | 162.637 | 650.548 | 4 | 1 | 5 | G | VLS_Inline | 2 | 2 | 2 | 3 | BranchMin_2BranchMax_3 | 3 | 2.5 | 6 | HeaderMin_2.5HeaderMax_6 | 2.5 | INVALID
1174 | 34 | 20955-4P-5HP VLSC | VLSC_20955_4P_5HP | 162.637 | 162.637 | 650.548 | 4 | 1 | 5 | G | VLS_Inline | 2 | 2 | 2 | 3 | BranchMin_2BranchMax_3 | 3 | 2.5 | 6 | HeaderMin_2.5HeaderMax_6 | 3 | INVALID
1174 | 34 | 20955-4P-5HP VLSC | VLSC_20955_4P_5HP | 162.637 | 162.637 | 650.548 | 4 | 1 | 5 | G | VLS_Inline | 2 | 2 | 2 | 3 | BranchMin_2BranchMax_3 | 3 | 2.5 | 6 | HeaderMin_2.5HeaderMax_6 | 4
1174 | 34 | 20955-4P-5HP VLSC | VLSC_20955_4P_5HP | 162.637 | 162.637 | 650.548 | 4 | 1 | 5 | G | VLS_Inline | 2 | 2 | 2 | 3 | BranchMin_2BranchMax_3 | 3 | 2.5 | 6 | HeaderMin_2.5HeaderMax_6 | 5
1174 | 34 | 20955-4P-5HP VLSC | VLSC_20955_4P_5HP | 162.637 | 162.637 | 650.548 | 4 | 1 | 5 | G | VLS_Inline | 2 | 2 | 2 | 3 | BranchMin_2BranchMax_3 | 3 | 2.5 | 6 | HeaderMin_2.5HeaderMax_6 | 6
1175 | 35 | 20955-4P-7.5HP VLSC | VLSC_20955_4P_7.5HP | 165.3271 | 165.3271 | 661.3083 | 4 | 1 | 5 | G | VLS_Inline | 2 | 2 | 2 | 3 | BranchMin_2BranchMax_3 | 2 | 2.5 | 6 | HeaderMin_2.5HeaderMax_6 | 2.5
1175 | 35 | 20955-4P-7.5HP VLSC | VLSC_20955_4P_7.5HP | 165.3271 | 165.3271 | 661.3083 | 4 | 1 | 5 | G | VLS_Inline | 2 | 2 | 2 | 3 | BranchMin_2BranchMax_3 | 2 | 2.5 | 6 | HeaderMin_2.5HeaderMax_6 | 3
1175 | 35 | 20955-4P-7.5HP VLSC | VLSC_20955_4P_7.5HP | 165.3271 | 165.3271 | 661.3083 | 4 | 1 | 5 | G | VLS_Inline | 2 | 2 | 2 | 3 | BranchMin_2BranchMax_3 | 2 | 2.5 | 6 | HeaderMin_2.5HeaderMax_6 | 4
1175 | 35 | 20955-4P-7.5HP VLSC | VLSC_20955_4P_7.5HP | 165.3271 | 165.3271 | 661.3083 | 4 | 1 | 5 | G | VLS_Inline | 2 | 2 | 2 | 3 | BranchMin_2BranchMax_3 | 2 | 2.5 | 6 | HeaderMin_2.5HeaderMax_6 | 5
1175 | 35 | 20955-4P-7.5HP VLSC | VLSC_20955_4P_7.5HP | 165.3271 | 165.3271 | 661.3083 | 4 | 1 | 5 | G | VLS_Inline | 2 | 2 | 2 | 3 | BranchMin_2BranchMax_3 | 2 | 2.5 | 6 | HeaderMin_2.5HeaderMax_6 | 6
1175 | 35 | 20955-4P-7.5HP VLSC | VLSC_20955_4P_7.5HP | 165.3271 | 165.3271 | 661.3083 | 4 | 1 | 5 | G | VLS_Inline | 2 | 2 | 2 | 3 | BranchMin_2BranchMax_3 | 2.5 | 2.5 | 6 | HeaderMin_2.5HeaderMax_6 | 2.5 | INVALID
1175 | 35 | 20955-4P-7.5HP VLSC | VLSC_20955_4P_7.5HP | 165.3271 | 165.3271 | 661.3083 | 4 | 1 | 5 | G | VLS_Inline | 2 | 2 | 2 | 3 | BranchMin_2BranchMax_3 | 2.5 | 2.5 | 6 | HeaderMin_2.5HeaderMax_6 | 3
1175 | 35 | 20955-4P-7.5HP VLSC | VLSC_20955_4P_7.5HP | 165.3271 | 165.3271 | 661.3083 | 4 | 1 | 5 | G | VLS_Inline | 2 | 2 | 2 | 3 | BranchMin_2BranchMax_3 | 2.5 | 2.5 | 6 | HeaderMin_2.5HeaderMax_6 | 4
1175 | 35 | 20955-4P-7.5HP VLSC | VLSC_20955_4P_7.5HP | 165.3271 | 165.3271 | 661.3083 | 4 | 1 | 5 | G | VLS_Inline | 2 | 2 | 2 | 3 | BranchMin_2BranchMax_3 | 2.5 | 2.5 | 6 | HeaderMin_2.5HeaderMax_6 | 5
1175 | 35 | 20955-4P-7.5HP VLSC | VLSC_20955_4P_7.5HP | 165.3271 | 165.3271 | 661.3083 | 4 | 1 | 5 | G | VLS_Inline | 2 | 2 | 2 | 3 | BranchMin_2BranchMax_3 | 2.5 | 2.5 | 6 | HeaderMin_2.5HeaderMax_6 | 6
1175 | 35 | 20955-4P-7.5HP VLSC | VLSC_20955_4P_7.5HP | 165.3271 | 165.3271 | 661.3083 | 4 | 1 | 5 | G | VLS_Inline | 2 | 2 | 2 | 3 | BranchMin_2BranchMax_3 | 3 | 2.5 | 6 | HeaderMin_2.5HeaderMax_6 | 2.5 | INVALID
1175 | 35 | 20955-4P-7.5HP VLSC | VLSC_20955_4P_7.5HP | 165.3271 | 165.3271 | 661.3083 | 4 | 1 | 5 | G | VLS_Inline | 2 | 2 | 2 | 3 | BranchMin_2BranchMax_3 | 3 | 2.5 | 6 | HeaderMin_2.5HeaderMax_6 | 3 | INVALID
1175 | 35 | 20955-4P-7.5HP VLSC | VLSC_20955_4P_7.5HP | 165.3271 | 165.3271 | 661.3083 | 4 | 1 | 5 | G | VLS_Inline | 2 | 2 | 2 | 3 | BranchMin_2BranchMax_3 | 3 | 2.5 | 6 | HeaderMin_2.5HeaderMax_6 | 4
1175 | 35 | 20955-4P-7.5HP VLSC | VLSC_20955_4P_7.5HP | 165.3271 | 165.3271 | 661.3083 | 4 | 1 | 5 | G | VLS_Inline | 2 | 2 | 2 | 3 | BranchMin_2BranchMax_3 | 3 | 2.5 | 6 | HeaderMin_2.5HeaderMax_6 | 5
1175 | 35 | 20955-4P-7.5HP VLSC | VLSC_20955_4P_7.5HP | 165.3271 | 165.3271 | 661.3083 | 4 | 1 | 5 | G | VLS_Inline | 2 | 2 | 2 | 3 | BranchMin_2BranchMax_3 | 3 | 2.5 | 6 | HeaderMin_2.5HeaderMax_6 | 6
1176 | 36 | 20959-2P-20HP VLSC | VLSC_20959_2P_20HP | 271.9533 | 271.9533 | 1087.8131 | 4 | 1 | 5 | G | VLS_Inline | 2 | 2 | 2 | 4 | BranchMin_2BranchMax_4 | 2 | 2.5 | 8 | HeaderMin_2.5HeaderMax_8 | 2.5
1176 | 36 | 20959-2P-20HP VLSC | VLSC_20959_2P_20HP | 271.9533 | 271.9533 | 1087.8131 | 4 | 1 | 5 | G | VLS_Inline | 2 | 2 | 2 | 4 | BranchMin_2BranchMax_4 | 2 | 2.5 | 8 | HeaderMin_2.5HeaderMax_8 | 4
1176 | 36 | 20959-2P-20HP VLSC | VLSC_20959_2P_20HP | 271.9533 | 271.9533 | 1087.8131 | 4 | 1 | 5 | G | VLS_Inline | 2 | 2 | 2 | 4 | BranchMin_2BranchMax_4 | 2 | 2.5 | 8 | HeaderMin_2.5HeaderMax_8 | 6
1176 | 36 | 20959-2P-20HP VLSC | VLSC_20959_2P_20HP | 271.9533 | 271.9533 | 1087.8131 | 4 | 1 | 5 | G | VLS_Inline | 2 | 2 | 2 | 4 | BranchMin_2BranchMax_4 | 2 | 2.5 | 8 | HeaderMin_2.5HeaderMax_8 | 8
1176 | 36 | 20959-2P-20HP VLSC | VLSC_20959_2P_20HP | 271.9533 | 271.9533 | 1087.8131 | 4 | 1 | 5 | G | VLS_Inline | 2 | 2 | 2 | 4 | BranchMin_2BranchMax_4 | 2.5 | 2.5 | 8 | HeaderMin_2.5HeaderMax_8 | 2.5 | INVALID
1176 | 36 | 20959-2P-20HP VLSC | VLSC_20959_2P_20HP | 271.9533 | 271.9533 | 1087.8131 | 4 | 1 | 5 | G | VLS_Inline | 2 | 2 | 2 | 4 | BranchMin_2BranchMax_4 | 2.5 | 2.5 | 8 | HeaderMin_2.5HeaderMax_8 | 4
1176 | 36 | 20959-2P-20HP VLSC | VLSC_20959_2P_20HP | 271.9533 | 271.9533 | 1087.8131 | 4 | 1 | 5 | G | VLS_Inline | 2 | 2 | 2 | 4 | BranchMin_2BranchMax_4 | 2.5 | 2.5 | 8 | HeaderMin_2.5HeaderMax_8 | 6
1176 | 36 | 20959-2P-20HP VLSC | VLSC_20959_2P_20HP | 271.9533 | 271.9533 | 1087.8131 | 4 | 1 | 5 | G | VLS_Inline | 2 | 2 | 2 | 4 | BranchMin_2BranchMax_4 | 2.5 | 2.5 | 8 | HeaderMin_2.5HeaderMax_8 | 8
1176 | 36 | 20959-2P-20HP VLSC | VLSC_20959_2P_20HP | 271.9533 | 271.9533 | 1087.8131 | 4 | 1 | 5 | G | VLS_Inline | 2 | 2 | 2 | 4 | BranchMin_2BranchMax_4 | 3 | 2.5 | 8 | HeaderMin_2.5HeaderMax_8 | 2.5 | INVALID
1176 | 36 | 20959-2P-20HP VLSC | VLSC_20959_2P_20HP | 271.9533 | 271.9533 | 1087.8131 | 4 | 1 | 5 | G | VLS_Inline | 2 | 2 | 2 | 4 | BranchMin_2BranchMax_4 | 3 | 2.5 | 8 | HeaderMin_2.5HeaderMax_8 | 4
1176 | 36 | 20959-2P-20HP VLSC | VLSC_20959_2P_20HP | 271.9533 | 271.9533 | 1087.8131 | 4 | 1 | 5 | G | VLS_Inline | 2 | 2 | 2 | 4 | BranchMin_2BranchMax_4 | 3 | 2.5 | 8 | HeaderMin_2.5HeaderMax_8 | 6
1176 | 36 | 20959-2P-20HP VLSC | VLSC_20959_2P_20HP | 271.9533 | 271.9533 | 1087.8131 | 4 | 1 | 5 | G | VLS_Inline | 2 | 2 | 2 | 4 | BranchMin_2BranchMax_4 | 3 | 2.5 | 8 | HeaderMin_2.5HeaderMax_8 | 8
1176 | 36 | 20959-2P-20HP VLSC | VLSC_20959_2P_20HP | 271.9533 | 271.9533 | 1087.8131 | 4 | 1 | 5 | G | VLS_Inline | 2 | 2 | 2 | 4 | BranchMin_2BranchMax_4 | 4 | 2.5 | 8 | HeaderMin_2.5HeaderMax_8 | 2.5 | INVALID
1176 | 36 | 20959-2P-20HP VLSC | VLSC_20959_2P_20HP | 271.9533 | 271.9533 | 1087.8131 | 4 | 1 | 5 | G | VLS_Inline | 2 | 2 | 2 | 4 | BranchMin_2BranchMax_4 | 4 | 2.5 | 8 | HeaderMin_2.5HeaderMax_8 | 4 | INVALID
1176 | 36 | 20959-2P-20HP VLSC | VLSC_20959_2P_20HP | 271.9533 | 271.9533 | 1087.8131 | 4 | 1 | 5 | G | VLS_Inline | 2 | 2 | 2 | 4 | BranchMin_2BranchMax_4 | 4 | 2.5 | 8 | HeaderMin_2.5HeaderMax_8 | 6
1176 | 36 | 20959-2P-20HP VLSC | VLSC_20959_2P_20HP | 271.9533 | 271.9533 | 1087.8131 | 4 | 1 | 5 | G | VLS_Inline | 2 | 2 | 2 | 4 | BranchMin_2BranchMax_4 | 4 | 2.5 | 8 | HeaderMin_2.5HeaderMax_8 | 8
1177 | 37 | 20959-2P-25HP VLSC | VLSC_20959_2P_25HP | 309.3395 | 309.3395 | 1237.358 | 4 | 1 | 5 | G | VLS_Inline | 2 | 2 | 2 | 4 | BranchMin_2BranchMax_4 | 2 | 2.5 | 8 | HeaderMin_2.5HeaderMax_8 | 2.5
1177 | 37 | 20959-2P-25HP VLSC | VLSC_20959_2P_25HP | 309.3395 | 309.3395 | 1237.358 | 4 | 1 | 5 | G | VLS_Inline | 2 | 2 | 2 | 4 | BranchMin_2BranchMax_4 | 2 | 2.5 | 8 | HeaderMin_2.5HeaderMax_8 | 4
1177 | 37 | 20959-2P-25HP VLSC | VLSC_20959_2P_25HP | 309.3395 | 309.3395 | 1237.358 | 4 | 1 | 5 | G | VLS_Inline | 2 | 2 | 2 | 4 | BranchMin_2BranchMax_4 | 2 | 2.5 | 8 | HeaderMin_2.5HeaderMax_8 | 6
1177 | 37 | 20959-2P-25HP VLSC | VLSC_20959_2P_25HP | 309.3395 | 309.3395 | 1237.358 | 4 | 1 | 5 | G | VLS_Inline | 2 | 2 | 2 | 4 | BranchMin_2BranchMax_4 | 2 | 2.5 | 8 | HeaderMin_2.5HeaderMax_8 | 8
1177 | 37 | 20959-2P-25HP VLSC | VLSC_20959_2P_25HP | 309.3395 | 309.3395 | 1237.358 | 4 | 1 | 5 | G | VLS_Inline | 2 | 2 | 2 | 4 | BranchMin_2BranchMax_4 | 2.5 | 2.5 | 8 | HeaderMin_2.5HeaderMax_8 | 2.5 | INVALID
1177 | 37 | 20959-2P-25HP VLSC | VLSC_20959_2P_25HP | 309.3395 | 309.3395 | 1237.358 | 4 | 1 | 5 | G | VLS_Inline | 2 | 2 | 2 | 4 | BranchMin_2BranchMax_4 | 2.5 | 2.5 | 8 | HeaderMin_2.5HeaderMax_8 | 4
1177 | 37 | 20959-2P-25HP VLSC | VLSC_20959_2P_25HP | 309.3395 | 309.3395 | 1237.358 | 4 | 1 | 5 | G | VLS_Inline | 2 | 2 | 2 | 4 | BranchMin_2BranchMax_4 | 2.5 | 2.5 | 8 | HeaderMin_2.5HeaderMax_8 | 6
1177 | 37 | 20959-2P-25HP VLSC | VLSC_20959_2P_25HP | 309.3395 | 309.3395 | 1237.358 | 4 | 1 | 5 | G | VLS_Inline | 2 | 2 | 2 | 4 | BranchMin_2BranchMax_4 | 2.5 | 2.5 | 8 | HeaderMin_2.5HeaderMax_8 | 8
1177 | 37 | 20959-2P-25HP VLSC | VLSC_20959_2P_25HP | 309.3395 | 309.3395 | 1237.358 | 4 | 1 | 5 | G | VLS_Inline | 2 | 2 | 2 | 4 | BranchMin_2BranchMax_4 | 3 | 2.5 | 8 | HeaderMin_2.5HeaderMax_8 | 2.5 | INVALID
1177 | 37 | 20959-2P-25HP VLSC | VLSC_20959_2P_25HP | 309.3395 | 309.3395 | 1237.358 | 4 | 1 | 5 | G | VLS_Inline | 2 | 2 | 2 | 4 | BranchMin_2BranchMax_4 | 3 | 2.5 | 8 | HeaderMin_2.5HeaderMax_8 | 4
1177 | 37 | 20959-2P-25HP VLSC | VLSC_20959_2P_25HP | 309.3395 | 309.3395 | 1237.358 | 4 | 1 | 5 | G | VLS_Inline | 2 | 2 | 2 | 4 | BranchMin_2BranchMax_4 | 3 | 2.5 | 8 | HeaderMin_2.5HeaderMax_8 | 6
1177 | 37 | 20959-2P-25HP VLSC | VLSC_20959_2P_25HP | 309.3395 | 309.3395 | 1237.358 | 4 | 1 | 5 | G | VLS_Inline | 2 | 2 | 2 | 4 | BranchMin_2BranchMax_4 | 3 | 2.5 | 8 | HeaderMin_2.5HeaderMax_8 | 8
1177 | 37 | 20959-2P-25HP VLSC | VLSC_20959_2P_25HP | 309.3395 | 309.3395 | 1237.358 | 4 | 1 | 5 | G | VLS_Inline | 2 | 2 | 2 | 4 | BranchMin_2BranchMax_4 | 4 | 2.5 | 8 | HeaderMin_2.5HeaderMax_8 | 2.5 | INVALID
1177 | 37 | 20959-2P-25HP VLSC | VLSC_20959_2P_25HP | 309.3395 | 309.3395 | 1237.358 | 4 | 1 | 5 | G | VLS_Inline | 2 | 2 | 2 | 4 | BranchMin_2BranchMax_4 | 4 | 2.5 | 8 | HeaderMin_2.5HeaderMax_8 | 4 | INVALID
1177 | 37 | 20959-2P-25HP VLSC | VLSC_20959_2P_25HP | 309.3395 | 309.3395 | 1237.358 | 4 | 1 | 5 | G | VLS_Inline | 2 | 2 | 2 | 4 | BranchMin_2BranchMax_4 | 4 | 2.5 | 8 | HeaderMin_2.5HeaderMax_8 | 6
1177 | 37 | 20959-2P-25HP VLSC | VLSC_20959_2P_25HP | 309.3395 | 309.3395 | 1237.358 | 4 | 1 | 5 | G | VLS_Inline | 2 | 2 | 2 | 4 | BranchMin_2BranchMax_4 | 4 | 2.5 | 8 | HeaderMin_2.5HeaderMax_8 | 8
1178 | 38 | 20959-2P-30HP VLSC | VLSC_20959_2P_30HP | 341.2848 | 341.2848 | 1365.139 | 4 | 1 | 5 | G | VLS_Inline | 2 | 2 | 2 | 4 | BranchMin_2BranchMax_4 | 2 | 2.5 | 8 | HeaderMin_2.5HeaderMax_8 | 2.5
1178 | 38 | 20959-2P-30HP VLSC | VLSC_20959_2P_30HP | 341.2848 | 341.2848 | 1365.139 | 4 | 1 | 5 | G | VLS_Inline | 2 | 2 | 2 | 4 | BranchMin_2BranchMax_4 | 2 | 2.5 | 8 | HeaderMin_2.5HeaderMax_8 | 4
1178 | 38 | 20959-2P-30HP VLSC | VLSC_20959_2P_30HP | 341.2848 | 341.2848 | 1365.139 | 4 | 1 | 5 | G | VLS_Inline | 2 | 2 | 2 | 4 | BranchMin_2BranchMax_4 | 2 | 2.5 | 8 | HeaderMin_2.5HeaderMax_8 | 6
1178 | 38 | 20959-2P-30HP VLSC | VLSC_20959_2P_30HP | 341.2848 | 341.2848 | 1365.139 | 4 | 1 | 5 | G | VLS_Inline | 2 | 2 | 2 | 4 | BranchMin_2BranchMax_4 | 2 | 2.5 | 8 | HeaderMin_2.5HeaderMax_8 | 8
1178 | 38 | 20959-2P-30HP VLSC | VLSC_20959_2P_30HP | 341.2848 | 341.2848 | 1365.139 | 4 | 1 | 5 | G | VLS_Inline | 2 | 2 | 2 | 4 | BranchMin_2BranchMax_4 | 2.5 | 2.5 | 8 | HeaderMin_2.5HeaderMax_8 | 2.5 | INVALID
1178 | 38 | 20959-2P-30HP VLSC | VLSC_20959_2P_30HP | 341.2848 | 341.2848 | 1365.139 | 4 | 1 | 5 | G | VLS_Inline | 2 | 2 | 2 | 4 | BranchMin_2BranchMax_4 | 2.5 | 2.5 | 8 | HeaderMin_2.5HeaderMax_8 | 4
1178 | 38 | 20959-2P-30HP VLSC | VLSC_20959_2P_30HP | 341.2848 | 341.2848 | 1365.139 | 4 | 1 | 5 | G | VLS_Inline | 2 | 2 | 2 | 4 | BranchMin_2BranchMax_4 | 2.5 | 2.5 | 8 | HeaderMin_2.5HeaderMax_8 | 6
1178 | 38 | 20959-2P-30HP VLSC | VLSC_20959_2P_30HP | 341.2848 | 341.2848 | 1365.139 | 4 | 1 | 5 | G | VLS_Inline | 2 | 2 | 2 | 4 | BranchMin_2BranchMax_4 | 2.5 | 2.5 | 8 | HeaderMin_2.5HeaderMax_8 | 8
1178 | 38 | 20959-2P-30HP VLSC | VLSC_20959_2P_30HP | 341.2848 | 341.2848 | 1365.139 | 4 | 1 | 5 | G | VLS_Inline | 2 | 2 | 2 | 4 | BranchMin_2BranchMax_4 | 3 | 2.5 | 8 | HeaderMin_2.5HeaderMax_8 | 2.5 | INVALID
1178 | 38 | 20959-2P-30HP VLSC | VLSC_20959_2P_30HP | 341.2848 | 341.2848 | 1365.139 | 4 | 1 | 5 | G | VLS_Inline | 2 | 2 | 2 | 4 | BranchMin_2BranchMax_4 | 3 | 2.5 | 8 | HeaderMin_2.5HeaderMax_8 | 4
1178 | 38 | 20959-2P-30HP VLSC | VLSC_20959_2P_30HP | 341.2848 | 341.2848 | 1365.139 | 4 | 1 | 5 | G | VLS_Inline | 2 | 2 | 2 | 4 | BranchMin_2BranchMax_4 | 3 | 2.5 | 8 | HeaderMin_2.5HeaderMax_8 | 6
1178 | 38 | 20959-2P-30HP VLSC | VLSC_20959_2P_30HP | 341.2848 | 341.2848 | 1365.139 | 4 | 1 | 5 | G | VLS_Inline | 2 | 2 | 2 | 4 | BranchMin_2BranchMax_4 | 3 | 2.5 | 8 | HeaderMin_2.5HeaderMax_8 | 8
1178 | 38 | 20959-2P-30HP VLSC | VLSC_20959_2P_30HP | 341.2848 | 341.2848 | 1365.139 | 4 | 1 | 5 | G | VLS_Inline | 2 | 2 | 2 | 4 | BranchMin_2BranchMax_4 | 4 | 2.5 | 8 | HeaderMin_2.5HeaderMax_8 | 2.5 | INVALID
1178 | 38 | 20959-2P-30HP VLSC | VLSC_20959_2P_30HP | 341.2848 | 341.2848 | 1365.139 | 4 | 1 | 5 | G | VLS_Inline | 2 | 2 | 2 | 4 | BranchMin_2BranchMax_4 | 4 | 2.5 | 8 | HeaderMin_2.5HeaderMax_8 | 4 | INVALID
1178 | 38 | 20959-2P-30HP VLSC | VLSC_20959_2P_30HP | 341.2848 | 341.2848 | 1365.139 | 4 | 1 | 5 | G | VLS_Inline | 2 | 2 | 2 | 4 | BranchMin_2BranchMax_4 | 4 | 2.5 | 8 | HeaderMin_2.5HeaderMax_8 | 6
1178 | 38 | 20959-2P-30HP VLSC | VLSC_20959_2P_30HP | 341.2848 | 341.2848 | 1365.139 | 4 | 1 | 5 | G | VLS_Inline | 2 | 2 | 2 | 4 | BranchMin_2BranchMax_4 | 4 | 2.5 | 8 | HeaderMin_2.5HeaderMax_8 | 8
1179 | 39 | 20959-2P-40HP VLSC | VLSC_20959_2P_40HP | 380.858 | 380.858 | 1523.4321 | 4 | 1 | 5 | G | VLS_Inline | 2 | 2 | 2 | 4 | BranchMin_2BranchMax_4 | 2 | 2.5 | 8 | HeaderMin_2.5HeaderMax_8 | 2.5
1179 | 39 | 20959-2P-40HP VLSC | VLSC_20959_2P_40HP | 380.858 | 380.858 | 1523.4321 | 4 | 1 | 5 | G | VLS_Inline | 2 | 2 | 2 | 4 | BranchMin_2BranchMax_4 | 2 | 2.5 | 8 | HeaderMin_2.5HeaderMax_8 | 4
1179 | 39 | 20959-2P-40HP VLSC | VLSC_20959_2P_40HP | 380.858 | 380.858 | 1523.4321 | 4 | 1 | 5 | G | VLS_Inline | 2 | 2 | 2 | 4 | BranchMin_2BranchMax_4 | 2 | 2.5 | 8 | HeaderMin_2.5HeaderMax_8 | 6
1179 | 39 | 20959-2P-40HP VLSC | VLSC_20959_2P_40HP | 380.858 | 380.858 | 1523.4321 | 4 | 1 | 5 | G | VLS_Inline | 2 | 2 | 2 | 4 | BranchMin_2BranchMax_4 | 2 | 2.5 | 8 | HeaderMin_2.5HeaderMax_8 | 8
1179 | 39 | 20959-2P-40HP VLSC | VLSC_20959_2P_40HP | 380.858 | 380.858 | 1523.4321 | 4 | 1 | 5 | G | VLS_Inline | 2 | 2 | 2 | 4 | BranchMin_2BranchMax_4 | 2.5 | 2.5 | 8 | HeaderMin_2.5HeaderMax_8 | 2.5 | INVALID
1179 | 39 | 20959-2P-40HP VLSC | VLSC_20959_2P_40HP | 380.858 | 380.858 | 1523.4321 | 4 | 1 | 5 | G | VLS_Inline | 2 | 2 | 2 | 4 | BranchMin_2BranchMax_4 | 2.5 | 2.5 | 8 | HeaderMin_2.5HeaderMax_8 | 4
1179 | 39 | 20959-2P-40HP VLSC | VLSC_20959_2P_40HP | 380.858 | 380.858 | 1523.4321 | 4 | 1 | 5 | G | VLS_Inline | 2 | 2 | 2 | 4 | BranchMin_2BranchMax_4 | 2.5 | 2.5 | 8 | HeaderMin_2.5HeaderMax_8 | 6
1179 | 39 | 20959-2P-40HP VLSC | VLSC_20959_2P_40HP | 380.858 | 380.858 | 1523.4321 | 4 | 1 | 5 | G | VLS_Inline | 2 | 2 | 2 | 4 | BranchMin_2BranchMax_4 | 2.5 | 2.5 | 8 | HeaderMin_2.5HeaderMax_8 | 8
1179 | 39 | 20959-2P-40HP VLSC | VLSC_20959_2P_40HP | 380.858 | 380.858 | 1523.4321 | 4 | 1 | 5 | G | VLS_Inline | 2 | 2 | 2 | 4 | BranchMin_2BranchMax_4 | 3 | 2.5 | 8 | HeaderMin_2.5HeaderMax_8 | 2.5 | INVALID
1179 | 39 | 20959-2P-40HP VLSC | VLSC_20959_2P_40HP | 380.858 | 380.858 | 1523.4321 | 4 | 1 | 5 | G | VLS_Inline | 2 | 2 | 2 | 4 | BranchMin_2BranchMax_4 | 3 | 2.5 | 8 | HeaderMin_2.5HeaderMax_8 | 4
1179 | 39 | 20959-2P-40HP VLSC | VLSC_20959_2P_40HP | 380.858 | 380.858 | 1523.4321 | 4 | 1 | 5 | G | VLS_Inline | 2 | 2 | 2 | 4 | BranchMin_2BranchMax_4 | 3 | 2.5 | 8 | HeaderMin_2.5HeaderMax_8 | 6
1179 | 39 | 20959-2P-40HP VLSC | VLSC_20959_2P_40HP | 380.858 | 380.858 | 1523.4321 | 4 | 1 | 5 | G | VLS_Inline | 2 | 2 | 2 | 4 | BranchMin_2BranchMax_4 | 3 | 2.5 | 8 | HeaderMin_2.5HeaderMax_8 | 8
1179 | 39 | 20959-2P-40HP VLSC | VLSC_20959_2P_40HP | 380.858 | 380.858 | 1523.4321 | 4 | 1 | 5 | G | VLS_Inline | 2 | 2 | 2 | 4 | BranchMin_2BranchMax_4 | 4 | 2.5 | 8 | HeaderMin_2.5HeaderMax_8 | 2.5 | INVALID
1179 | 39 | 20959-2P-40HP VLSC | VLSC_20959_2P_40HP | 380.858 | 380.858 | 1523.4321 | 4 | 1 | 5 | G | VLS_Inline | 2 | 2 | 2 | 4 | BranchMin_2BranchMax_4 | 4 | 2.5 | 8 | HeaderMin_2.5HeaderMax_8 | 4 | INVALID
1179 | 39 | 20959-2P-40HP VLSC | VLSC_20959_2P_40HP | 380.858 | 380.858 | 1523.4321 | 4 | 1 | 5 | G | VLS_Inline | 2 | 2 | 2 | 4 | BranchMin_2BranchMax_4 | 4 | 2.5 | 8 | HeaderMin_2.5HeaderMax_8 | 6
1179 | 39 | 20959-2P-40HP VLSC | VLSC_20959_2P_40HP | 380.858 | 380.858 | 1523.4321 | 4 | 1 | 5 | G | VLS_Inline | 2 | 2 | 2 | 4 | BranchMin_2BranchMax_4 | 4 | 2.5 | 8 | HeaderMin_2.5HeaderMax_8 | 8
1180 | 40 | 20959-2P-50HP VLSC | VLSC_20959_2P_50HP | 405.1149 | 405.1149 | 1620.4594 | 4 | 1 | 5 | G | VLS_Inline | 2 | 2 | 2 | 5 | BranchMin_2BranchMax_5 | 2 | 2.5 | 10 | HeaderMin_2.5HeaderMax_10 | 2.5
1180 | 40 | 20959-2P-50HP VLSC | VLSC_20959_2P_50HP | 405.1149 | 405.1149 | 1620.4594 | 4 | 1 | 5 | G | VLS_Inline | 2 | 2 | 2 | 5 | BranchMin_2BranchMax_5 | 2 | 2.5 | 10 | HeaderMin_2.5HeaderMax_10 | 4
1180 | 40 | 20959-2P-50HP VLSC | VLSC_20959_2P_50HP | 405.1149 | 405.1149 | 1620.4594 | 4 | 1 | 5 | G | VLS_Inline | 2 | 2 | 2 | 5 | BranchMin_2BranchMax_5 | 2 | 2.5 | 10 | HeaderMin_2.5HeaderMax_10 | 6
1180 | 40 | 20959-2P-50HP VLSC | VLSC_20959_2P_50HP | 405.1149 | 405.1149 | 1620.4594 | 4 | 1 | 5 | G | VLS_Inline | 2 | 2 | 2 | 5 | BranchMin_2BranchMax_5 | 2 | 2.5 | 10 | HeaderMin_2.5HeaderMax_10 | 8
1180 | 40 | 20959-2P-50HP VLSC | VLSC_20959_2P_50HP | 405.1149 | 405.1149 | 1620.4594 | 4 | 1 | 5 | G | VLS_Inline | 2 | 2 | 2 | 5 | BranchMin_2BranchMax_5 | 2 | 2.5 | 10 | HeaderMin_2.5HeaderMax_10 | 10
1180 | 40 | 20959-2P-50HP VLSC | VLSC_20959_2P_50HP | 405.1149 | 405.1149 | 1620.4594 | 4 | 1 | 5 | G | VLS_Inline | 2 | 2 | 2 | 5 | BranchMin_2BranchMax_5 | 2.5 | 2.5 | 10 | HeaderMin_2.5HeaderMax_10 | 2.5 | INVALID
1180 | 40 | 20959-2P-50HP VLSC | VLSC_20959_2P_50HP | 405.1149 | 405.1149 | 1620.4594 | 4 | 1 | 5 | G | VLS_Inline | 2 | 2 | 2 | 5 | BranchMin_2BranchMax_5 | 2.5 | 2.5 | 10 | HeaderMin_2.5HeaderMax_10 | 4
1180 | 40 | 20959-2P-50HP VLSC | VLSC_20959_2P_50HP | 405.1149 | 405.1149 | 1620.4594 | 4 | 1 | 5 | G | VLS_Inline | 2 | 2 | 2 | 5 | BranchMin_2BranchMax_5 | 2.5 | 2.5 | 10 | HeaderMin_2.5HeaderMax_10 | 6
1180 | 40 | 20959-2P-50HP VLSC | VLSC_20959_2P_50HP | 405.1149 | 405.1149 | 1620.4594 | 4 | 1 | 5 | G | VLS_Inline | 2 | 2 | 2 | 5 | BranchMin_2BranchMax_5 | 2.5 | 2.5 | 10 | HeaderMin_2.5HeaderMax_10 | 8
1180 | 40 | 20959-2P-50HP VLSC | VLSC_20959_2P_50HP | 405.1149 | 405.1149 | 1620.4594 | 4 | 1 | 5 | G | VLS_Inline | 2 | 2 | 2 | 5 | BranchMin_2BranchMax_5 | 2.5 | 2.5 | 10 | HeaderMin_2.5HeaderMax_10 | 10
1180 | 40 | 20959-2P-50HP VLSC | VLSC_20959_2P_50HP | 405.1149 | 405.1149 | 1620.4594 | 4 | 1 | 5 | G | VLS_Inline | 2 | 2 | 2 | 5 | BranchMin_2BranchMax_5 | 3 | 2.5 | 10 | HeaderMin_2.5HeaderMax_10 | 2.5 | INVALID
1180 | 40 | 20959-2P-50HP VLSC | VLSC_20959_2P_50HP | 405.1149 | 405.1149 | 1620.4594 | 4 | 1 | 5 | G | VLS_Inline | 2 | 2 | 2 | 5 | BranchMin_2BranchMax_5 | 3 | 2.5 | 10 | HeaderMin_2.5HeaderMax_10 | 4
1180 | 40 | 20959-2P-50HP VLSC | VLSC_20959_2P_50HP | 405.1149 | 405.1149 | 1620.4594 | 4 | 1 | 5 | G | VLS_Inline | 2 | 2 | 2 | 5 | BranchMin_2BranchMax_5 | 3 | 2.5 | 10 | HeaderMin_2.5HeaderMax_10 | 6
1180 | 40 | 20959-2P-50HP VLSC | VLSC_20959_2P_50HP | 405.1149 | 405.1149 | 1620.4594 | 4 | 1 | 5 | G | VLS_Inline | 2 | 2 | 2 | 5 | BranchMin_2BranchMax_5 | 3 | 2.5 | 10 | HeaderMin_2.5HeaderMax_10 | 8
1180 | 40 | 20959-2P-50HP VLSC | VLSC_20959_2P_50HP | 405.1149 | 405.1149 | 1620.4594 | 4 | 1 | 5 | G | VLS_Inline | 2 | 2 | 2 | 5 | BranchMin_2BranchMax_5 | 3 | 2.5 | 10 | HeaderMin_2.5HeaderMax_10 | 10
1180 | 40 | 20959-2P-50HP VLSC | VLSC_20959_2P_50HP | 405.1149 | 405.1149 | 1620.4594 | 4 | 1 | 5 | G | VLS_Inline | 2 | 2 | 2 | 5 | BranchMin_2BranchMax_5 | 4 | 2.5 | 10 | HeaderMin_2.5HeaderMax_10 | 2.5 | INVALID
1180 | 40 | 20959-2P-50HP VLSC | VLSC_20959_2P_50HP | 405.1149 | 405.1149 | 1620.4594 | 4 | 1 | 5 | G | VLS_Inline | 2 | 2 | 2 | 5 | BranchMin_2BranchMax_5 | 4 | 2.5 | 10 | HeaderMin_2.5HeaderMax_10 | 4 | INVALID
1180 | 40 | 20959-2P-50HP VLSC | VLSC_20959_2P_50HP | 405.1149 | 405.1149 | 1620.4594 | 4 | 1 | 5 | G | VLS_Inline | 2 | 2 | 2 | 5 | BranchMin_2BranchMax_5 | 4 | 2.5 | 10 | HeaderMin_2.5HeaderMax_10 | 6
1180 | 40 | 20959-2P-50HP VLSC | VLSC_20959_2P_50HP | 405.1149 | 405.1149 | 1620.4594 | 4 | 1 | 5 | G | VLS_Inline | 2 | 2 | 2 | 5 | BranchMin_2BranchMax_5 | 4 | 2.5 | 10 | HeaderMin_2.5HeaderMax_10 | 8
1180 | 40 | 20959-2P-50HP VLSC | VLSC_20959_2P_50HP | 405.1149 | 405.1149 | 1620.4594 | 4 | 1 | 5 | G | VLS_Inline | 2 | 2 | 2 | 5 | BranchMin_2BranchMax_5 | 4 | 2.5 | 10 | HeaderMin_2.5HeaderMax_10 | 10
1180 | 40 | 20959-2P-50HP VLSC | VLSC_20959_2P_50HP | 405.1149 | 405.1149 | 1620.4594 | 4 | 1 | 5 | G | VLS_Inline | 2 | 2 | 2 | 5 | BranchMin_2BranchMax_5 | 5 | 2.5 | 10 | HeaderMin_2.5HeaderMax_10 | 2.5 | INVALID
1180 | 40 | 20959-2P-50HP VLSC | VLSC_20959_2P_50HP | 405.1149 | 405.1149 | 1620.4594 | 4 | 1 | 5 | G | VLS_Inline | 2 | 2 | 2 | 5 | BranchMin_2BranchMax_5 | 5 | 2.5 | 10 | HeaderMin_2.5HeaderMax_10 | 4 | INVALID
1180 | 40 | 20959-2P-50HP VLSC | VLSC_20959_2P_50HP | 405.1149 | 405.1149 | 1620.4594 | 4 | 1 | 5 | G | VLS_Inline | 2 | 2 | 2 | 5 | BranchMin_2BranchMax_5 | 5 | 2.5 | 10 | HeaderMin_2.5HeaderMax_10 | 6
1180 | 40 | 20959-2P-50HP VLSC | VLSC_20959_2P_50HP | 405.1149 | 405.1149 | 1620.4594 | 4 | 1 | 5 | G | VLS_Inline | 2 | 2 | 2 | 5 | BranchMin_2BranchMax_5 | 5 | 2.5 | 10 | HeaderMin_2.5HeaderMax_10 | 8
1180 | 40 | 20959-2P-50HP VLSC | VLSC_20959_2P_50HP | 405.1149 | 405.1149 | 1620.4594 | 4 | 1 | 5 | G | VLS_Inline | 2 | 2 | 2 | 5 | BranchMin_2BranchMax_5 | 5 | 2.5 | 10 | HeaderMin_2.5HeaderMax_10 | 10
1181 | 41 | 20959-2P-60HP VLSC | VLSC_20959_2P_60HP | 406.8778 | 406.8778 | 1627.5113 | 4 | 1 | 5 | G | VLS_Inline | 2 | 2 | 2 | 5 | BranchMin_2BranchMax_5 | 2 | 2.5 | 10 | HeaderMin_2.5HeaderMax_10 | 2.5
1181 | 41 | 20959-2P-60HP VLSC | VLSC_20959_2P_60HP | 406.8778 | 406.8778 | 1627.5113 | 4 | 1 | 5 | G | VLS_Inline | 2 | 2 | 2 | 5 | BranchMin_2BranchMax_5 | 2 | 2.5 | 10 | HeaderMin_2.5HeaderMax_10 | 4
1181 | 41 | 20959-2P-60HP VLSC | VLSC_20959_2P_60HP | 406.8778 | 406.8778 | 1627.5113 | 4 | 1 | 5 | G | VLS_Inline | 2 | 2 | 2 | 5 | BranchMin_2BranchMax_5 | 2 | 2.5 | 10 | HeaderMin_2.5HeaderMax_10 | 6
1181 | 41 | 20959-2P-60HP VLSC | VLSC_20959_2P_60HP | 406.8778 | 406.8778 | 1627.5113 | 4 | 1 | 5 | G | VLS_Inline | 2 | 2 | 2 | 5 | BranchMin_2BranchMax_5 | 2 | 2.5 | 10 | HeaderMin_2.5HeaderMax_10 | 8
1181 | 41 | 20959-2P-60HP VLSC | VLSC_20959_2P_60HP | 406.8778 | 406.8778 | 1627.5113 | 4 | 1 | 5 | G | VLS_Inline | 2 | 2 | 2 | 5 | BranchMin_2BranchMax_5 | 2 | 2.5 | 10 | HeaderMin_2.5HeaderMax_10 | 10
1181 | 41 | 20959-2P-60HP VLSC | VLSC_20959_2P_60HP | 406.8778 | 406.8778 | 1627.5113 | 4 | 1 | 5 | G | VLS_Inline | 2 | 2 | 2 | 5 | BranchMin_2BranchMax_5 | 2.5 | 2.5 | 10 | HeaderMin_2.5HeaderMax_10 | 2.5 | INVALID
1181 | 41 | 20959-2P-60HP VLSC | VLSC_20959_2P_60HP | 406.8778 | 406.8778 | 1627.5113 | 4 | 1 | 5 | G | VLS_Inline | 2 | 2 | 2 | 5 | BranchMin_2BranchMax_5 | 2.5 | 2.5 | 10 | HeaderMin_2.5HeaderMax_10 | 4
1181 | 41 | 20959-2P-60HP VLSC | VLSC_20959_2P_60HP | 406.8778 | 406.8778 | 1627.5113 | 4 | 1 | 5 | G | VLS_Inline | 2 | 2 | 2 | 5 | BranchMin_2BranchMax_5 | 2.5 | 2.5 | 10 | HeaderMin_2.5HeaderMax_10 | 6
1181 | 41 | 20959-2P-60HP VLSC | VLSC_20959_2P_60HP | 406.8778 | 406.8778 | 1627.5113 | 4 | 1 | 5 | G | VLS_Inline | 2 | 2 | 2 | 5 | BranchMin_2BranchMax_5 | 2.5 | 2.5 | 10 | HeaderMin_2.5HeaderMax_10 | 8
1181 | 41 | 20959-2P-60HP VLSC | VLSC_20959_2P_60HP | 406.8778 | 406.8778 | 1627.5113 | 4 | 1 | 5 | G | VLS_Inline | 2 | 2 | 2 | 5 | BranchMin_2BranchMax_5 | 2.5 | 2.5 | 10 | HeaderMin_2.5HeaderMax_10 | 10
1181 | 41 | 20959-2P-60HP VLSC | VLSC_20959_2P_60HP | 406.8778 | 406.8778 | 1627.5113 | 4 | 1 | 5 | G | VLS_Inline | 2 | 2 | 2 | 5 | BranchMin_2BranchMax_5 | 3 | 2.5 | 10 | HeaderMin_2.5HeaderMax_10 | 2.5 | INVALID
1181 | 41 | 20959-2P-60HP VLSC | VLSC_20959_2P_60HP | 406.8778 | 406.8778 | 1627.5113 | 4 | 1 | 5 | G | VLS_Inline | 2 | 2 | 2 | 5 | BranchMin_2BranchMax_5 | 3 | 2.5 | 10 | HeaderMin_2.5HeaderMax_10 | 4
1181 | 41 | 20959-2P-60HP VLSC | VLSC_20959_2P_60HP | 406.8778 | 406.8778 | 1627.5113 | 4 | 1 | 5 | G | VLS_Inline | 2 | 2 | 2 | 5 | BranchMin_2BranchMax_5 | 3 | 2.5 | 10 | HeaderMin_2.5HeaderMax_10 | 6
1181 | 41 | 20959-2P-60HP VLSC | VLSC_20959_2P_60HP | 406.8778 | 406.8778 | 1627.5113 | 4 | 1 | 5 | G | VLS_Inline | 2 | 2 | 2 | 5 | BranchMin_2BranchMax_5 | 3 | 2.5 | 10 | HeaderMin_2.5HeaderMax_10 | 8
1181 | 41 | 20959-2P-60HP VLSC | VLSC_20959_2P_60HP | 406.8778 | 406.8778 | 1627.5113 | 4 | 1 | 5 | G | VLS_Inline | 2 | 2 | 2 | 5 | BranchMin_2BranchMax_5 | 3 | 2.5 | 10 | HeaderMin_2.5HeaderMax_10 | 10
1181 | 41 | 20959-2P-60HP VLSC | VLSC_20959_2P_60HP | 406.8778 | 406.8778 | 1627.5113 | 4 | 1 | 5 | G | VLS_Inline | 2 | 2 | 2 | 5 | BranchMin_2BranchMax_5 | 4 | 2.5 | 10 | HeaderMin_2.5HeaderMax_10 | 2.5 | INVALID
1181 | 41 | 20959-2P-60HP VLSC | VLSC_20959_2P_60HP | 406.8778 | 406.8778 | 1627.5113 | 4 | 1 | 5 | G | VLS_Inline | 2 | 2 | 2 | 5 | BranchMin_2BranchMax_5 | 4 | 2.5 | 10 | HeaderMin_2.5HeaderMax_10 | 4 | INVALID
1181 | 41 | 20959-2P-60HP VLSC | VLSC_20959_2P_60HP | 406.8778 | 406.8778 | 1627.5113 | 4 | 1 | 5 | G | VLS_Inline | 2 | 2 | 2 | 5 | BranchMin_2BranchMax_5 | 4 | 2.5 | 10 | HeaderMin_2.5HeaderMax_10 | 6
1181 | 41 | 20959-2P-60HP VLSC | VLSC_20959_2P_60HP | 406.8778 | 406.8778 | 1627.5113 | 4 | 1 | 5 | G | VLS_Inline | 2 | 2 | 2 | 5 | BranchMin_2BranchMax_5 | 4 | 2.5 | 10 | HeaderMin_2.5HeaderMax_10 | 8
1181 | 41 | 20959-2P-60HP VLSC | VLSC_20959_2P_60HP | 406.8778 | 406.8778 | 1627.5113 | 4 | 1 | 5 | G | VLS_Inline | 2 | 2 | 2 | 5 | BranchMin_2BranchMax_5 | 4 | 2.5 | 10 | HeaderMin_2.5HeaderMax_10 | 10
1181 | 41 | 20959-2P-60HP VLSC | VLSC_20959_2P_60HP | 406.8778 | 406.8778 | 1627.5113 | 4 | 1 | 5 | G | VLS_Inline | 2 | 2 | 2 | 5 | BranchMin_2BranchMax_5 | 5 | 2.5 | 10 | HeaderMin_2.5HeaderMax_10 | 2.5 | INVALID
1181 | 41 | 20959-2P-60HP VLSC | VLSC_20959_2P_60HP | 406.8778 | 406.8778 | 1627.5113 | 4 | 1 | 5 | G | VLS_Inline | 2 | 2 | 2 | 5 | BranchMin_2BranchMax_5 | 5 | 2.5 | 10 | HeaderMin_2.5HeaderMax_10 | 4 | INVALID
1181 | 41 | 20959-2P-60HP VLSC | VLSC_20959_2P_60HP | 406.8778 | 406.8778 | 1627.5113 | 4 | 1 | 5 | G | VLS_Inline | 2 | 2 | 2 | 5 | BranchMin_2BranchMax_5 | 5 | 2.5 | 10 | HeaderMin_2.5HeaderMax_10 | 6
1181 | 41 | 20959-2P-60HP VLSC | VLSC_20959_2P_60HP | 406.8778 | 406.8778 | 1627.5113 | 4 | 1 | 5 | G | VLS_Inline | 2 | 2 | 2 | 5 | BranchMin_2BranchMax_5 | 5 | 2.5 | 10 | HeaderMin_2.5HeaderMax_10 | 8
1181 | 41 | 20959-2P-60HP VLSC | VLSC_20959_2P_60HP | 406.8778 | 406.8778 | 1627.5113 | 4 | 1 | 5 | G | VLS_Inline | 2 | 2 | 2 | 5 | BranchMin_2BranchMax_5 | 5 | 2.5 | 10 | HeaderMin_2.5HeaderMax_10 | 10
1182 | 42 | 20959-4P-3HP VLSC | VLSC_20959_4P_3HP | 154.2292 | 154.2292 | 616.9167 | 4 | 1 | 5 | G | VLS_Inline | 2 | 2 | 2 | 3 | BranchMin_2BranchMax_3 | 2 | 2.5 | 5 | HeaderMin_2.5HeaderMax_5 | 2.5
1182 | 42 | 20959-4P-3HP VLSC | VLSC_20959_4P_3HP | 154.2292 | 154.2292 | 616.9167 | 4 | 1 | 5 | G | VLS_Inline | 2 | 2 | 2 | 3 | BranchMin_2BranchMax_3 | 2 | 2.5 | 5 | HeaderMin_2.5HeaderMax_5 | 3
1182 | 42 | 20959-4P-3HP VLSC | VLSC_20959_4P_3HP | 154.2292 | 154.2292 | 616.9167 | 4 | 1 | 5 | G | VLS_Inline | 2 | 2 | 2 | 3 | BranchMin_2BranchMax_3 | 2 | 2.5 | 5 | HeaderMin_2.5HeaderMax_5 | 4
1182 | 42 | 20959-4P-3HP VLSC | VLSC_20959_4P_3HP | 154.2292 | 154.2292 | 616.9167 | 4 | 1 | 5 | G | VLS_Inline | 2 | 2 | 2 | 3 | BranchMin_2BranchMax_3 | 2 | 2.5 | 5 | HeaderMin_2.5HeaderMax_5 | 5
1182 | 42 | 20959-4P-3HP VLSC | VLSC_20959_4P_3HP | 154.2292 | 154.2292 | 616.9167 | 4 | 1 | 5 | G | VLS_Inline | 2 | 2 | 2 | 3 | BranchMin_2BranchMax_3 | 2.5 | 2.5 | 5 | HeaderMin_2.5HeaderMax_5 | 2.5 | INVALID
1182 | 42 | 20959-4P-3HP VLSC | VLSC_20959_4P_3HP | 154.2292 | 154.2292 | 616.9167 | 4 | 1 | 5 | G | VLS_Inline | 2 | 2 | 2 | 3 | BranchMin_2BranchMax_3 | 2.5 | 2.5 | 5 | HeaderMin_2.5HeaderMax_5 | 3
1182 | 42 | 20959-4P-3HP VLSC | VLSC_20959_4P_3HP | 154.2292 | 154.2292 | 616.9167 | 4 | 1 | 5 | G | VLS_Inline | 2 | 2 | 2 | 3 | BranchMin_2BranchMax_3 | 2.5 | 2.5 | 5 | HeaderMin_2.5HeaderMax_5 | 4
1182 | 42 | 20959-4P-3HP VLSC | VLSC_20959_4P_3HP | 154.2292 | 154.2292 | 616.9167 | 4 | 1 | 5 | G | VLS_Inline | 2 | 2 | 2 | 3 | BranchMin_2BranchMax_3 | 2.5 | 2.5 | 5 | HeaderMin_2.5HeaderMax_5 | 5
1182 | 42 | 20959-4P-3HP VLSC | VLSC_20959_4P_3HP | 154.2292 | 154.2292 | 616.9167 | 4 | 1 | 5 | G | VLS_Inline | 2 | 2 | 2 | 3 | BranchMin_2BranchMax_3 | 3 | 2.5 | 5 | HeaderMin_2.5HeaderMax_5 | 2.5 | INVALID
1182 | 42 | 20959-4P-3HP VLSC | VLSC_20959_4P_3HP | 154.2292 | 154.2292 | 616.9167 | 4 | 1 | 5 | G | VLS_Inline | 2 | 2 | 2 | 3 | BranchMin_2BranchMax_3 | 3 | 2.5 | 5 | HeaderMin_2.5HeaderMax_5 | 3 | INVALID
1182 | 42 | 20959-4P-3HP VLSC | VLSC_20959_4P_3HP | 154.2292 | 154.2292 | 616.9167 | 4 | 1 | 5 | G | VLS_Inline | 2 | 2 | 2 | 3 | BranchMin_2BranchMax_3 | 3 | 2.5 | 5 | HeaderMin_2.5HeaderMax_5 | 4
1182 | 42 | 20959-4P-3HP VLSC | VLSC_20959_4P_3HP | 154.2292 | 154.2292 | 616.9167 | 4 | 1 | 5 | G | VLS_Inline | 2 | 2 | 2 | 3 | BranchMin_2BranchMax_3 | 3 | 2.5 | 5 | HeaderMin_2.5HeaderMax_5 | 5
1183 | 43 | 20959-4P-5HP VLSC | VLSC_20959_4P_5HP | 205.8649 | 205.8649 | 823.4595 | 4 | 1 | 5 | G | VLS_Inline | 2 | 2 | 2 | 3 | BranchMin_2BranchMax_3 | 2 | 2.5 | 6 | HeaderMin_2.5HeaderMax_6 | 2.5
1183 | 43 | 20959-4P-5HP VLSC | VLSC_20959_4P_5HP | 205.8649 | 205.8649 | 823.4595 | 4 | 1 | 5 | G | VLS_Inline | 2 | 2 | 2 | 3 | BranchMin_2BranchMax_3 | 2 | 2.5 | 6 | HeaderMin_2.5HeaderMax_6 | 3
1183 | 43 | 20959-4P-5HP VLSC | VLSC_20959_4P_5HP | 205.8649 | 205.8649 | 823.4595 | 4 | 1 | 5 | G | VLS_Inline | 2 | 2 | 2 | 3 | BranchMin_2BranchMax_3 | 2 | 2.5 | 6 | HeaderMin_2.5HeaderMax_6 | 4
1183 | 43 | 20959-4P-5HP VLSC | VLSC_20959_4P_5HP | 205.8649 | 205.8649 | 823.4595 | 4 | 1 | 5 | G | VLS_Inline | 2 | 2 | 2 | 3 | BranchMin_2BranchMax_3 | 2 | 2.5 | 6 | HeaderMin_2.5HeaderMax_6 | 5
1183 | 43 | 20959-4P-5HP VLSC | VLSC_20959_4P_5HP | 205.8649 | 205.8649 | 823.4595 | 4 | 1 | 5 | G | VLS_Inline | 2 | 2 | 2 | 3 | BranchMin_2BranchMax_3 | 2 | 2.5 | 6 | HeaderMin_2.5HeaderMax_6 | 6
1183 | 43 | 20959-4P-5HP VLSC | VLSC_20959_4P_5HP | 205.8649 | 205.8649 | 823.4595 | 4 | 1 | 5 | G | VLS_Inline | 2 | 2 | 2 | 3 | BranchMin_2BranchMax_3 | 2.5 | 2.5 | 6 | HeaderMin_2.5HeaderMax_6 | 2.5 | INVALID
1183 | 43 | 20959-4P-5HP VLSC | VLSC_20959_4P_5HP | 205.8649 | 205.8649 | 823.4595 | 4 | 1 | 5 | G | VLS_Inline | 2 | 2 | 2 | 3 | BranchMin_2BranchMax_3 | 2.5 | 2.5 | 6 | HeaderMin_2.5HeaderMax_6 | 3
1183 | 43 | 20959-4P-5HP VLSC | VLSC_20959_4P_5HP | 205.8649 | 205.8649 | 823.4595 | 4 | 1 | 5 | G | VLS_Inline | 2 | 2 | 2 | 3 | BranchMin_2BranchMax_3 | 2.5 | 2.5 | 6 | HeaderMin_2.5HeaderMax_6 | 4
1183 | 43 | 20959-4P-5HP VLSC | VLSC_20959_4P_5HP | 205.8649 | 205.8649 | 823.4595 | 4 | 1 | 5 | G | VLS_Inline | 2 | 2 | 2 | 3 | BranchMin_2BranchMax_3 | 2.5 | 2.5 | 6 | HeaderMin_2.5HeaderMax_6 | 5
1183 | 43 | 20959-4P-5HP VLSC | VLSC_20959_4P_5HP | 205.8649 | 205.8649 | 823.4595 | 4 | 1 | 5 | G | VLS_Inline | 2 | 2 | 2 | 3 | BranchMin_2BranchMax_3 | 2.5 | 2.5 | 6 | HeaderMin_2.5HeaderMax_6 | 6
1183 | 43 | 20959-4P-5HP VLSC | VLSC_20959_4P_5HP | 205.8649 | 205.8649 | 823.4595 | 4 | 1 | 5 | G | VLS_Inline | 2 | 2 | 2 | 3 | BranchMin_2BranchMax_3 | 3 | 2.5 | 6 | HeaderMin_2.5HeaderMax_6 | 2.5 | INVALID
1183 | 43 | 20959-4P-5HP VLSC | VLSC_20959_4P_5HP | 205.8649 | 205.8649 | 823.4595 | 4 | 1 | 5 | G | VLS_Inline | 2 | 2 | 2 | 3 | BranchMin_2BranchMax_3 | 3 | 2.5 | 6 | HeaderMin_2.5HeaderMax_6 | 3 | INVALID
1183 | 43 | 20959-4P-5HP VLSC | VLSC_20959_4P_5HP | 205.8649 | 205.8649 | 823.4595 | 4 | 1 | 5 | G | VLS_Inline | 2 | 2 | 2 | 3 | BranchMin_2BranchMax_3 | 3 | 2.5 | 6 | HeaderMin_2.5HeaderMax_6 | 4
1183 | 43 | 20959-4P-5HP VLSC | VLSC_20959_4P_5HP | 205.8649 | 205.8649 | 823.4595 | 4 | 1 | 5 | G | VLS_Inline | 2 | 2 | 2 | 3 | BranchMin_2BranchMax_3 | 3 | 2.5 | 6 | HeaderMin_2.5HeaderMax_6 | 5
1183 | 43 | 20959-4P-5HP VLSC | VLSC_20959_4P_5HP | 205.8649 | 205.8649 | 823.4595 | 4 | 1 | 5 | G | VLS_Inline | 2 | 2 | 2 | 3 | BranchMin_2BranchMax_3 | 3 | 2.5 | 6 | HeaderMin_2.5HeaderMax_6 | 6
1184 | 44 | 20959-4P-7.5HP VLSC | VLSC_20959_4P_7.5HP | 227.7916 | 227.7916 | 911.1665 | 4 | 1 | 5 | G | VLS_Inline | 2 | 2 | 2 | 4 | BranchMin_2BranchMax_4 | 2 | 2.5 | 6 | HeaderMin_2.5HeaderMax_6 | 2.5
1184 | 44 | 20959-4P-7.5HP VLSC | VLSC_20959_4P_7.5HP | 227.7916 | 227.7916 | 911.1665 | 4 | 1 | 5 | G | VLS_Inline | 2 | 2 | 2 | 4 | BranchMin_2BranchMax_4 | 2 | 2.5 | 6 | HeaderMin_2.5HeaderMax_6 | 3
1184 | 44 | 20959-4P-7.5HP VLSC | VLSC_20959_4P_7.5HP | 227.7916 | 227.7916 | 911.1665 | 4 | 1 | 5 | G | VLS_Inline | 2 | 2 | 2 | 4 | BranchMin_2BranchMax_4 | 2 | 2.5 | 6 | HeaderMin_2.5HeaderMax_6 | 4
1184 | 44 | 20959-4P-7.5HP VLSC | VLSC_20959_4P_7.5HP | 227.7916 | 227.7916 | 911.1665 | 4 | 1 | 5 | G | VLS_Inline | 2 | 2 | 2 | 4 | BranchMin_2BranchMax_4 | 2 | 2.5 | 6 | HeaderMin_2.5HeaderMax_6 | 5
1184 | 44 | 20959-4P-7.5HP VLSC | VLSC_20959_4P_7.5HP | 227.7916 | 227.7916 | 911.1665 | 4 | 1 | 5 | G | VLS_Inline | 2 | 2 | 2 | 4 | BranchMin_2BranchMax_4 | 2 | 2.5 | 6 | HeaderMin_2.5HeaderMax_6 | 6
1184 | 44 | 20959-4P-7.5HP VLSC | VLSC_20959_4P_7.5HP | 227.7916 | 227.7916 | 911.1665 | 4 | 1 | 5 | G | VLS_Inline | 2 | 2 | 2 | 4 | BranchMin_2BranchMax_4 | 2.5 | 2.5 | 6 | HeaderMin_2.5HeaderMax_6 | 2.5 | INVALID
1184 | 44 | 20959-4P-7.5HP VLSC | VLSC_20959_4P_7.5HP | 227.7916 | 227.7916 | 911.1665 | 4 | 1 | 5 | G | VLS_Inline | 2 | 2 | 2 | 4 | BranchMin_2BranchMax_4 | 2.5 | 2.5 | 6 | HeaderMin_2.5HeaderMax_6 | 3
1184 | 44 | 20959-4P-7.5HP VLSC | VLSC_20959_4P_7.5HP | 227.7916 | 227.7916 | 911.1665 | 4 | 1 | 5 | G | VLS_Inline | 2 | 2 | 2 | 4 | BranchMin_2BranchMax_4 | 2.5 | 2.5 | 6 | HeaderMin_2.5HeaderMax_6 | 4
1184 | 44 | 20959-4P-7.5HP VLSC | VLSC_20959_4P_7.5HP | 227.7916 | 227.7916 | 911.1665 | 4 | 1 | 5 | G | VLS_Inline | 2 | 2 | 2 | 4 | BranchMin_2BranchMax_4 | 2.5 | 2.5 | 6 | HeaderMin_2.5HeaderMax_6 | 5
1184 | 44 | 20959-4P-7.5HP VLSC | VLSC_20959_4P_7.5HP | 227.7916 | 227.7916 | 911.1665 | 4 | 1 | 5 | G | VLS_Inline | 2 | 2 | 2 | 4 | BranchMin_2BranchMax_4 | 2.5 | 2.5 | 6 | HeaderMin_2.5HeaderMax_6 | 6
1184 | 44 | 20959-4P-7.5HP VLSC | VLSC_20959_4P_7.5HP | 227.7916 | 227.7916 | 911.1665 | 4 | 1 | 5 | G | VLS_Inline | 2 | 2 | 2 | 4 | BranchMin_2BranchMax_4 | 3 | 2.5 | 6 | HeaderMin_2.5HeaderMax_6 | 2.5 | INVALID
1184 | 44 | 20959-4P-7.5HP VLSC | VLSC_20959_4P_7.5HP | 227.7916 | 227.7916 | 911.1665 | 4 | 1 | 5 | G | VLS_Inline | 2 | 2 | 2 | 4 | BranchMin_2BranchMax_4 | 3 | 2.5 | 6 | HeaderMin_2.5HeaderMax_6 | 3 | INVALID
1184 | 44 | 20959-4P-7.5HP VLSC | VLSC_20959_4P_7.5HP | 227.7916 | 227.7916 | 911.1665 | 4 | 1 | 5 | G | VLS_Inline | 2 | 2 | 2 | 4 | BranchMin_2BranchMax_4 | 3 | 2.5 | 6 | HeaderMin_2.5HeaderMax_6 | 4
1184 | 44 | 20959-4P-7.5HP VLSC | VLSC_20959_4P_7.5HP | 227.7916 | 227.7916 | 911.1665 | 4 | 1 | 5 | G | VLS_Inline | 2 | 2 | 2 | 4 | BranchMin_2BranchMax_4 | 3 | 2.5 | 6 | HeaderMin_2.5HeaderMax_6 | 5
1184 | 44 | 20959-4P-7.5HP VLSC | VLSC_20959_4P_7.5HP | 227.7916 | 227.7916 | 911.1665 | 4 | 1 | 5 | G | VLS_Inline | 2 | 2 | 2 | 4 | BranchMin_2BranchMax_4 | 3 | 2.5 | 6 | HeaderMin_2.5HeaderMax_6 | 6
1184 | 44 | 20959-4P-7.5HP VLSC | VLSC_20959_4P_7.5HP | 227.7916 | 227.7916 | 911.1665 | 4 | 1 | 5 | G | VLS_Inline | 2 | 2 | 2 | 4 | BranchMin_2BranchMax_4 | 4 | 2.5 | 6 | HeaderMin_2.5HeaderMax_6 | 2.5 | INVALID
1184 | 44 | 20959-4P-7.5HP VLSC | VLSC_20959_4P_7.5HP | 227.7916 | 227.7916 | 911.1665 | 4 | 1 | 5 | G | VLS_Inline | 2 | 2 | 2 | 4 | BranchMin_2BranchMax_4 | 4 | 2.5 | 6 | HeaderMin_2.5HeaderMax_6 | 3 | INVALID
1184 | 44 | 20959-4P-7.5HP VLSC | VLSC_20959_4P_7.5HP | 227.7916 | 227.7916 | 911.1665 | 4 | 1 | 5 | G | VLS_Inline | 2 | 2 | 2 | 4 | BranchMin_2BranchMax_4 | 4 | 2.5 | 6 | HeaderMin_2.5HeaderMax_6 | 4 | INVALID
1184 | 44 | 20959-4P-7.5HP VLSC | VLSC_20959_4P_7.5HP | 227.7916 | 227.7916 | 911.1665 | 4 | 1 | 5 | G | VLS_Inline | 2 | 2 | 2 | 4 | BranchMin_2BranchMax_4 | 4 | 2.5 | 6 | HeaderMin_2.5HeaderMax_6 | 5
1184 | 44 | 20959-4P-7.5HP VLSC | VLSC_20959_4P_7.5HP | 227.7916 | 227.7916 | 911.1665 | 4 | 1 | 5 | G | VLS_Inline | 2 | 2 | 2 | 4 | BranchMin_2BranchMax_4 | 4 | 2.5 | 6 | HeaderMin_2.5HeaderMax_6 | 6
1185 | 45 | 25709-2P-10HP VLSC | VLSC_25709_2P_10HP | 294.5625 | 294.5625 | 1178.2501 | 4 | 1 | 5 | G | VLS_Inline | 2.5 | 2.5 | 2.5 | 4 | BranchMin_2.5BranchMax_4 | 2.5 | 3 | 8 | HeaderMin_3HeaderMax_8 | 3
1185 | 45 | 25709-2P-10HP VLSC | VLSC_25709_2P_10HP | 294.5625 | 294.5625 | 1178.2501 | 4 | 1 | 5 | G | VLS_Inline | 2.5 | 2.5 | 2.5 | 4 | BranchMin_2.5BranchMax_4 | 2.5 | 3 | 8 | HeaderMin_3HeaderMax_8 | 4
1185 | 45 | 25709-2P-10HP VLSC | VLSC_25709_2P_10HP | 294.5625 | 294.5625 | 1178.2501 | 4 | 1 | 5 | G | VLS_Inline | 2.5 | 2.5 | 2.5 | 4 | BranchMin_2.5BranchMax_4 | 2.5 | 3 | 8 | HeaderMin_3HeaderMax_8 | 5
1185 | 45 | 25709-2P-10HP VLSC | VLSC_25709_2P_10HP | 294.5625 | 294.5625 | 1178.2501 | 4 | 1 | 5 | G | VLS_Inline | 2.5 | 2.5 | 2.5 | 4 | BranchMin_2.5BranchMax_4 | 2.5 | 3 | 8 | HeaderMin_3HeaderMax_8 | 6
1185 | 45 | 25709-2P-10HP VLSC | VLSC_25709_2P_10HP | 294.5625 | 294.5625 | 1178.2501 | 4 | 1 | 5 | G | VLS_Inline | 2.5 | 2.5 | 2.5 | 4 | BranchMin_2.5BranchMax_4 | 2.5 | 3 | 8 | HeaderMin_3HeaderMax_8 | 8
1185 | 45 | 25709-2P-10HP VLSC | VLSC_25709_2P_10HP | 294.5625 | 294.5625 | 1178.2501 | 4 | 1 | 5 | G | VLS_Inline | 2.5 | 2.5 | 2.5 | 4 | BranchMin_2.5BranchMax_4 | 3 | 3 | 8 | HeaderMin_3HeaderMax_8 | 3 | INVALID
1185 | 45 | 25709-2P-10HP VLSC | VLSC_25709_2P_10HP | 294.5625 | 294.5625 | 1178.2501 | 4 | 1 | 5 | G | VLS_Inline | 2.5 | 2.5 | 2.5 | 4 | BranchMin_2.5BranchMax_4 | 3 | 3 | 8 | HeaderMin_3HeaderMax_8 | 4
1185 | 45 | 25709-2P-10HP VLSC | VLSC_25709_2P_10HP | 294.5625 | 294.5625 | 1178.2501 | 4 | 1 | 5 | G | VLS_Inline | 2.5 | 2.5 | 2.5 | 4 | BranchMin_2.5BranchMax_4 | 3 | 3 | 8 | HeaderMin_3HeaderMax_8 | 5
1185 | 45 | 25709-2P-10HP VLSC | VLSC_25709_2P_10HP | 294.5625 | 294.5625 | 1178.2501 | 4 | 1 | 5 | G | VLS_Inline | 2.5 | 2.5 | 2.5 | 4 | BranchMin_2.5BranchMax_4 | 3 | 3 | 8 | HeaderMin_3HeaderMax_8 | 6
1185 | 45 | 25709-2P-10HP VLSC | VLSC_25709_2P_10HP | 294.5625 | 294.5625 | 1178.2501 | 4 | 1 | 5 | G | VLS_Inline | 2.5 | 2.5 | 2.5 | 4 | BranchMin_2.5BranchMax_4 | 3 | 3 | 8 | HeaderMin_3HeaderMax_8 | 8
1185 | 45 | 25709-2P-10HP VLSC | VLSC_25709_2P_10HP | 294.5625 | 294.5625 | 1178.2501 | 4 | 1 | 5 | G | VLS_Inline | 2.5 | 2.5 | 2.5 | 4 | BranchMin_2.5BranchMax_4 | 4 | 3 | 8 | HeaderMin_3HeaderMax_8 | 3 | INVALID
1185 | 45 | 25709-2P-10HP VLSC | VLSC_25709_2P_10HP | 294.5625 | 294.5625 | 1178.2501 | 4 | 1 | 5 | G | VLS_Inline | 2.5 | 2.5 | 2.5 | 4 | BranchMin_2.5BranchMax_4 | 4 | 3 | 8 | HeaderMin_3HeaderMax_8 | 4 | INVALID
1185 | 45 | 25709-2P-10HP VLSC | VLSC_25709_2P_10HP | 294.5625 | 294.5625 | 1178.2501 | 4 | 1 | 5 | G | VLS_Inline | 2.5 | 2.5 | 2.5 | 4 | BranchMin_2.5BranchMax_4 | 4 | 3 | 8 | HeaderMin_3HeaderMax_8 | 5
1185 | 45 | 25709-2P-10HP VLSC | VLSC_25709_2P_10HP | 294.5625 | 294.5625 | 1178.2501 | 4 | 1 | 5 | G | VLS_Inline | 2.5 | 2.5 | 2.5 | 4 | BranchMin_2.5BranchMax_4 | 4 | 3 | 8 | HeaderMin_3HeaderMax_8 | 6
1185 | 45 | 25709-2P-10HP VLSC | VLSC_25709_2P_10HP | 294.5625 | 294.5625 | 1178.2501 | 4 | 1 | 5 | G | VLS_Inline | 2.5 | 2.5 | 2.5 | 4 | BranchMin_2.5BranchMax_4 | 4 | 3 | 8 | HeaderMin_3HeaderMax_8 | 8
1186 | 46 | 25709-2P-15HP VLSC | VLSC_25709_2P_15HP | 355.8818 | 355.8818 | 1423.5271 | 4 | 1 | 5 | G | VLS_Inline | 2.5 | 2.5 | 2.5 | 4 | BranchMin_2.5BranchMax_4 | 2.5 | 3 | 8 | HeaderMin_3HeaderMax_8 | 3
1186 | 46 | 25709-2P-15HP VLSC | VLSC_25709_2P_15HP | 355.8818 | 355.8818 | 1423.5271 | 4 | 1 | 5 | G | VLS_Inline | 2.5 | 2.5 | 2.5 | 4 | BranchMin_2.5BranchMax_4 | 2.5 | 3 | 8 | HeaderMin_3HeaderMax_8 | 4
1186 | 46 | 25709-2P-15HP VLSC | VLSC_25709_2P_15HP | 355.8818 | 355.8818 | 1423.5271 | 4 | 1 | 5 | G | VLS_Inline | 2.5 | 2.5 | 2.5 | 4 | BranchMin_2.5BranchMax_4 | 2.5 | 3 | 8 | HeaderMin_3HeaderMax_8 | 5
1186 | 46 | 25709-2P-15HP VLSC | VLSC_25709_2P_15HP | 355.8818 | 355.8818 | 1423.5271 | 4 | 1 | 5 | G | VLS_Inline | 2.5 | 2.5 | 2.5 | 4 | BranchMin_2.5BranchMax_4 | 2.5 | 3 | 8 | HeaderMin_3HeaderMax_8 | 6
1186 | 46 | 25709-2P-15HP VLSC | VLSC_25709_2P_15HP | 355.8818 | 355.8818 | 1423.5271 | 4 | 1 | 5 | G | VLS_Inline | 2.5 | 2.5 | 2.5 | 4 | BranchMin_2.5BranchMax_4 | 2.5 | 3 | 8 | HeaderMin_3HeaderMax_8 | 8
1186 | 46 | 25709-2P-15HP VLSC | VLSC_25709_2P_15HP | 355.8818 | 355.8818 | 1423.5271 | 4 | 1 | 5 | G | VLS_Inline | 2.5 | 2.5 | 2.5 | 4 | BranchMin_2.5BranchMax_4 | 3 | 3 | 8 | HeaderMin_3HeaderMax_8 | 3 | INVALID
1186 | 46 | 25709-2P-15HP VLSC | VLSC_25709_2P_15HP | 355.8818 | 355.8818 | 1423.5271 | 4 | 1 | 5 | G | VLS_Inline | 2.5 | 2.5 | 2.5 | 4 | BranchMin_2.5BranchMax_4 | 3 | 3 | 8 | HeaderMin_3HeaderMax_8 | 4
1186 | 46 | 25709-2P-15HP VLSC | VLSC_25709_2P_15HP | 355.8818 | 355.8818 | 1423.5271 | 4 | 1 | 5 | G | VLS_Inline | 2.5 | 2.5 | 2.5 | 4 | BranchMin_2.5BranchMax_4 | 3 | 3 | 8 | HeaderMin_3HeaderMax_8 | 5
1186 | 46 | 25709-2P-15HP VLSC | VLSC_25709_2P_15HP | 355.8818 | 355.8818 | 1423.5271 | 4 | 1 | 5 | G | VLS_Inline | 2.5 | 2.5 | 2.5 | 4 | BranchMin_2.5BranchMax_4 | 3 | 3 | 8 | HeaderMin_3HeaderMax_8 | 6
1186 | 46 | 25709-2P-15HP VLSC | VLSC_25709_2P_15HP | 355.8818 | 355.8818 | 1423.5271 | 4 | 1 | 5 | G | VLS_Inline | 2.5 | 2.5 | 2.5 | 4 | BranchMin_2.5BranchMax_4 | 3 | 3 | 8 | HeaderMin_3HeaderMax_8 | 8
1186 | 46 | 25709-2P-15HP VLSC | VLSC_25709_2P_15HP | 355.8818 | 355.8818 | 1423.5271 | 4 | 1 | 5 | G | VLS_Inline | 2.5 | 2.5 | 2.5 | 4 | BranchMin_2.5BranchMax_4 | 4 | 3 | 8 | HeaderMin_3HeaderMax_8 | 3 | INVALID
1186 | 46 | 25709-2P-15HP VLSC | VLSC_25709_2P_15HP | 355.8818 | 355.8818 | 1423.5271 | 4 | 1 | 5 | G | VLS_Inline | 2.5 | 2.5 | 2.5 | 4 | BranchMin_2.5BranchMax_4 | 4 | 3 | 8 | HeaderMin_3HeaderMax_8 | 4 | INVALID
1186 | 46 | 25709-2P-15HP VLSC | VLSC_25709_2P_15HP | 355.8818 | 355.8818 | 1423.5271 | 4 | 1 | 5 | G | VLS_Inline | 2.5 | 2.5 | 2.5 | 4 | BranchMin_2.5BranchMax_4 | 4 | 3 | 8 | HeaderMin_3HeaderMax_8 | 5
1186 | 46 | 25709-2P-15HP VLSC | VLSC_25709_2P_15HP | 355.8818 | 355.8818 | 1423.5271 | 4 | 1 | 5 | G | VLS_Inline | 2.5 | 2.5 | 2.5 | 4 | BranchMin_2.5BranchMax_4 | 4 | 3 | 8 | HeaderMin_3HeaderMax_8 | 6
1186 | 46 | 25709-2P-15HP VLSC | VLSC_25709_2P_15HP | 355.8818 | 355.8818 | 1423.5271 | 4 | 1 | 5 | G | VLS_Inline | 2.5 | 2.5 | 2.5 | 4 | BranchMin_2.5BranchMax_4 | 4 | 3 | 8 | HeaderMin_3HeaderMax_8 | 8
1187 | 47 | 25709-2P-20HP VLSC | VLSC_25709_2P_20HP | 415.2757 | 415.2757 | 1661.103 | 4 | 1 | 5 | G | VLS_Inline | 2.5 | 2.5 | 2.5 | 5 | BranchMin_2.5BranchMax_5 | 2.5 | 3 | 10 | HeaderMin_3HeaderMax_10 | 3
1187 | 47 | 25709-2P-20HP VLSC | VLSC_25709_2P_20HP | 415.2757 | 415.2757 | 1661.103 | 4 | 1 | 5 | G | VLS_Inline | 2.5 | 2.5 | 2.5 | 5 | BranchMin_2.5BranchMax_5 | 2.5 | 3 | 10 | HeaderMin_3HeaderMax_10 | 4
1187 | 47 | 25709-2P-20HP VLSC | VLSC_25709_2P_20HP | 415.2757 | 415.2757 | 1661.103 | 4 | 1 | 5 | G | VLS_Inline | 2.5 | 2.5 | 2.5 | 5 | BranchMin_2.5BranchMax_5 | 2.5 | 3 | 10 | HeaderMin_3HeaderMax_10 | 5
1187 | 47 | 25709-2P-20HP VLSC | VLSC_25709_2P_20HP | 415.2757 | 415.2757 | 1661.103 | 4 | 1 | 5 | G | VLS_Inline | 2.5 | 2.5 | 2.5 | 5 | BranchMin_2.5BranchMax_5 | 2.5 | 3 | 10 | HeaderMin_3HeaderMax_10 | 6
1187 | 47 | 25709-2P-20HP VLSC | VLSC_25709_2P_20HP | 415.2757 | 415.2757 | 1661.103 | 4 | 1 | 5 | G | VLS_Inline | 2.5 | 2.5 | 2.5 | 5 | BranchMin_2.5BranchMax_5 | 2.5 | 3 | 10 | HeaderMin_3HeaderMax_10 | 8
1187 | 47 | 25709-2P-20HP VLSC | VLSC_25709_2P_20HP | 415.2757 | 415.2757 | 1661.103 | 4 | 1 | 5 | G | VLS_Inline | 2.5 | 2.5 | 2.5 | 5 | BranchMin_2.5BranchMax_5 | 2.5 | 3 | 10 | HeaderMin_3HeaderMax_10 | 10
1187 | 47 | 25709-2P-20HP VLSC | VLSC_25709_2P_20HP | 415.2757 | 415.2757 | 1661.103 | 4 | 1 | 5 | G | VLS_Inline | 2.5 | 2.5 | 2.5 | 5 | BranchMin_2.5BranchMax_5 | 3 | 3 | 10 | HeaderMin_3HeaderMax_10 | 3 | INVALID
1187 | 47 | 25709-2P-20HP VLSC | VLSC_25709_2P_20HP | 415.2757 | 415.2757 | 1661.103 | 4 | 1 | 5 | G | VLS_Inline | 2.5 | 2.5 | 2.5 | 5 | BranchMin_2.5BranchMax_5 | 3 | 3 | 10 | HeaderMin_3HeaderMax_10 | 4
1187 | 47 | 25709-2P-20HP VLSC | VLSC_25709_2P_20HP | 415.2757 | 415.2757 | 1661.103 | 4 | 1 | 5 | G | VLS_Inline | 2.5 | 2.5 | 2.5 | 5 | BranchMin_2.5BranchMax_5 | 3 | 3 | 10 | HeaderMin_3HeaderMax_10 | 5
1187 | 47 | 25709-2P-20HP VLSC | VLSC_25709_2P_20HP | 415.2757 | 415.2757 | 1661.103 | 4 | 1 | 5 | G | VLS_Inline | 2.5 | 2.5 | 2.5 | 5 | BranchMin_2.5BranchMax_5 | 3 | 3 | 10 | HeaderMin_3HeaderMax_10 | 6
1187 | 47 | 25709-2P-20HP VLSC | VLSC_25709_2P_20HP | 415.2757 | 415.2757 | 1661.103 | 4 | 1 | 5 | G | VLS_Inline | 2.5 | 2.5 | 2.5 | 5 | BranchMin_2.5BranchMax_5 | 3 | 3 | 10 | HeaderMin_3HeaderMax_10 | 8
1187 | 47 | 25709-2P-20HP VLSC | VLSC_25709_2P_20HP | 415.2757 | 415.2757 | 1661.103 | 4 | 1 | 5 | G | VLS_Inline | 2.5 | 2.5 | 2.5 | 5 | BranchMin_2.5BranchMax_5 | 3 | 3 | 10 | HeaderMin_3HeaderMax_10 | 10
1187 | 47 | 25709-2P-20HP VLSC | VLSC_25709_2P_20HP | 415.2757 | 415.2757 | 1661.103 | 4 | 1 | 5 | G | VLS_Inline | 2.5 | 2.5 | 2.5 | 5 | BranchMin_2.5BranchMax_5 | 4 | 3 | 10 | HeaderMin_3HeaderMax_10 | 3 | INVALID
1187 | 47 | 25709-2P-20HP VLSC | VLSC_25709_2P_20HP | 415.2757 | 415.2757 | 1661.103 | 4 | 1 | 5 | G | VLS_Inline | 2.5 | 2.5 | 2.5 | 5 | BranchMin_2.5BranchMax_5 | 4 | 3 | 10 | HeaderMin_3HeaderMax_10 | 4 | INVALID
1187 | 47 | 25709-2P-20HP VLSC | VLSC_25709_2P_20HP | 415.2757 | 415.2757 | 1661.103 | 4 | 1 | 5 | G | VLS_Inline | 2.5 | 2.5 | 2.5 | 5 | BranchMin_2.5BranchMax_5 | 4 | 3 | 10 | HeaderMin_3HeaderMax_10 | 5
1187 | 47 | 25709-2P-20HP VLSC | VLSC_25709_2P_20HP | 415.2757 | 415.2757 | 1661.103 | 4 | 1 | 5 | G | VLS_Inline | 2.5 | 2.5 | 2.5 | 5 | BranchMin_2.5BranchMax_5 | 4 | 3 | 10 | HeaderMin_3HeaderMax_10 | 6
1187 | 47 | 25709-2P-20HP VLSC | VLSC_25709_2P_20HP | 415.2757 | 415.2757 | 1661.103 | 4 | 1 | 5 | G | VLS_Inline | 2.5 | 2.5 | 2.5 | 5 | BranchMin_2.5BranchMax_5 | 4 | 3 | 10 | HeaderMin_3HeaderMax_10 | 8
1187 | 47 | 25709-2P-20HP VLSC | VLSC_25709_2P_20HP | 415.2757 | 415.2757 | 1661.103 | 4 | 1 | 5 | G | VLS_Inline | 2.5 | 2.5 | 2.5 | 5 | BranchMin_2.5BranchMax_5 | 4 | 3 | 10 | HeaderMin_3HeaderMax_10 | 10
1187 | 47 | 25709-2P-20HP VLSC | VLSC_25709_2P_20HP | 415.2757 | 415.2757 | 1661.103 | 4 | 1 | 5 | G | VLS_Inline | 2.5 | 2.5 | 2.5 | 5 | BranchMin_2.5BranchMax_5 | 5 | 3 | 10 | HeaderMin_3HeaderMax_10 | 3 | INVALID
1187 | 47 | 25709-2P-20HP VLSC | VLSC_25709_2P_20HP | 415.2757 | 415.2757 | 1661.103 | 4 | 1 | 5 | G | VLS_Inline | 2.5 | 2.5 | 2.5 | 5 | BranchMin_2.5BranchMax_5 | 5 | 3 | 10 | HeaderMin_3HeaderMax_10 | 4 | INVALID
1187 | 47 | 25709-2P-20HP VLSC | VLSC_25709_2P_20HP | 415.2757 | 415.2757 | 1661.103 | 4 | 1 | 5 | G | VLS_Inline | 2.5 | 2.5 | 2.5 | 5 | BranchMin_2.5BranchMax_5 | 5 | 3 | 10 | HeaderMin_3HeaderMax_10 | 5 | INVALID
1187 | 47 | 25709-2P-20HP VLSC | VLSC_25709_2P_20HP | 415.2757 | 415.2757 | 1661.103 | 4 | 1 | 5 | G | VLS_Inline | 2.5 | 2.5 | 2.5 | 5 | BranchMin_2.5BranchMax_5 | 5 | 3 | 10 | HeaderMin_3HeaderMax_10 | 6
1187 | 47 | 25709-2P-20HP VLSC | VLSC_25709_2P_20HP | 415.2757 | 415.2757 | 1661.103 | 4 | 1 | 5 | G | VLS_Inline | 2.5 | 2.5 | 2.5 | 5 | BranchMin_2.5BranchMax_5 | 5 | 3 | 10 | HeaderMin_3HeaderMax_10 | 8
1187 | 47 | 25709-2P-20HP VLSC | VLSC_25709_2P_20HP | 415.2757 | 415.2757 | 1661.103 | 4 | 1 | 5 | G | VLS_Inline | 2.5 | 2.5 | 2.5 | 5 | BranchMin_2.5BranchMax_5 | 5 | 3 | 10 | HeaderMin_3HeaderMax_10 | 10
1188 | 48 | 25709-2P-25HP VLSC | VLSC_25709_2P_25HP | 449.14 | 449.14 | 1796.5602 | 4 | 1 | 5 | G | VLS_Inline | 2.5 | 2.5 | 2.5 | 5 | BranchMin_2.5BranchMax_5 | 2.5 | 3 | 10 | HeaderMin_3HeaderMax_10 | 3
1188 | 48 | 25709-2P-25HP VLSC | VLSC_25709_2P_25HP | 449.14 | 449.14 | 1796.5602 | 4 | 1 | 5 | G | VLS_Inline | 2.5 | 2.5 | 2.5 | 5 | BranchMin_2.5BranchMax_5 | 2.5 | 3 | 10 | HeaderMin_3HeaderMax_10 | 4
1188 | 48 | 25709-2P-25HP VLSC | VLSC_25709_2P_25HP | 449.14 | 449.14 | 1796.5602 | 4 | 1 | 5 | G | VLS_Inline | 2.5 | 2.5 | 2.5 | 5 | BranchMin_2.5BranchMax_5 | 2.5 | 3 | 10 | HeaderMin_3HeaderMax_10 | 5
1188 | 48 | 25709-2P-25HP VLSC | VLSC_25709_2P_25HP | 449.14 | 449.14 | 1796.5602 | 4 | 1 | 5 | G | VLS_Inline | 2.5 | 2.5 | 2.5 | 5 | BranchMin_2.5BranchMax_5 | 2.5 | 3 | 10 | HeaderMin_3HeaderMax_10 | 6
1188 | 48 | 25709-2P-25HP VLSC | VLSC_25709_2P_25HP | 449.14 | 449.14 | 1796.5602 | 4 | 1 | 5 | G | VLS_Inline | 2.5 | 2.5 | 2.5 | 5 | BranchMin_2.5BranchMax_5 | 2.5 | 3 | 10 | HeaderMin_3HeaderMax_10 | 8
1188 | 48 | 25709-2P-25HP VLSC | VLSC_25709_2P_25HP | 449.14 | 449.14 | 1796.5602 | 4 | 1 | 5 | G | VLS_Inline | 2.5 | 2.5 | 2.5 | 5 | BranchMin_2.5BranchMax_5 | 2.5 | 3 | 10 | HeaderMin_3HeaderMax_10 | 10
1188 | 48 | 25709-2P-25HP VLSC | VLSC_25709_2P_25HP | 449.14 | 449.14 | 1796.5602 | 4 | 1 | 5 | G | VLS_Inline | 2.5 | 2.5 | 2.5 | 5 | BranchMin_2.5BranchMax_5 | 3 | 3 | 10 | HeaderMin_3HeaderMax_10 | 3 | INVALID
1188 | 48 | 25709-2P-25HP VLSC | VLSC_25709_2P_25HP | 449.14 | 449.14 | 1796.5602 | 4 | 1 | 5 | G | VLS_Inline | 2.5 | 2.5 | 2.5 | 5 | BranchMin_2.5BranchMax_5 | 3 | 3 | 10 | HeaderMin_3HeaderMax_10 | 4
1188 | 48 | 25709-2P-25HP VLSC | VLSC_25709_2P_25HP | 449.14 | 449.14 | 1796.5602 | 4 | 1 | 5 | G | VLS_Inline | 2.5 | 2.5 | 2.5 | 5 | BranchMin_2.5BranchMax_5 | 3 | 3 | 10 | HeaderMin_3HeaderMax_10 | 5
1188 | 48 | 25709-2P-25HP VLSC | VLSC_25709_2P_25HP | 449.14 | 449.14 | 1796.5602 | 4 | 1 | 5 | G | VLS_Inline | 2.5 | 2.5 | 2.5 | 5 | BranchMin_2.5BranchMax_5 | 3 | 3 | 10 | HeaderMin_3HeaderMax_10 | 6
1188 | 48 | 25709-2P-25HP VLSC | VLSC_25709_2P_25HP | 449.14 | 449.14 | 1796.5602 | 4 | 1 | 5 | G | VLS_Inline | 2.5 | 2.5 | 2.5 | 5 | BranchMin_2.5BranchMax_5 | 3 | 3 | 10 | HeaderMin_3HeaderMax_10 | 8
1188 | 48 | 25709-2P-25HP VLSC | VLSC_25709_2P_25HP | 449.14 | 449.14 | 1796.5602 | 4 | 1 | 5 | G | VLS_Inline | 2.5 | 2.5 | 2.5 | 5 | BranchMin_2.5BranchMax_5 | 3 | 3 | 10 | HeaderMin_3HeaderMax_10 | 10
1188 | 48 | 25709-2P-25HP VLSC | VLSC_25709_2P_25HP | 449.14 | 449.14 | 1796.5602 | 4 | 1 | 5 | G | VLS_Inline | 2.5 | 2.5 | 2.5 | 5 | BranchMin_2.5BranchMax_5 | 4 | 3 | 10 | HeaderMin_3HeaderMax_10 | 3 | INVALID
1188 | 48 | 25709-2P-25HP VLSC | VLSC_25709_2P_25HP | 449.14 | 449.14 | 1796.5602 | 4 | 1 | 5 | G | VLS_Inline | 2.5 | 2.5 | 2.5 | 5 | BranchMin_2.5BranchMax_5 | 4 | 3 | 10 | HeaderMin_3HeaderMax_10 | 4 | INVALID
1188 | 48 | 25709-2P-25HP VLSC | VLSC_25709_2P_25HP | 449.14 | 449.14 | 1796.5602 | 4 | 1 | 5 | G | VLS_Inline | 2.5 | 2.5 | 2.5 | 5 | BranchMin_2.5BranchMax_5 | 4 | 3 | 10 | HeaderMin_3HeaderMax_10 | 5
1188 | 48 | 25709-2P-25HP VLSC | VLSC_25709_2P_25HP | 449.14 | 449.14 | 1796.5602 | 4 | 1 | 5 | G | VLS_Inline | 2.5 | 2.5 | 2.5 | 5 | BranchMin_2.5BranchMax_5 | 4 | 3 | 10 | HeaderMin_3HeaderMax_10 | 6
1188 | 48 | 25709-2P-25HP VLSC | VLSC_25709_2P_25HP | 449.14 | 449.14 | 1796.5602 | 4 | 1 | 5 | G | VLS_Inline | 2.5 | 2.5 | 2.5 | 5 | BranchMin_2.5BranchMax_5 | 4 | 3 | 10 | HeaderMin_3HeaderMax_10 | 8
1188 | 48 | 25709-2P-25HP VLSC | VLSC_25709_2P_25HP | 449.14 | 449.14 | 1796.5602 | 4 | 1 | 5 | G | VLS_Inline | 2.5 | 2.5 | 2.5 | 5 | BranchMin_2.5BranchMax_5 | 4 | 3 | 10 | HeaderMin_3HeaderMax_10 | 10
1188 | 48 | 25709-2P-25HP VLSC | VLSC_25709_2P_25HP | 449.14 | 449.14 | 1796.5602 | 4 | 1 | 5 | G | VLS_Inline | 2.5 | 2.5 | 2.5 | 5 | BranchMin_2.5BranchMax_5 | 5 | 3 | 10 | HeaderMin_3HeaderMax_10 | 3 | INVALID
1188 | 48 | 25709-2P-25HP VLSC | VLSC_25709_2P_25HP | 449.14 | 449.14 | 1796.5602 | 4 | 1 | 5 | G | VLS_Inline | 2.5 | 2.5 | 2.5 | 5 | BranchMin_2.5BranchMax_5 | 5 | 3 | 10 | HeaderMin_3HeaderMax_10 | 4 | INVALID
1188 | 48 | 25709-2P-25HP VLSC | VLSC_25709_2P_25HP | 449.14 | 449.14 | 1796.5602 | 4 | 1 | 5 | G | VLS_Inline | 2.5 | 2.5 | 2.5 | 5 | BranchMin_2.5BranchMax_5 | 5 | 3 | 10 | HeaderMin_3HeaderMax_10 | 5 | INVALID
1188 | 48 | 25709-2P-25HP VLSC | VLSC_25709_2P_25HP | 449.14 | 449.14 | 1796.5602 | 4 | 1 | 5 | G | VLS_Inline | 2.5 | 2.5 | 2.5 | 5 | BranchMin_2.5BranchMax_5 | 5 | 3 | 10 | HeaderMin_3HeaderMax_10 | 6
1188 | 48 | 25709-2P-25HP VLSC | VLSC_25709_2P_25HP | 449.14 | 449.14 | 1796.5602 | 4 | 1 | 5 | G | VLS_Inline | 2.5 | 2.5 | 2.5 | 5 | BranchMin_2.5BranchMax_5 | 5 | 3 | 10 | HeaderMin_3HeaderMax_10 | 8
1188 | 48 | 25709-2P-25HP VLSC | VLSC_25709_2P_25HP | 449.14 | 449.14 | 1796.5602 | 4 | 1 | 5 | G | VLS_Inline | 2.5 | 2.5 | 2.5 | 5 | BranchMin_2.5BranchMax_5 | 5 | 3 | 10 | HeaderMin_3HeaderMax_10 | 10
1189 | 49 | 25709-4P-3HP VLSC | VLSC_25709_4P_3HP | 222.9265 | 222.9265 | 891.7062 | 4 | 1 | 5 | G | VLS_Inline | 2.5 | 2.5 | 2.5 | 4 | BranchMin_2.5BranchMax_4 | 2.5 | 3 | 6 | HeaderMin_3HeaderMax_6 | 3
1189 | 49 | 25709-4P-3HP VLSC | VLSC_25709_4P_3HP | 222.9265 | 222.9265 | 891.7062 | 4 | 1 | 5 | G | VLS_Inline | 2.5 | 2.5 | 2.5 | 4 | BranchMin_2.5BranchMax_4 | 2.5 | 3 | 6 | HeaderMin_3HeaderMax_6 | 4
1189 | 49 | 25709-4P-3HP VLSC | VLSC_25709_4P_3HP | 222.9265 | 222.9265 | 891.7062 | 4 | 1 | 5 | G | VLS_Inline | 2.5 | 2.5 | 2.5 | 4 | BranchMin_2.5BranchMax_4 | 2.5 | 3 | 6 | HeaderMin_3HeaderMax_6 | 5
1189 | 49 | 25709-4P-3HP VLSC | VLSC_25709_4P_3HP | 222.9265 | 222.9265 | 891.7062 | 4 | 1 | 5 | G | VLS_Inline | 2.5 | 2.5 | 2.5 | 4 | BranchMin_2.5BranchMax_4 | 2.5 | 3 | 6 | HeaderMin_3HeaderMax_6 | 6
1189 | 49 | 25709-4P-3HP VLSC | VLSC_25709_4P_3HP | 222.9265 | 222.9265 | 891.7062 | 4 | 1 | 5 | G | VLS_Inline | 2.5 | 2.5 | 2.5 | 4 | BranchMin_2.5BranchMax_4 | 3 | 3 | 6 | HeaderMin_3HeaderMax_6 | 3 | INVALID
1189 | 49 | 25709-4P-3HP VLSC | VLSC_25709_4P_3HP | 222.9265 | 222.9265 | 891.7062 | 4 | 1 | 5 | G | VLS_Inline | 2.5 | 2.5 | 2.5 | 4 | BranchMin_2.5BranchMax_4 | 3 | 3 | 6 | HeaderMin_3HeaderMax_6 | 4
1189 | 49 | 25709-4P-3HP VLSC | VLSC_25709_4P_3HP | 222.9265 | 222.9265 | 891.7062 | 4 | 1 | 5 | G | VLS_Inline | 2.5 | 2.5 | 2.5 | 4 | BranchMin_2.5BranchMax_4 | 3 | 3 | 6 | HeaderMin_3HeaderMax_6 | 5
1189 | 49 | 25709-4P-3HP VLSC | VLSC_25709_4P_3HP | 222.9265 | 222.9265 | 891.7062 | 4 | 1 | 5 | G | VLS_Inline | 2.5 | 2.5 | 2.5 | 4 | BranchMin_2.5BranchMax_4 | 3 | 3 | 6 | HeaderMin_3HeaderMax_6 | 6
1189 | 49 | 25709-4P-3HP VLSC | VLSC_25709_4P_3HP | 222.9265 | 222.9265 | 891.7062 | 4 | 1 | 5 | G | VLS_Inline | 2.5 | 2.5 | 2.5 | 4 | BranchMin_2.5BranchMax_4 | 4 | 3 | 6 | HeaderMin_3HeaderMax_6 | 3 | INVALID
1189 | 49 | 25709-4P-3HP VLSC | VLSC_25709_4P_3HP | 222.9265 | 222.9265 | 891.7062 | 4 | 1 | 5 | G | VLS_Inline | 2.5 | 2.5 | 2.5 | 4 | BranchMin_2.5BranchMax_4 | 4 | 3 | 6 | HeaderMin_3HeaderMax_6 | 4 | INVALID
1189 | 49 | 25709-4P-3HP VLSC | VLSC_25709_4P_3HP | 222.9265 | 222.9265 | 891.7062 | 4 | 1 | 5 | G | VLS_Inline | 2.5 | 2.5 | 2.5 | 4 | BranchMin_2.5BranchMax_4 | 4 | 3 | 6 | HeaderMin_3HeaderMax_6 | 5
1189 | 49 | 25709-4P-3HP VLSC | VLSC_25709_4P_3HP | 222.9265 | 222.9265 | 891.7062 | 4 | 1 | 5 | G | VLS_Inline | 2.5 | 2.5 | 2.5 | 4 | BranchMin_2.5BranchMax_4 | 4 | 3 | 6 | HeaderMin_3HeaderMax_6 | 6
1190 | 50 | 25953-2P-20HP VLSC | VLSC_25953_2P_20HP | 339.6329 | 339.6329 | 1358.5317 | 4 | 1 | 5 | G | VLS_Inline | 2.5 | 2.5 | 2.5 | 4 | BranchMin_2.5BranchMax_4 | 2.5 | 3 | 8 | HeaderMin_3HeaderMax_8 | 3
1190 | 50 | 25953-2P-20HP VLSC | VLSC_25953_2P_20HP | 339.6329 | 339.6329 | 1358.5317 | 4 | 1 | 5 | G | VLS_Inline | 2.5 | 2.5 | 2.5 | 4 | BranchMin_2.5BranchMax_4 | 2.5 | 3 | 8 | HeaderMin_3HeaderMax_8 | 4
1190 | 50 | 25953-2P-20HP VLSC | VLSC_25953_2P_20HP | 339.6329 | 339.6329 | 1358.5317 | 4 | 1 | 5 | G | VLS_Inline | 2.5 | 2.5 | 2.5 | 4 | BranchMin_2.5BranchMax_4 | 2.5 | 3 | 8 | HeaderMin_3HeaderMax_8 | 5
1190 | 50 | 25953-2P-20HP VLSC | VLSC_25953_2P_20HP | 339.6329 | 339.6329 | 1358.5317 | 4 | 1 | 5 | G | VLS_Inline | 2.5 | 2.5 | 2.5 | 4 | BranchMin_2.5BranchMax_4 | 2.5 | 3 | 8 | HeaderMin_3HeaderMax_8 | 6
1190 | 50 | 25953-2P-20HP VLSC | VLSC_25953_2P_20HP | 339.6329 | 339.6329 | 1358.5317 | 4 | 1 | 5 | G | VLS_Inline | 2.5 | 2.5 | 2.5 | 4 | BranchMin_2.5BranchMax_4 | 2.5 | 3 | 8 | HeaderMin_3HeaderMax_8 | 8
1190 | 50 | 25953-2P-20HP VLSC | VLSC_25953_2P_20HP | 339.6329 | 339.6329 | 1358.5317 | 4 | 1 | 5 | G | VLS_Inline | 2.5 | 2.5 | 2.5 | 4 | BranchMin_2.5BranchMax_4 | 3 | 3 | 8 | HeaderMin_3HeaderMax_8 | 3 | INVALID
1190 | 50 | 25953-2P-20HP VLSC | VLSC_25953_2P_20HP | 339.6329 | 339.6329 | 1358.5317 | 4 | 1 | 5 | G | VLS_Inline | 2.5 | 2.5 | 2.5 | 4 | BranchMin_2.5BranchMax_4 | 3 | 3 | 8 | HeaderMin_3HeaderMax_8 | 4
1190 | 50 | 25953-2P-20HP VLSC | VLSC_25953_2P_20HP | 339.6329 | 339.6329 | 1358.5317 | 4 | 1 | 5 | G | VLS_Inline | 2.5 | 2.5 | 2.5 | 4 | BranchMin_2.5BranchMax_4 | 3 | 3 | 8 | HeaderMin_3HeaderMax_8 | 5
1190 | 50 | 25953-2P-20HP VLSC | VLSC_25953_2P_20HP | 339.6329 | 339.6329 | 1358.5317 | 4 | 1 | 5 | G | VLS_Inline | 2.5 | 2.5 | 2.5 | 4 | BranchMin_2.5BranchMax_4 | 3 | 3 | 8 | HeaderMin_3HeaderMax_8 | 6
1190 | 50 | 25953-2P-20HP VLSC | VLSC_25953_2P_20HP | 339.6329 | 339.6329 | 1358.5317 | 4 | 1 | 5 | G | VLS_Inline | 2.5 | 2.5 | 2.5 | 4 | BranchMin_2.5BranchMax_4 | 3 | 3 | 8 | HeaderMin_3HeaderMax_8 | 8
1190 | 50 | 25953-2P-20HP VLSC | VLSC_25953_2P_20HP | 339.6329 | 339.6329 | 1358.5317 | 4 | 1 | 5 | G | VLS_Inline | 2.5 | 2.5 | 2.5 | 4 | BranchMin_2.5BranchMax_4 | 4 | 3 | 8 | HeaderMin_3HeaderMax_8 | 3 | INVALID
1190 | 50 | 25953-2P-20HP VLSC | VLSC_25953_2P_20HP | 339.6329 | 339.6329 | 1358.5317 | 4 | 1 | 5 | G | VLS_Inline | 2.5 | 2.5 | 2.5 | 4 | BranchMin_2.5BranchMax_4 | 4 | 3 | 8 | HeaderMin_3HeaderMax_8 | 4 | INVALID
1190 | 50 | 25953-2P-20HP VLSC | VLSC_25953_2P_20HP | 339.6329 | 339.6329 | 1358.5317 | 4 | 1 | 5 | G | VLS_Inline | 2.5 | 2.5 | 2.5 | 4 | BranchMin_2.5BranchMax_4 | 4 | 3 | 8 | HeaderMin_3HeaderMax_8 | 5
1190 | 50 | 25953-2P-20HP VLSC | VLSC_25953_2P_20HP | 339.6329 | 339.6329 | 1358.5317 | 4 | 1 | 5 | G | VLS_Inline | 2.5 | 2.5 | 2.5 | 4 | BranchMin_2.5BranchMax_4 | 4 | 3 | 8 | HeaderMin_3HeaderMax_8 | 6
1190 | 50 | 25953-2P-20HP VLSC | VLSC_25953_2P_20HP | 339.6329 | 339.6329 | 1358.5317 | 4 | 1 | 5 | G | VLS_Inline | 2.5 | 2.5 | 2.5 | 4 | BranchMin_2.5BranchMax_4 | 4 | 3 | 8 | HeaderMin_3HeaderMax_8 | 8
1191 | 51 | 25953-2P-25HP VLSC | VLSC_25953_2P_25HP | 384.0902 | 384.0902 | 1536.3608 | 4 | 1 | 5 | G | VLS_Inline | 2.5 | 2.5 | 2.5 | 4 | BranchMin_2.5BranchMax_4 | 2.5 | 3 | 8 | HeaderMin_3HeaderMax_8 | 3
1191 | 51 | 25953-2P-25HP VLSC | VLSC_25953_2P_25HP | 384.0902 | 384.0902 | 1536.3608 | 4 | 1 | 5 | G | VLS_Inline | 2.5 | 2.5 | 2.5 | 4 | BranchMin_2.5BranchMax_4 | 2.5 | 3 | 8 | HeaderMin_3HeaderMax_8 | 4
1191 | 51 | 25953-2P-25HP VLSC | VLSC_25953_2P_25HP | 384.0902 | 384.0902 | 1536.3608 | 4 | 1 | 5 | G | VLS_Inline | 2.5 | 2.5 | 2.5 | 4 | BranchMin_2.5BranchMax_4 | 2.5 | 3 | 8 | HeaderMin_3HeaderMax_8 | 5
1191 | 51 | 25953-2P-25HP VLSC | VLSC_25953_2P_25HP | 384.0902 | 384.0902 | 1536.3608 | 4 | 1 | 5 | G | VLS_Inline | 2.5 | 2.5 | 2.5 | 4 | BranchMin_2.5BranchMax_4 | 2.5 | 3 | 8 | HeaderMin_3HeaderMax_8 | 6
1191 | 51 | 25953-2P-25HP VLSC | VLSC_25953_2P_25HP | 384.0902 | 384.0902 | 1536.3608 | 4 | 1 | 5 | G | VLS_Inline | 2.5 | 2.5 | 2.5 | 4 | BranchMin_2.5BranchMax_4 | 2.5 | 3 | 8 | HeaderMin_3HeaderMax_8 | 8
1191 | 51 | 25953-2P-25HP VLSC | VLSC_25953_2P_25HP | 384.0902 | 384.0902 | 1536.3608 | 4 | 1 | 5 | G | VLS_Inline | 2.5 | 2.5 | 2.5 | 4 | BranchMin_2.5BranchMax_4 | 3 | 3 | 8 | HeaderMin_3HeaderMax_8 | 3 | INVALID
1191 | 51 | 25953-2P-25HP VLSC | VLSC_25953_2P_25HP | 384.0902 | 384.0902 | 1536.3608 | 4 | 1 | 5 | G | VLS_Inline | 2.5 | 2.5 | 2.5 | 4 | BranchMin_2.5BranchMax_4 | 3 | 3 | 8 | HeaderMin_3HeaderMax_8 | 4
1191 | 51 | 25953-2P-25HP VLSC | VLSC_25953_2P_25HP | 384.0902 | 384.0902 | 1536.3608 | 4 | 1 | 5 | G | VLS_Inline | 2.5 | 2.5 | 2.5 | 4 | BranchMin_2.5BranchMax_4 | 3 | 3 | 8 | HeaderMin_3HeaderMax_8 | 5
1191 | 51 | 25953-2P-25HP VLSC | VLSC_25953_2P_25HP | 384.0902 | 384.0902 | 1536.3608 | 4 | 1 | 5 | G | VLS_Inline | 2.5 | 2.5 | 2.5 | 4 | BranchMin_2.5BranchMax_4 | 3 | 3 | 8 | HeaderMin_3HeaderMax_8 | 6
1191 | 51 | 25953-2P-25HP VLSC | VLSC_25953_2P_25HP | 384.0902 | 384.0902 | 1536.3608 | 4 | 1 | 5 | G | VLS_Inline | 2.5 | 2.5 | 2.5 | 4 | BranchMin_2.5BranchMax_4 | 3 | 3 | 8 | HeaderMin_3HeaderMax_8 | 8
1191 | 51 | 25953-2P-25HP VLSC | VLSC_25953_2P_25HP | 384.0902 | 384.0902 | 1536.3608 | 4 | 1 | 5 | G | VLS_Inline | 2.5 | 2.5 | 2.5 | 4 | BranchMin_2.5BranchMax_4 | 4 | 3 | 8 | HeaderMin_3HeaderMax_8 | 3 | INVALID
1191 | 51 | 25953-2P-25HP VLSC | VLSC_25953_2P_25HP | 384.0902 | 384.0902 | 1536.3608 | 4 | 1 | 5 | G | VLS_Inline | 2.5 | 2.5 | 2.5 | 4 | BranchMin_2.5BranchMax_4 | 4 | 3 | 8 | HeaderMin_3HeaderMax_8 | 4 | INVALID
1191 | 51 | 25953-2P-25HP VLSC | VLSC_25953_2P_25HP | 384.0902 | 384.0902 | 1536.3608 | 4 | 1 | 5 | G | VLS_Inline | 2.5 | 2.5 | 2.5 | 4 | BranchMin_2.5BranchMax_4 | 4 | 3 | 8 | HeaderMin_3HeaderMax_8 | 5
1191 | 51 | 25953-2P-25HP VLSC | VLSC_25953_2P_25HP | 384.0902 | 384.0902 | 1536.3608 | 4 | 1 | 5 | G | VLS_Inline | 2.5 | 2.5 | 2.5 | 4 | BranchMin_2.5BranchMax_4 | 4 | 3 | 8 | HeaderMin_3HeaderMax_8 | 6
1191 | 51 | 25953-2P-25HP VLSC | VLSC_25953_2P_25HP | 384.0902 | 384.0902 | 1536.3608 | 4 | 1 | 5 | G | VLS_Inline | 2.5 | 2.5 | 2.5 | 4 | BranchMin_2.5BranchMax_4 | 4 | 3 | 8 | HeaderMin_3HeaderMax_8 | 8
1192 | 52 | 25953-2P-30HP VLSC | VLSC_25953_2P_30HP | 424.5536 | 424.5536 | 1698.2144 | 4 | 1 | 5 | G | VLS_Inline | 2.5 | 2.5 | 2.5 | 5 | BranchMin_2.5BranchMax_5 | 2.5 | 3 | 10 | HeaderMin_3HeaderMax_10 | 3
1192 | 52 | 25953-2P-30HP VLSC | VLSC_25953_2P_30HP | 424.5536 | 424.5536 | 1698.2144 | 4 | 1 | 5 | G | VLS_Inline | 2.5 | 2.5 | 2.5 | 5 | BranchMin_2.5BranchMax_5 | 2.5 | 3 | 10 | HeaderMin_3HeaderMax_10 | 4
1192 | 52 | 25953-2P-30HP VLSC | VLSC_25953_2P_30HP | 424.5536 | 424.5536 | 1698.2144 | 4 | 1 | 5 | G | VLS_Inline | 2.5 | 2.5 | 2.5 | 5 | BranchMin_2.5BranchMax_5 | 2.5 | 3 | 10 | HeaderMin_3HeaderMax_10 | 5
1192 | 52 | 25953-2P-30HP VLSC | VLSC_25953_2P_30HP | 424.5536 | 424.5536 | 1698.2144 | 4 | 1 | 5 | G | VLS_Inline | 2.5 | 2.5 | 2.5 | 5 | BranchMin_2.5BranchMax_5 | 2.5 | 3 | 10 | HeaderMin_3HeaderMax_10 | 6
1192 | 52 | 25953-2P-30HP VLSC | VLSC_25953_2P_30HP | 424.5536 | 424.5536 | 1698.2144 | 4 | 1 | 5 | G | VLS_Inline | 2.5 | 2.5 | 2.5 | 5 | BranchMin_2.5BranchMax_5 | 2.5 | 3 | 10 | HeaderMin_3HeaderMax_10 | 8
1192 | 52 | 25953-2P-30HP VLSC | VLSC_25953_2P_30HP | 424.5536 | 424.5536 | 1698.2144 | 4 | 1 | 5 | G | VLS_Inline | 2.5 | 2.5 | 2.5 | 5 | BranchMin_2.5BranchMax_5 | 2.5 | 3 | 10 | HeaderMin_3HeaderMax_10 | 10
1192 | 52 | 25953-2P-30HP VLSC | VLSC_25953_2P_30HP | 424.5536 | 424.5536 | 1698.2144 | 4 | 1 | 5 | G | VLS_Inline | 2.5 | 2.5 | 2.5 | 5 | BranchMin_2.5BranchMax_5 | 3 | 3 | 10 | HeaderMin_3HeaderMax_10 | 3 | INVALID
1192 | 52 | 25953-2P-30HP VLSC | VLSC_25953_2P_30HP | 424.5536 | 424.5536 | 1698.2144 | 4 | 1 | 5 | G | VLS_Inline | 2.5 | 2.5 | 2.5 | 5 | BranchMin_2.5BranchMax_5 | 3 | 3 | 10 | HeaderMin_3HeaderMax_10 | 4
1192 | 52 | 25953-2P-30HP VLSC | VLSC_25953_2P_30HP | 424.5536 | 424.5536 | 1698.2144 | 4 | 1 | 5 | G | VLS_Inline | 2.5 | 2.5 | 2.5 | 5 | BranchMin_2.5BranchMax_5 | 3 | 3 | 10 | HeaderMin_3HeaderMax_10 | 5
1192 | 52 | 25953-2P-30HP VLSC | VLSC_25953_2P_30HP | 424.5536 | 424.5536 | 1698.2144 | 4 | 1 | 5 | G | VLS_Inline | 2.5 | 2.5 | 2.5 | 5 | BranchMin_2.5BranchMax_5 | 3 | 3 | 10 | HeaderMin_3HeaderMax_10 | 6
1192 | 52 | 25953-2P-30HP VLSC | VLSC_25953_2P_30HP | 424.5536 | 424.5536 | 1698.2144 | 4 | 1 | 5 | G | VLS_Inline | 2.5 | 2.5 | 2.5 | 5 | BranchMin_2.5BranchMax_5 | 3 | 3 | 10 | HeaderMin_3HeaderMax_10 | 8
1192 | 52 | 25953-2P-30HP VLSC | VLSC_25953_2P_30HP | 424.5536 | 424.5536 | 1698.2144 | 4 | 1 | 5 | G | VLS_Inline | 2.5 | 2.5 | 2.5 | 5 | BranchMin_2.5BranchMax_5 | 3 | 3 | 10 | HeaderMin_3HeaderMax_10 | 10
1192 | 52 | 25953-2P-30HP VLSC | VLSC_25953_2P_30HP | 424.5536 | 424.5536 | 1698.2144 | 4 | 1 | 5 | G | VLS_Inline | 2.5 | 2.5 | 2.5 | 5 | BranchMin_2.5BranchMax_5 | 4 | 3 | 10 | HeaderMin_3HeaderMax_10 | 3 | INVALID
1192 | 52 | 25953-2P-30HP VLSC | VLSC_25953_2P_30HP | 424.5536 | 424.5536 | 1698.2144 | 4 | 1 | 5 | G | VLS_Inline | 2.5 | 2.5 | 2.5 | 5 | BranchMin_2.5BranchMax_5 | 4 | 3 | 10 | HeaderMin_3HeaderMax_10 | 4 | INVALID
1192 | 52 | 25953-2P-30HP VLSC | VLSC_25953_2P_30HP | 424.5536 | 424.5536 | 1698.2144 | 4 | 1 | 5 | G | VLS_Inline | 2.5 | 2.5 | 2.5 | 5 | BranchMin_2.5BranchMax_5 | 4 | 3 | 10 | HeaderMin_3HeaderMax_10 | 5
1192 | 52 | 25953-2P-30HP VLSC | VLSC_25953_2P_30HP | 424.5536 | 424.5536 | 1698.2144 | 4 | 1 | 5 | G | VLS_Inline | 2.5 | 2.5 | 2.5 | 5 | BranchMin_2.5BranchMax_5 | 4 | 3 | 10 | HeaderMin_3HeaderMax_10 | 6
1192 | 52 | 25953-2P-30HP VLSC | VLSC_25953_2P_30HP | 424.5536 | 424.5536 | 1698.2144 | 4 | 1 | 5 | G | VLS_Inline | 2.5 | 2.5 | 2.5 | 5 | BranchMin_2.5BranchMax_5 | 4 | 3 | 10 | HeaderMin_3HeaderMax_10 | 8
1192 | 52 | 25953-2P-30HP VLSC | VLSC_25953_2P_30HP | 424.5536 | 424.5536 | 1698.2144 | 4 | 1 | 5 | G | VLS_Inline | 2.5 | 2.5 | 2.5 | 5 | BranchMin_2.5BranchMax_5 | 4 | 3 | 10 | HeaderMin_3HeaderMax_10 | 10
1192 | 52 | 25953-2P-30HP VLSC | VLSC_25953_2P_30HP | 424.5536 | 424.5536 | 1698.2144 | 4 | 1 | 5 | G | VLS_Inline | 2.5 | 2.5 | 2.5 | 5 | BranchMin_2.5BranchMax_5 | 5 | 3 | 10 | HeaderMin_3HeaderMax_10 | 3 | INVALID
1192 | 52 | 25953-2P-30HP VLSC | VLSC_25953_2P_30HP | 424.5536 | 424.5536 | 1698.2144 | 4 | 1 | 5 | G | VLS_Inline | 2.5 | 2.5 | 2.5 | 5 | BranchMin_2.5BranchMax_5 | 5 | 3 | 10 | HeaderMin_3HeaderMax_10 | 4 | INVALID
1192 | 52 | 25953-2P-30HP VLSC | VLSC_25953_2P_30HP | 424.5536 | 424.5536 | 1698.2144 | 4 | 1 | 5 | G | VLS_Inline | 2.5 | 2.5 | 2.5 | 5 | BranchMin_2.5BranchMax_5 | 5 | 3 | 10 | HeaderMin_3HeaderMax_10 | 5 | INVALID
1192 | 52 | 25953-2P-30HP VLSC | VLSC_25953_2P_30HP | 424.5536 | 424.5536 | 1698.2144 | 4 | 1 | 5 | G | VLS_Inline | 2.5 | 2.5 | 2.5 | 5 | BranchMin_2.5BranchMax_5 | 5 | 3 | 10 | HeaderMin_3HeaderMax_10 | 6
1192 | 52 | 25953-2P-30HP VLSC | VLSC_25953_2P_30HP | 424.5536 | 424.5536 | 1698.2144 | 4 | 1 | 5 | G | VLS_Inline | 2.5 | 2.5 | 2.5 | 5 | BranchMin_2.5BranchMax_5 | 5 | 3 | 10 | HeaderMin_3HeaderMax_10 | 8
1192 | 52 | 25953-2P-30HP VLSC | VLSC_25953_2P_30HP | 424.5536 | 424.5536 | 1698.2144 | 4 | 1 | 5 | G | VLS_Inline | 2.5 | 2.5 | 2.5 | 5 | BranchMin_2.5BranchMax_5 | 5 | 3 | 10 | HeaderMin_3HeaderMax_10 | 10
1193 | 53 | 25953-2P-40HP VLSC | VLSC_25953_2P_40HP | 491.3603 | 491.3603 | 1965.4411 | 4 | 1 | 5 | G | VLS_Inline | 2.5 | 2.5 | 2.5 | 5 | BranchMin_2.5BranchMax_5 | 2.5 | 3 | 10 | HeaderMin_3HeaderMax_10 | 3
1193 | 53 | 25953-2P-40HP VLSC | VLSC_25953_2P_40HP | 491.3603 | 491.3603 | 1965.4411 | 4 | 1 | 5 | G | VLS_Inline | 2.5 | 2.5 | 2.5 | 5 | BranchMin_2.5BranchMax_5 | 2.5 | 3 | 10 | HeaderMin_3HeaderMax_10 | 4
1193 | 53 | 25953-2P-40HP VLSC | VLSC_25953_2P_40HP | 491.3603 | 491.3603 | 1965.4411 | 4 | 1 | 5 | G | VLS_Inline | 2.5 | 2.5 | 2.5 | 5 | BranchMin_2.5BranchMax_5 | 2.5 | 3 | 10 | HeaderMin_3HeaderMax_10 | 5
1193 | 53 | 25953-2P-40HP VLSC | VLSC_25953_2P_40HP | 491.3603 | 491.3603 | 1965.4411 | 4 | 1 | 5 | G | VLS_Inline | 2.5 | 2.5 | 2.5 | 5 | BranchMin_2.5BranchMax_5 | 2.5 | 3 | 10 | HeaderMin_3HeaderMax_10 | 6
1193 | 53 | 25953-2P-40HP VLSC | VLSC_25953_2P_40HP | 491.3603 | 491.3603 | 1965.4411 | 4 | 1 | 5 | G | VLS_Inline | 2.5 | 2.5 | 2.5 | 5 | BranchMin_2.5BranchMax_5 | 2.5 | 3 | 10 | HeaderMin_3HeaderMax_10 | 8
1193 | 53 | 25953-2P-40HP VLSC | VLSC_25953_2P_40HP | 491.3603 | 491.3603 | 1965.4411 | 4 | 1 | 5 | G | VLS_Inline | 2.5 | 2.5 | 2.5 | 5 | BranchMin_2.5BranchMax_5 | 2.5 | 3 | 10 | HeaderMin_3HeaderMax_10 | 10
1193 | 53 | 25953-2P-40HP VLSC | VLSC_25953_2P_40HP | 491.3603 | 491.3603 | 1965.4411 | 4 | 1 | 5 | G | VLS_Inline | 2.5 | 2.5 | 2.5 | 5 | BranchMin_2.5BranchMax_5 | 3 | 3 | 10 | HeaderMin_3HeaderMax_10 | 3 | INVALID
1193 | 53 | 25953-2P-40HP VLSC | VLSC_25953_2P_40HP | 491.3603 | 491.3603 | 1965.4411 | 4 | 1 | 5 | G | VLS_Inline | 2.5 | 2.5 | 2.5 | 5 | BranchMin_2.5BranchMax_5 | 3 | 3 | 10 | HeaderMin_3HeaderMax_10 | 4
1193 | 53 | 25953-2P-40HP VLSC | VLSC_25953_2P_40HP | 491.3603 | 491.3603 | 1965.4411 | 4 | 1 | 5 | G | VLS_Inline | 2.5 | 2.5 | 2.5 | 5 | BranchMin_2.5BranchMax_5 | 3 | 3 | 10 | HeaderMin_3HeaderMax_10 | 5
1193 | 53 | 25953-2P-40HP VLSC | VLSC_25953_2P_40HP | 491.3603 | 491.3603 | 1965.4411 | 4 | 1 | 5 | G | VLS_Inline | 2.5 | 2.5 | 2.5 | 5 | BranchMin_2.5BranchMax_5 | 3 | 3 | 10 | HeaderMin_3HeaderMax_10 | 6
1193 | 53 | 25953-2P-40HP VLSC | VLSC_25953_2P_40HP | 491.3603 | 491.3603 | 1965.4411 | 4 | 1 | 5 | G | VLS_Inline | 2.5 | 2.5 | 2.5 | 5 | BranchMin_2.5BranchMax_5 | 3 | 3 | 10 | HeaderMin_3HeaderMax_10 | 8
1193 | 53 | 25953-2P-40HP VLSC | VLSC_25953_2P_40HP | 491.3603 | 491.3603 | 1965.4411 | 4 | 1 | 5 | G | VLS_Inline | 2.5 | 2.5 | 2.5 | 5 | BranchMin_2.5BranchMax_5 | 3 | 3 | 10 | HeaderMin_3HeaderMax_10 | 10
1193 | 53 | 25953-2P-40HP VLSC | VLSC_25953_2P_40HP | 491.3603 | 491.3603 | 1965.4411 | 4 | 1 | 5 | G | VLS_Inline | 2.5 | 2.5 | 2.5 | 5 | BranchMin_2.5BranchMax_5 | 4 | 3 | 10 | HeaderMin_3HeaderMax_10 | 3 | INVALID
1193 | 53 | 25953-2P-40HP VLSC | VLSC_25953_2P_40HP | 491.3603 | 491.3603 | 1965.4411 | 4 | 1 | 5 | G | VLS_Inline | 2.5 | 2.5 | 2.5 | 5 | BranchMin_2.5BranchMax_5 | 4 | 3 | 10 | HeaderMin_3HeaderMax_10 | 4 | INVALID
1193 | 53 | 25953-2P-40HP VLSC | VLSC_25953_2P_40HP | 491.3603 | 491.3603 | 1965.4411 | 4 | 1 | 5 | G | VLS_Inline | 2.5 | 2.5 | 2.5 | 5 | BranchMin_2.5BranchMax_5 | 4 | 3 | 10 | HeaderMin_3HeaderMax_10 | 5
1193 | 53 | 25953-2P-40HP VLSC | VLSC_25953_2P_40HP | 491.3603 | 491.3603 | 1965.4411 | 4 | 1 | 5 | G | VLS_Inline | 2.5 | 2.5 | 2.5 | 5 | BranchMin_2.5BranchMax_5 | 4 | 3 | 10 | HeaderMin_3HeaderMax_10 | 6
1193 | 53 | 25953-2P-40HP VLSC | VLSC_25953_2P_40HP | 491.3603 | 491.3603 | 1965.4411 | 4 | 1 | 5 | G | VLS_Inline | 2.5 | 2.5 | 2.5 | 5 | BranchMin_2.5BranchMax_5 | 4 | 3 | 10 | HeaderMin_3HeaderMax_10 | 8
1193 | 53 | 25953-2P-40HP VLSC | VLSC_25953_2P_40HP | 491.3603 | 491.3603 | 1965.4411 | 4 | 1 | 5 | G | VLS_Inline | 2.5 | 2.5 | 2.5 | 5 | BranchMin_2.5BranchMax_5 | 4 | 3 | 10 | HeaderMin_3HeaderMax_10 | 10
1193 | 53 | 25953-2P-40HP VLSC | VLSC_25953_2P_40HP | 491.3603 | 491.3603 | 1965.4411 | 4 | 1 | 5 | G | VLS_Inline | 2.5 | 2.5 | 2.5 | 5 | BranchMin_2.5BranchMax_5 | 5 | 3 | 10 | HeaderMin_3HeaderMax_10 | 3 | INVALID
1193 | 53 | 25953-2P-40HP VLSC | VLSC_25953_2P_40HP | 491.3603 | 491.3603 | 1965.4411 | 4 | 1 | 5 | G | VLS_Inline | 2.5 | 2.5 | 2.5 | 5 | BranchMin_2.5BranchMax_5 | 5 | 3 | 10 | HeaderMin_3HeaderMax_10 | 4 | INVALID
1193 | 53 | 25953-2P-40HP VLSC | VLSC_25953_2P_40HP | 491.3603 | 491.3603 | 1965.4411 | 4 | 1 | 5 | G | VLS_Inline | 2.5 | 2.5 | 2.5 | 5 | BranchMin_2.5BranchMax_5 | 5 | 3 | 10 | HeaderMin_3HeaderMax_10 | 5 | INVALID
1193 | 53 | 25953-2P-40HP VLSC | VLSC_25953_2P_40HP | 491.3603 | 491.3603 | 1965.4411 | 4 | 1 | 5 | G | VLS_Inline | 2.5 | 2.5 | 2.5 | 5 | BranchMin_2.5BranchMax_5 | 5 | 3 | 10 | HeaderMin_3HeaderMax_10 | 6
1193 | 53 | 25953-2P-40HP VLSC | VLSC_25953_2P_40HP | 491.3603 | 491.3603 | 1965.4411 | 4 | 1 | 5 | G | VLS_Inline | 2.5 | 2.5 | 2.5 | 5 | BranchMin_2.5BranchMax_5 | 5 | 3 | 10 | HeaderMin_3HeaderMax_10 | 8
1193 | 53 | 25953-2P-40HP VLSC | VLSC_25953_2P_40HP | 491.3603 | 491.3603 | 1965.4411 | 4 | 1 | 5 | G | VLS_Inline | 2.5 | 2.5 | 2.5 | 5 | BranchMin_2.5BranchMax_5 | 5 | 3 | 10 | HeaderMin_3HeaderMax_10 | 10
1194 | 54 | 25953-2P-50HP VLSC | VLSC_25953_2P_50HP | 551.7418 | 551.7418 | 2206.9672 | 4 | 1 | 5 | G | VLS_Inline | 2.5 | 2.5 | 2.5 | 5 | BranchMin_2.5BranchMax_5 | 2.5 | 3 | 10 | HeaderMin_3HeaderMax_10 | 3
1194 | 54 | 25953-2P-50HP VLSC | VLSC_25953_2P_50HP | 551.7418 | 551.7418 | 2206.9672 | 4 | 1 | 5 | G | VLS_Inline | 2.5 | 2.5 | 2.5 | 5 | BranchMin_2.5BranchMax_5 | 2.5 | 3 | 10 | HeaderMin_3HeaderMax_10 | 4
1194 | 54 | 25953-2P-50HP VLSC | VLSC_25953_2P_50HP | 551.7418 | 551.7418 | 2206.9672 | 4 | 1 | 5 | G | VLS_Inline | 2.5 | 2.5 | 2.5 | 5 | BranchMin_2.5BranchMax_5 | 2.5 | 3 | 10 | HeaderMin_3HeaderMax_10 | 5
1194 | 54 | 25953-2P-50HP VLSC | VLSC_25953_2P_50HP | 551.7418 | 551.7418 | 2206.9672 | 4 | 1 | 5 | G | VLS_Inline | 2.5 | 2.5 | 2.5 | 5 | BranchMin_2.5BranchMax_5 | 2.5 | 3 | 10 | HeaderMin_3HeaderMax_10 | 6
1194 | 54 | 25953-2P-50HP VLSC | VLSC_25953_2P_50HP | 551.7418 | 551.7418 | 2206.9672 | 4 | 1 | 5 | G | VLS_Inline | 2.5 | 2.5 | 2.5 | 5 | BranchMin_2.5BranchMax_5 | 2.5 | 3 | 10 | HeaderMin_3HeaderMax_10 | 8
1194 | 54 | 25953-2P-50HP VLSC | VLSC_25953_2P_50HP | 551.7418 | 551.7418 | 2206.9672 | 4 | 1 | 5 | G | VLS_Inline | 2.5 | 2.5 | 2.5 | 5 | BranchMin_2.5BranchMax_5 | 2.5 | 3 | 10 | HeaderMin_3HeaderMax_10 | 10
1194 | 54 | 25953-2P-50HP VLSC | VLSC_25953_2P_50HP | 551.7418 | 551.7418 | 2206.9672 | 4 | 1 | 5 | G | VLS_Inline | 2.5 | 2.5 | 2.5 | 5 | BranchMin_2.5BranchMax_5 | 3 | 3 | 10 | HeaderMin_3HeaderMax_10 | 3 | INVALID
1194 | 54 | 25953-2P-50HP VLSC | VLSC_25953_2P_50HP | 551.7418 | 551.7418 | 2206.9672 | 4 | 1 | 5 | G | VLS_Inline | 2.5 | 2.5 | 2.5 | 5 | BranchMin_2.5BranchMax_5 | 3 | 3 | 10 | HeaderMin_3HeaderMax_10 | 4
1194 | 54 | 25953-2P-50HP VLSC | VLSC_25953_2P_50HP | 551.7418 | 551.7418 | 2206.9672 | 4 | 1 | 5 | G | VLS_Inline | 2.5 | 2.5 | 2.5 | 5 | BranchMin_2.5BranchMax_5 | 3 | 3 | 10 | HeaderMin_3HeaderMax_10 | 5
1194 | 54 | 25953-2P-50HP VLSC | VLSC_25953_2P_50HP | 551.7418 | 551.7418 | 2206.9672 | 4 | 1 | 5 | G | VLS_Inline | 2.5 | 2.5 | 2.5 | 5 | BranchMin_2.5BranchMax_5 | 3 | 3 | 10 | HeaderMin_3HeaderMax_10 | 6
1194 | 54 | 25953-2P-50HP VLSC | VLSC_25953_2P_50HP | 551.7418 | 551.7418 | 2206.9672 | 4 | 1 | 5 | G | VLS_Inline | 2.5 | 2.5 | 2.5 | 5 | BranchMin_2.5BranchMax_5 | 3 | 3 | 10 | HeaderMin_3HeaderMax_10 | 8
1194 | 54 | 25953-2P-50HP VLSC | VLSC_25953_2P_50HP | 551.7418 | 551.7418 | 2206.9672 | 4 | 1 | 5 | G | VLS_Inline | 2.5 | 2.5 | 2.5 | 5 | BranchMin_2.5BranchMax_5 | 3 | 3 | 10 | HeaderMin_3HeaderMax_10 | 10
1194 | 54 | 25953-2P-50HP VLSC | VLSC_25953_2P_50HP | 551.7418 | 551.7418 | 2206.9672 | 4 | 1 | 5 | G | VLS_Inline | 2.5 | 2.5 | 2.5 | 5 | BranchMin_2.5BranchMax_5 | 4 | 3 | 10 | HeaderMin_3HeaderMax_10 | 3 | INVALID
1194 | 54 | 25953-2P-50HP VLSC | VLSC_25953_2P_50HP | 551.7418 | 551.7418 | 2206.9672 | 4 | 1 | 5 | G | VLS_Inline | 2.5 | 2.5 | 2.5 | 5 | BranchMin_2.5BranchMax_5 | 4 | 3 | 10 | HeaderMin_3HeaderMax_10 | 4 | INVALID
1194 | 54 | 25953-2P-50HP VLSC | VLSC_25953_2P_50HP | 551.7418 | 551.7418 | 2206.9672 | 4 | 1 | 5 | G | VLS_Inline | 2.5 | 2.5 | 2.5 | 5 | BranchMin_2.5BranchMax_5 | 4 | 3 | 10 | HeaderMin_3HeaderMax_10 | 5
1194 | 54 | 25953-2P-50HP VLSC | VLSC_25953_2P_50HP | 551.7418 | 551.7418 | 2206.9672 | 4 | 1 | 5 | G | VLS_Inline | 2.5 | 2.5 | 2.5 | 5 | BranchMin_2.5BranchMax_5 | 4 | 3 | 10 | HeaderMin_3HeaderMax_10 | 6
1194 | 54 | 25953-2P-50HP VLSC | VLSC_25953_2P_50HP | 551.7418 | 551.7418 | 2206.9672 | 4 | 1 | 5 | G | VLS_Inline | 2.5 | 2.5 | 2.5 | 5 | BranchMin_2.5BranchMax_5 | 4 | 3 | 10 | HeaderMin_3HeaderMax_10 | 8
1194 | 54 | 25953-2P-50HP VLSC | VLSC_25953_2P_50HP | 551.7418 | 551.7418 | 2206.9672 | 4 | 1 | 5 | G | VLS_Inline | 2.5 | 2.5 | 2.5 | 5 | BranchMin_2.5BranchMax_5 | 4 | 3 | 10 | HeaderMin_3HeaderMax_10 | 10
1194 | 54 | 25953-2P-50HP VLSC | VLSC_25953_2P_50HP | 551.7418 | 551.7418 | 2206.9672 | 4 | 1 | 5 | G | VLS_Inline | 2.5 | 2.5 | 2.5 | 5 | BranchMin_2.5BranchMax_5 | 5 | 3 | 10 | HeaderMin_3HeaderMax_10 | 3 | INVALID
1194 | 54 | 25953-2P-50HP VLSC | VLSC_25953_2P_50HP | 551.7418 | 551.7418 | 2206.9672 | 4 | 1 | 5 | G | VLS_Inline | 2.5 | 2.5 | 2.5 | 5 | BranchMin_2.5BranchMax_5 | 5 | 3 | 10 | HeaderMin_3HeaderMax_10 | 4 | INVALID
1194 | 54 | 25953-2P-50HP VLSC | VLSC_25953_2P_50HP | 551.7418 | 551.7418 | 2206.9672 | 4 | 1 | 5 | G | VLS_Inline | 2.5 | 2.5 | 2.5 | 5 | BranchMin_2.5BranchMax_5 | 5 | 3 | 10 | HeaderMin_3HeaderMax_10 | 5 | INVALID
1194 | 54 | 25953-2P-50HP VLSC | VLSC_25953_2P_50HP | 551.7418 | 551.7418 | 2206.9672 | 4 | 1 | 5 | G | VLS_Inline | 2.5 | 2.5 | 2.5 | 5 | BranchMin_2.5BranchMax_5 | 5 | 3 | 10 | HeaderMin_3HeaderMax_10 | 6
1194 | 54 | 25953-2P-50HP VLSC | VLSC_25953_2P_50HP | 551.7418 | 551.7418 | 2206.9672 | 4 | 1 | 5 | G | VLS_Inline | 2.5 | 2.5 | 2.5 | 5 | BranchMin_2.5BranchMax_5 | 5 | 3 | 10 | HeaderMin_3HeaderMax_10 | 8
1194 | 54 | 25953-2P-50HP VLSC | VLSC_25953_2P_50HP | 551.7418 | 551.7418 | 2206.9672 | 4 | 1 | 5 | G | VLS_Inline | 2.5 | 2.5 | 2.5 | 5 | BranchMin_2.5BranchMax_5 | 5 | 3 | 10 | HeaderMin_3HeaderMax_10 | 10
1195 | 55 | 25953-2P-60HP VLSC | VLSC_25953_2P_60HP | 573.0512 | 573.0512 | 2292.2049 | 4 | 1 | 5 | G | VLS_Inline | 2.5 | 2.5 | 2.5 | 5 | BranchMin_2.5BranchMax_5 | 2.5 | 3 | 10 | HeaderMin_3HeaderMax_10 | 3
1195 | 55 | 25953-2P-60HP VLSC | VLSC_25953_2P_60HP | 573.0512 | 573.0512 | 2292.2049 | 4 | 1 | 5 | G | VLS_Inline | 2.5 | 2.5 | 2.5 | 5 | BranchMin_2.5BranchMax_5 | 2.5 | 3 | 10 | HeaderMin_3HeaderMax_10 | 4
1195 | 55 | 25953-2P-60HP VLSC | VLSC_25953_2P_60HP | 573.0512 | 573.0512 | 2292.2049 | 4 | 1 | 5 | G | VLS_Inline | 2.5 | 2.5 | 2.5 | 5 | BranchMin_2.5BranchMax_5 | 2.5 | 3 | 10 | HeaderMin_3HeaderMax_10 | 5
1195 | 55 | 25953-2P-60HP VLSC | VLSC_25953_2P_60HP | 573.0512 | 573.0512 | 2292.2049 | 4 | 1 | 5 | G | VLS_Inline | 2.5 | 2.5 | 2.5 | 5 | BranchMin_2.5BranchMax_5 | 2.5 | 3 | 10 | HeaderMin_3HeaderMax_10 | 6
1195 | 55 | 25953-2P-60HP VLSC | VLSC_25953_2P_60HP | 573.0512 | 573.0512 | 2292.2049 | 4 | 1 | 5 | G | VLS_Inline | 2.5 | 2.5 | 2.5 | 5 | BranchMin_2.5BranchMax_5 | 2.5 | 3 | 10 | HeaderMin_3HeaderMax_10 | 8
1195 | 55 | 25953-2P-60HP VLSC | VLSC_25953_2P_60HP | 573.0512 | 573.0512 | 2292.2049 | 4 | 1 | 5 | G | VLS_Inline | 2.5 | 2.5 | 2.5 | 5 | BranchMin_2.5BranchMax_5 | 2.5 | 3 | 10 | HeaderMin_3HeaderMax_10 | 10
1195 | 55 | 25953-2P-60HP VLSC | VLSC_25953_2P_60HP | 573.0512 | 573.0512 | 2292.2049 | 4 | 1 | 5 | G | VLS_Inline | 2.5 | 2.5 | 2.5 | 5 | BranchMin_2.5BranchMax_5 | 3 | 3 | 10 | HeaderMin_3HeaderMax_10 | 3 | INVALID
1195 | 55 | 25953-2P-60HP VLSC | VLSC_25953_2P_60HP | 573.0512 | 573.0512 | 2292.2049 | 4 | 1 | 5 | G | VLS_Inline | 2.5 | 2.5 | 2.5 | 5 | BranchMin_2.5BranchMax_5 | 3 | 3 | 10 | HeaderMin_3HeaderMax_10 | 4
1195 | 55 | 25953-2P-60HP VLSC | VLSC_25953_2P_60HP | 573.0512 | 573.0512 | 2292.2049 | 4 | 1 | 5 | G | VLS_Inline | 2.5 | 2.5 | 2.5 | 5 | BranchMin_2.5BranchMax_5 | 3 | 3 | 10 | HeaderMin_3HeaderMax_10 | 5
1195 | 55 | 25953-2P-60HP VLSC | VLSC_25953_2P_60HP | 573.0512 | 573.0512 | 2292.2049 | 4 | 1 | 5 | G | VLS_Inline | 2.5 | 2.5 | 2.5 | 5 | BranchMin_2.5BranchMax_5 | 3 | 3 | 10 | HeaderMin_3HeaderMax_10 | 6
1195 | 55 | 25953-2P-60HP VLSC | VLSC_25953_2P_60HP | 573.0512 | 573.0512 | 2292.2049 | 4 | 1 | 5 | G | VLS_Inline | 2.5 | 2.5 | 2.5 | 5 | BranchMin_2.5BranchMax_5 | 3 | 3 | 10 | HeaderMin_3HeaderMax_10 | 8
1195 | 55 | 25953-2P-60HP VLSC | VLSC_25953_2P_60HP | 573.0512 | 573.0512 | 2292.2049 | 4 | 1 | 5 | G | VLS_Inline | 2.5 | 2.5 | 2.5 | 5 | BranchMin_2.5BranchMax_5 | 3 | 3 | 10 | HeaderMin_3HeaderMax_10 | 10
1195 | 55 | 25953-2P-60HP VLSC | VLSC_25953_2P_60HP | 573.0512 | 573.0512 | 2292.2049 | 4 | 1 | 5 | G | VLS_Inline | 2.5 | 2.5 | 2.5 | 5 | BranchMin_2.5BranchMax_5 | 4 | 3 | 10 | HeaderMin_3HeaderMax_10 | 3 | INVALID
1195 | 55 | 25953-2P-60HP VLSC | VLSC_25953_2P_60HP | 573.0512 | 573.0512 | 2292.2049 | 4 | 1 | 5 | G | VLS_Inline | 2.5 | 2.5 | 2.5 | 5 | BranchMin_2.5BranchMax_5 | 4 | 3 | 10 | HeaderMin_3HeaderMax_10 | 4 | INVALID
1195 | 55 | 25953-2P-60HP VLSC | VLSC_25953_2P_60HP | 573.0512 | 573.0512 | 2292.2049 | 4 | 1 | 5 | G | VLS_Inline | 2.5 | 2.5 | 2.5 | 5 | BranchMin_2.5BranchMax_5 | 4 | 3 | 10 | HeaderMin_3HeaderMax_10 | 5
1195 | 55 | 25953-2P-60HP VLSC | VLSC_25953_2P_60HP | 573.0512 | 573.0512 | 2292.2049 | 4 | 1 | 5 | G | VLS_Inline | 2.5 | 2.5 | 2.5 | 5 | BranchMin_2.5BranchMax_5 | 4 | 3 | 10 | HeaderMin_3HeaderMax_10 | 6
1195 | 55 | 25953-2P-60HP VLSC | VLSC_25953_2P_60HP | 573.0512 | 573.0512 | 2292.2049 | 4 | 1 | 5 | G | VLS_Inline | 2.5 | 2.5 | 2.5 | 5 | BranchMin_2.5BranchMax_5 | 4 | 3 | 10 | HeaderMin_3HeaderMax_10 | 8
1195 | 55 | 25953-2P-60HP VLSC | VLSC_25953_2P_60HP | 573.0512 | 573.0512 | 2292.2049 | 4 | 1 | 5 | G | VLS_Inline | 2.5 | 2.5 | 2.5 | 5 | BranchMin_2.5BranchMax_5 | 4 | 3 | 10 | HeaderMin_3HeaderMax_10 | 10
1195 | 55 | 25953-2P-60HP VLSC | VLSC_25953_2P_60HP | 573.0512 | 573.0512 | 2292.2049 | 4 | 1 | 5 | G | VLS_Inline | 2.5 | 2.5 | 2.5 | 5 | BranchMin_2.5BranchMax_5 | 5 | 3 | 10 | HeaderMin_3HeaderMax_10 | 3 | INVALID
1195 | 55 | 25953-2P-60HP VLSC | VLSC_25953_2P_60HP | 573.0512 | 573.0512 | 2292.2049 | 4 | 1 | 5 | G | VLS_Inline | 2.5 | 2.5 | 2.5 | 5 | BranchMin_2.5BranchMax_5 | 5 | 3 | 10 | HeaderMin_3HeaderMax_10 | 4 | INVALID
1195 | 55 | 25953-2P-60HP VLSC | VLSC_25953_2P_60HP | 573.0512 | 573.0512 | 2292.2049 | 4 | 1 | 5 | G | VLS_Inline | 2.5 | 2.5 | 2.5 | 5 | BranchMin_2.5BranchMax_5 | 5 | 3 | 10 | HeaderMin_3HeaderMax_10 | 5 | INVALID
1195 | 55 | 25953-2P-60HP VLSC | VLSC_25953_2P_60HP | 573.0512 | 573.0512 | 2292.2049 | 4 | 1 | 5 | G | VLS_Inline | 2.5 | 2.5 | 2.5 | 5 | BranchMin_2.5BranchMax_5 | 5 | 3 | 10 | HeaderMin_3HeaderMax_10 | 6
1195 | 55 | 25953-2P-60HP VLSC | VLSC_25953_2P_60HP | 573.0512 | 573.0512 | 2292.2049 | 4 | 1 | 5 | G | VLS_Inline | 2.5 | 2.5 | 2.5 | 5 | BranchMin_2.5BranchMax_5 | 5 | 3 | 10 | HeaderMin_3HeaderMax_10 | 8
1195 | 55 | 25953-2P-60HP VLSC | VLSC_25953_2P_60HP | 573.0512 | 573.0512 | 2292.2049 | 4 | 1 | 5 | G | VLS_Inline | 2.5 | 2.5 | 2.5 | 5 | BranchMin_2.5BranchMax_5 | 5 | 3 | 10 | HeaderMin_3HeaderMax_10 | 10
1196 | 56 | 25953-4P-3HP VLSC | VLSC_25953_4P_3HP | 179.981 | 179.981 | 719.9241 | 4 | 1 | 5 | G | VLS_Inline | 2.5 | 2.5 | 2.5 | 3 | BranchMin_2.5BranchMax_3 | 2.5 | 3 | 6 | HeaderMin_3HeaderMax_6 | 3
1196 | 56 | 25953-4P-3HP VLSC | VLSC_25953_4P_3HP | 179.981 | 179.981 | 719.9241 | 4 | 1 | 5 | G | VLS_Inline | 2.5 | 2.5 | 2.5 | 3 | BranchMin_2.5BranchMax_3 | 2.5 | 3 | 6 | HeaderMin_3HeaderMax_6 | 4
1196 | 56 | 25953-4P-3HP VLSC | VLSC_25953_4P_3HP | 179.981 | 179.981 | 719.9241 | 4 | 1 | 5 | G | VLS_Inline | 2.5 | 2.5 | 2.5 | 3 | BranchMin_2.5BranchMax_3 | 2.5 | 3 | 6 | HeaderMin_3HeaderMax_6 | 5
1196 | 56 | 25953-4P-3HP VLSC | VLSC_25953_4P_3HP | 179.981 | 179.981 | 719.9241 | 4 | 1 | 5 | G | VLS_Inline | 2.5 | 2.5 | 2.5 | 3 | BranchMin_2.5BranchMax_3 | 2.5 | 3 | 6 | HeaderMin_3HeaderMax_6 | 6
1196 | 56 | 25953-4P-3HP VLSC | VLSC_25953_4P_3HP | 179.981 | 179.981 | 719.9241 | 4 | 1 | 5 | G | VLS_Inline | 2.5 | 2.5 | 2.5 | 3 | BranchMin_2.5BranchMax_3 | 3 | 3 | 6 | HeaderMin_3HeaderMax_6 | 3 | INVALID
1196 | 56 | 25953-4P-3HP VLSC | VLSC_25953_4P_3HP | 179.981 | 179.981 | 719.9241 | 4 | 1 | 5 | G | VLS_Inline | 2.5 | 2.5 | 2.5 | 3 | BranchMin_2.5BranchMax_3 | 3 | 3 | 6 | HeaderMin_3HeaderMax_6 | 4
1196 | 56 | 25953-4P-3HP VLSC | VLSC_25953_4P_3HP | 179.981 | 179.981 | 719.9241 | 4 | 1 | 5 | G | VLS_Inline | 2.5 | 2.5 | 2.5 | 3 | BranchMin_2.5BranchMax_3 | 3 | 3 | 6 | HeaderMin_3HeaderMax_6 | 5
1196 | 56 | 25953-4P-3HP VLSC | VLSC_25953_4P_3HP | 179.981 | 179.981 | 719.9241 | 4 | 1 | 5 | G | VLS_Inline | 2.5 | 2.5 | 2.5 | 3 | BranchMin_2.5BranchMax_3 | 3 | 3 | 6 | HeaderMin_3HeaderMax_6 | 6
1197 | 57 | 25953-4P-5HP VLSC | VLSC_25953_4P_5HP | 237.9031 | 237.9031 | 951.6126 | 4 | 1 | 5 | G | VLS_Inline | 2.5 | 2.5 | 2.5 | 4 | BranchMin_2.5BranchMax_4 | 2.5 | 3 | 8 | HeaderMin_3HeaderMax_8 | 3
1197 | 57 | 25953-4P-5HP VLSC | VLSC_25953_4P_5HP | 237.9031 | 237.9031 | 951.6126 | 4 | 1 | 5 | G | VLS_Inline | 2.5 | 2.5 | 2.5 | 4 | BranchMin_2.5BranchMax_4 | 2.5 | 3 | 8 | HeaderMin_3HeaderMax_8 | 4
1197 | 57 | 25953-4P-5HP VLSC | VLSC_25953_4P_5HP | 237.9031 | 237.9031 | 951.6126 | 4 | 1 | 5 | G | VLS_Inline | 2.5 | 2.5 | 2.5 | 4 | BranchMin_2.5BranchMax_4 | 2.5 | 3 | 8 | HeaderMin_3HeaderMax_8 | 5
1197 | 57 | 25953-4P-5HP VLSC | VLSC_25953_4P_5HP | 237.9031 | 237.9031 | 951.6126 | 4 | 1 | 5 | G | VLS_Inline | 2.5 | 2.5 | 2.5 | 4 | BranchMin_2.5BranchMax_4 | 2.5 | 3 | 8 | HeaderMin_3HeaderMax_8 | 6
1197 | 57 | 25953-4P-5HP VLSC | VLSC_25953_4P_5HP | 237.9031 | 237.9031 | 951.6126 | 4 | 1 | 5 | G | VLS_Inline | 2.5 | 2.5 | 2.5 | 4 | BranchMin_2.5BranchMax_4 | 2.5 | 3 | 8 | HeaderMin_3HeaderMax_8 | 8
1197 | 57 | 25953-4P-5HP VLSC | VLSC_25953_4P_5HP | 237.9031 | 237.9031 | 951.6126 | 4 | 1 | 5 | G | VLS_Inline | 2.5 | 2.5 | 2.5 | 4 | BranchMin_2.5BranchMax_4 | 3 | 3 | 8 | HeaderMin_3HeaderMax_8 | 3 | INVALID
1197 | 57 | 25953-4P-5HP VLSC | VLSC_25953_4P_5HP | 237.9031 | 237.9031 | 951.6126 | 4 | 1 | 5 | G | VLS_Inline | 2.5 | 2.5 | 2.5 | 4 | BranchMin_2.5BranchMax_4 | 3 | 3 | 8 | HeaderMin_3HeaderMax_8 | 4
1197 | 57 | 25953-4P-5HP VLSC | VLSC_25953_4P_5HP | 237.9031 | 237.9031 | 951.6126 | 4 | 1 | 5 | G | VLS_Inline | 2.5 | 2.5 | 2.5 | 4 | BranchMin_2.5BranchMax_4 | 3 | 3 | 8 | HeaderMin_3HeaderMax_8 | 5
1197 | 57 | 25953-4P-5HP VLSC | VLSC_25953_4P_5HP | 237.9031 | 237.9031 | 951.6126 | 4 | 1 | 5 | G | VLS_Inline | 2.5 | 2.5 | 2.5 | 4 | BranchMin_2.5BranchMax_4 | 3 | 3 | 8 | HeaderMin_3HeaderMax_8 | 6
1197 | 57 | 25953-4P-5HP VLSC | VLSC_25953_4P_5HP | 237.9031 | 237.9031 | 951.6126 | 4 | 1 | 5 | G | VLS_Inline | 2.5 | 2.5 | 2.5 | 4 | BranchMin_2.5BranchMax_4 | 3 | 3 | 8 | HeaderMin_3HeaderMax_8 | 8
1197 | 57 | 25953-4P-5HP VLSC | VLSC_25953_4P_5HP | 237.9031 | 237.9031 | 951.6126 | 4 | 1 | 5 | G | VLS_Inline | 2.5 | 2.5 | 2.5 | 4 | BranchMin_2.5BranchMax_4 | 4 | 3 | 8 | HeaderMin_3HeaderMax_8 | 3 | INVALID
1197 | 57 | 25953-4P-5HP VLSC | VLSC_25953_4P_5HP | 237.9031 | 237.9031 | 951.6126 | 4 | 1 | 5 | G | VLS_Inline | 2.5 | 2.5 | 2.5 | 4 | BranchMin_2.5BranchMax_4 | 4 | 3 | 8 | HeaderMin_3HeaderMax_8 | 4 | INVALID
1197 | 57 | 25953-4P-5HP VLSC | VLSC_25953_4P_5HP | 237.9031 | 237.9031 | 951.6126 | 4 | 1 | 5 | G | VLS_Inline | 2.5 | 2.5 | 2.5 | 4 | BranchMin_2.5BranchMax_4 | 4 | 3 | 8 | HeaderMin_3HeaderMax_8 | 5
1197 | 57 | 25953-4P-5HP VLSC | VLSC_25953_4P_5HP | 237.9031 | 237.9031 | 951.6126 | 4 | 1 | 5 | G | VLS_Inline | 2.5 | 2.5 | 2.5 | 4 | BranchMin_2.5BranchMax_4 | 4 | 3 | 8 | HeaderMin_3HeaderMax_8 | 6
1197 | 57 | 25953-4P-5HP VLSC | VLSC_25953_4P_5HP | 237.9031 | 237.9031 | 951.6126 | 4 | 1 | 5 | G | VLS_Inline | 2.5 | 2.5 | 2.5 | 4 | BranchMin_2.5BranchMax_4 | 4 | 3 | 8 | HeaderMin_3HeaderMax_8 | 8
1198 | 58 | 25953-4P-7.5HP VLSC | VLSC_25953_4P_7.5HP | 284.3868 | 284.3868 | 1137.547 | 4 | 1 | 5 | G | VLS_Inline | 2.5 | 2.5 | 2.5 | 4 | BranchMin_2.5BranchMax_4 | 2.5 | 3 | 8 | HeaderMin_3HeaderMax_8 | 3
1198 | 58 | 25953-4P-7.5HP VLSC | VLSC_25953_4P_7.5HP | 284.3868 | 284.3868 | 1137.547 | 4 | 1 | 5 | G | VLS_Inline | 2.5 | 2.5 | 2.5 | 4 | BranchMin_2.5BranchMax_4 | 2.5 | 3 | 8 | HeaderMin_3HeaderMax_8 | 4
1198 | 58 | 25953-4P-7.5HP VLSC | VLSC_25953_4P_7.5HP | 284.3868 | 284.3868 | 1137.547 | 4 | 1 | 5 | G | VLS_Inline | 2.5 | 2.5 | 2.5 | 4 | BranchMin_2.5BranchMax_4 | 2.5 | 3 | 8 | HeaderMin_3HeaderMax_8 | 5
1198 | 58 | 25953-4P-7.5HP VLSC | VLSC_25953_4P_7.5HP | 284.3868 | 284.3868 | 1137.547 | 4 | 1 | 5 | G | VLS_Inline | 2.5 | 2.5 | 2.5 | 4 | BranchMin_2.5BranchMax_4 | 2.5 | 3 | 8 | HeaderMin_3HeaderMax_8 | 6
1198 | 58 | 25953-4P-7.5HP VLSC | VLSC_25953_4P_7.5HP | 284.3868 | 284.3868 | 1137.547 | 4 | 1 | 5 | G | VLS_Inline | 2.5 | 2.5 | 2.5 | 4 | BranchMin_2.5BranchMax_4 | 2.5 | 3 | 8 | HeaderMin_3HeaderMax_8 | 8
1198 | 58 | 25953-4P-7.5HP VLSC | VLSC_25953_4P_7.5HP | 284.3868 | 284.3868 | 1137.547 | 4 | 1 | 5 | G | VLS_Inline | 2.5 | 2.5 | 2.5 | 4 | BranchMin_2.5BranchMax_4 | 3 | 3 | 8 | HeaderMin_3HeaderMax_8 | 3 | INVALID
1198 | 58 | 25953-4P-7.5HP VLSC | VLSC_25953_4P_7.5HP | 284.3868 | 284.3868 | 1137.547 | 4 | 1 | 5 | G | VLS_Inline | 2.5 | 2.5 | 2.5 | 4 | BranchMin_2.5BranchMax_4 | 3 | 3 | 8 | HeaderMin_3HeaderMax_8 | 4
1198 | 58 | 25953-4P-7.5HP VLSC | VLSC_25953_4P_7.5HP | 284.3868 | 284.3868 | 1137.547 | 4 | 1 | 5 | G | VLS_Inline | 2.5 | 2.5 | 2.5 | 4 | BranchMin_2.5BranchMax_4 | 3 | 3 | 8 | HeaderMin_3HeaderMax_8 | 5
1198 | 58 | 25953-4P-7.5HP VLSC | VLSC_25953_4P_7.5HP | 284.3868 | 284.3868 | 1137.547 | 4 | 1 | 5 | G | VLS_Inline | 2.5 | 2.5 | 2.5 | 4 | BranchMin_2.5BranchMax_4 | 3 | 3 | 8 | HeaderMin_3HeaderMax_8 | 6
1198 | 58 | 25953-4P-7.5HP VLSC | VLSC_25953_4P_7.5HP | 284.3868 | 284.3868 | 1137.547 | 4 | 1 | 5 | G | VLS_Inline | 2.5 | 2.5 | 2.5 | 4 | BranchMin_2.5BranchMax_4 | 3 | 3 | 8 | HeaderMin_3HeaderMax_8 | 8
1198 | 58 | 25953-4P-7.5HP VLSC | VLSC_25953_4P_7.5HP | 284.3868 | 284.3868 | 1137.547 | 4 | 1 | 5 | G | VLS_Inline | 2.5 | 2.5 | 2.5 | 4 | BranchMin_2.5BranchMax_4 | 4 | 3 | 8 | HeaderMin_3HeaderMax_8 | 3 | INVALID
1198 | 58 | 25953-4P-7.5HP VLSC | VLSC_25953_4P_7.5HP | 284.3868 | 284.3868 | 1137.547 | 4 | 1 | 5 | G | VLS_Inline | 2.5 | 2.5 | 2.5 | 4 | BranchMin_2.5BranchMax_4 | 4 | 3 | 8 | HeaderMin_3HeaderMax_8 | 4 | INVALID
1198 | 58 | 25953-4P-7.5HP VLSC | VLSC_25953_4P_7.5HP | 284.3868 | 284.3868 | 1137.547 | 4 | 1 | 5 | G | VLS_Inline | 2.5 | 2.5 | 2.5 | 4 | BranchMin_2.5BranchMax_4 | 4 | 3 | 8 | HeaderMin_3HeaderMax_8 | 5
1198 | 58 | 25953-4P-7.5HP VLSC | VLSC_25953_4P_7.5HP | 284.3868 | 284.3868 | 1137.547 | 4 | 1 | 5 | G | VLS_Inline | 2.5 | 2.5 | 2.5 | 4 | BranchMin_2.5BranchMax_4 | 4 | 3 | 8 | HeaderMin_3HeaderMax_8 | 6
1198 | 58 | 25953-4P-7.5HP VLSC | VLSC_25953_4P_7.5HP | 284.3868 | 284.3868 | 1137.547 | 4 | 1 | 5 | G | VLS_Inline | 2.5 | 2.5 | 2.5 | 4 | BranchMin_2.5BranchMax_4 | 4 | 3 | 8 | HeaderMin_3HeaderMax_8 | 8
1199 | 59 | 25121-4P-7.5HP VLSC | VLSC_25121_4P_7.5HP | 260.585 | 260.585 | 1042.34 | 4 | 1 | 5 | G | VLS_Inline | 2.5 | 2.5 | 2.5 | 4 | BranchMin_2.5BranchMax_4 | 2.5 | 3 | 8 | HeaderMin_3HeaderMax_8 | 3
1199 | 59 | 25121-4P-7.5HP VLSC | VLSC_25121_4P_7.5HP | 260.585 | 260.585 | 1042.34 | 4 | 1 | 5 | G | VLS_Inline | 2.5 | 2.5 | 2.5 | 4 | BranchMin_2.5BranchMax_4 | 2.5 | 3 | 8 | HeaderMin_3HeaderMax_8 | 4
1199 | 59 | 25121-4P-7.5HP VLSC | VLSC_25121_4P_7.5HP | 260.585 | 260.585 | 1042.34 | 4 | 1 | 5 | G | VLS_Inline | 2.5 | 2.5 | 2.5 | 4 | BranchMin_2.5BranchMax_4 | 2.5 | 3 | 8 | HeaderMin_3HeaderMax_8 | 5
1199 | 59 | 25121-4P-7.5HP VLSC | VLSC_25121_4P_7.5HP | 260.585 | 260.585 | 1042.34 | 4 | 1 | 5 | G | VLS_Inline | 2.5 | 2.5 | 2.5 | 4 | BranchMin_2.5BranchMax_4 | 2.5 | 3 | 8 | HeaderMin_3HeaderMax_8 | 6
1199 | 59 | 25121-4P-7.5HP VLSC | VLSC_25121_4P_7.5HP | 260.585 | 260.585 | 1042.34 | 4 | 1 | 5 | G | VLS_Inline | 2.5 | 2.5 | 2.5 | 4 | BranchMin_2.5BranchMax_4 | 2.5 | 3 | 8 | HeaderMin_3HeaderMax_8 | 8
1199 | 59 | 25121-4P-7.5HP VLSC | VLSC_25121_4P_7.5HP | 260.585 | 260.585 | 1042.34 | 4 | 1 | 5 | G | VLS_Inline | 2.5 | 2.5 | 2.5 | 4 | BranchMin_2.5BranchMax_4 | 3 | 3 | 8 | HeaderMin_3HeaderMax_8 | 3 | INVALID
1199 | 59 | 25121-4P-7.5HP VLSC | VLSC_25121_4P_7.5HP | 260.585 | 260.585 | 1042.34 | 4 | 1 | 5 | G | VLS_Inline | 2.5 | 2.5 | 2.5 | 4 | BranchMin_2.5BranchMax_4 | 3 | 3 | 8 | HeaderMin_3HeaderMax_8 | 4
1199 | 59 | 25121-4P-7.5HP VLSC | VLSC_25121_4P_7.5HP | 260.585 | 260.585 | 1042.34 | 4 | 1 | 5 | G | VLS_Inline | 2.5 | 2.5 | 2.5 | 4 | BranchMin_2.5BranchMax_4 | 3 | 3 | 8 | HeaderMin_3HeaderMax_8 | 5
1199 | 59 | 25121-4P-7.5HP VLSC | VLSC_25121_4P_7.5HP | 260.585 | 260.585 | 1042.34 | 4 | 1 | 5 | G | VLS_Inline | 2.5 | 2.5 | 2.5 | 4 | BranchMin_2.5BranchMax_4 | 3 | 3 | 8 | HeaderMin_3HeaderMax_8 | 6
1199 | 59 | 25121-4P-7.5HP VLSC | VLSC_25121_4P_7.5HP | 260.585 | 260.585 | 1042.34 | 4 | 1 | 5 | G | VLS_Inline | 2.5 | 2.5 | 2.5 | 4 | BranchMin_2.5BranchMax_4 | 3 | 3 | 8 | HeaderMin_3HeaderMax_8 | 8
1199 | 59 | 25121-4P-7.5HP VLSC | VLSC_25121_4P_7.5HP | 260.585 | 260.585 | 1042.34 | 4 | 1 | 5 | G | VLS_Inline | 2.5 | 2.5 | 2.5 | 4 | BranchMin_2.5BranchMax_4 | 4 | 3 | 8 | HeaderMin_3HeaderMax_8 | 3 | INVALID
1199 | 59 | 25121-4P-7.5HP VLSC | VLSC_25121_4P_7.5HP | 260.585 | 260.585 | 1042.34 | 4 | 1 | 5 | G | VLS_Inline | 2.5 | 2.5 | 2.5 | 4 | BranchMin_2.5BranchMax_4 | 4 | 3 | 8 | HeaderMin_3HeaderMax_8 | 4 | INVALID
1199 | 59 | 25121-4P-7.5HP VLSC | VLSC_25121_4P_7.5HP | 260.585 | 260.585 | 1042.34 | 4 | 1 | 5 | G | VLS_Inline | 2.5 | 2.5 | 2.5 | 4 | BranchMin_2.5BranchMax_4 | 4 | 3 | 8 | HeaderMin_3HeaderMax_8 | 5
1199 | 59 | 25121-4P-7.5HP VLSC | VLSC_25121_4P_7.5HP | 260.585 | 260.585 | 1042.34 | 4 | 1 | 5 | G | VLS_Inline | 2.5 | 2.5 | 2.5 | 4 | BranchMin_2.5BranchMax_4 | 4 | 3 | 8 | HeaderMin_3HeaderMax_8 | 6
1199 | 59 | 25121-4P-7.5HP VLSC | VLSC_25121_4P_7.5HP | 260.585 | 260.585 | 1042.34 | 4 | 1 | 5 | G | VLS_Inline | 2.5 | 2.5 | 2.5 | 4 | BranchMin_2.5BranchMax_4 | 4 | 3 | 8 | HeaderMin_3HeaderMax_8 | 8
1200 | 60 | 25121-4P-10HP VLSC | VLSC_25121_4P_10HP | 273.2839 | 273.2839 | 1093.1357 | 4 | 1 | 5 | G | VLS_Inline | 2.5 | 2.5 | 2.5 | 4 | BranchMin_2.5BranchMax_4 | 2.5 | 3 | 8 | HeaderMin_3HeaderMax_8 | 3
1200 | 60 | 25121-4P-10HP VLSC | VLSC_25121_4P_10HP | 273.2839 | 273.2839 | 1093.1357 | 4 | 1 | 5 | G | VLS_Inline | 2.5 | 2.5 | 2.5 | 4 | BranchMin_2.5BranchMax_4 | 2.5 | 3 | 8 | HeaderMin_3HeaderMax_8 | 4
1200 | 60 | 25121-4P-10HP VLSC | VLSC_25121_4P_10HP | 273.2839 | 273.2839 | 1093.1357 | 4 | 1 | 5 | G | VLS_Inline | 2.5 | 2.5 | 2.5 | 4 | BranchMin_2.5BranchMax_4 | 2.5 | 3 | 8 | HeaderMin_3HeaderMax_8 | 5
1200 | 60 | 25121-4P-10HP VLSC | VLSC_25121_4P_10HP | 273.2839 | 273.2839 | 1093.1357 | 4 | 1 | 5 | G | VLS_Inline | 2.5 | 2.5 | 2.5 | 4 | BranchMin_2.5BranchMax_4 | 2.5 | 3 | 8 | HeaderMin_3HeaderMax_8 | 6
1200 | 60 | 25121-4P-10HP VLSC | VLSC_25121_4P_10HP | 273.2839 | 273.2839 | 1093.1357 | 4 | 1 | 5 | G | VLS_Inline | 2.5 | 2.5 | 2.5 | 4 | BranchMin_2.5BranchMax_4 | 2.5 | 3 | 8 | HeaderMin_3HeaderMax_8 | 8
1200 | 60 | 25121-4P-10HP VLSC | VLSC_25121_4P_10HP | 273.2839 | 273.2839 | 1093.1357 | 4 | 1 | 5 | G | VLS_Inline | 2.5 | 2.5 | 2.5 | 4 | BranchMin_2.5BranchMax_4 | 3 | 3 | 8 | HeaderMin_3HeaderMax_8 | 3 | INVALID
1200 | 60 | 25121-4P-10HP VLSC | VLSC_25121_4P_10HP | 273.2839 | 273.2839 | 1093.1357 | 4 | 1 | 5 | G | VLS_Inline | 2.5 | 2.5 | 2.5 | 4 | BranchMin_2.5BranchMax_4 | 3 | 3 | 8 | HeaderMin_3HeaderMax_8 | 4
1200 | 60 | 25121-4P-10HP VLSC | VLSC_25121_4P_10HP | 273.2839 | 273.2839 | 1093.1357 | 4 | 1 | 5 | G | VLS_Inline | 2.5 | 2.5 | 2.5 | 4 | BranchMin_2.5BranchMax_4 | 3 | 3 | 8 | HeaderMin_3HeaderMax_8 | 5
1200 | 60 | 25121-4P-10HP VLSC | VLSC_25121_4P_10HP | 273.2839 | 273.2839 | 1093.1357 | 4 | 1 | 5 | G | VLS_Inline | 2.5 | 2.5 | 2.5 | 4 | BranchMin_2.5BranchMax_4 | 3 | 3 | 8 | HeaderMin_3HeaderMax_8 | 6
1200 | 60 | 25121-4P-10HP VLSC | VLSC_25121_4P_10HP | 273.2839 | 273.2839 | 1093.1357 | 4 | 1 | 5 | G | VLS_Inline | 2.5 | 2.5 | 2.5 | 4 | BranchMin_2.5BranchMax_4 | 3 | 3 | 8 | HeaderMin_3HeaderMax_8 | 8
1200 | 60 | 25121-4P-10HP VLSC | VLSC_25121_4P_10HP | 273.2839 | 273.2839 | 1093.1357 | 4 | 1 | 5 | G | VLS_Inline | 2.5 | 2.5 | 2.5 | 4 | BranchMin_2.5BranchMax_4 | 4 | 3 | 8 | HeaderMin_3HeaderMax_8 | 3 | INVALID
1200 | 60 | 25121-4P-10HP VLSC | VLSC_25121_4P_10HP | 273.2839 | 273.2839 | 1093.1357 | 4 | 1 | 5 | G | VLS_Inline | 2.5 | 2.5 | 2.5 | 4 | BranchMin_2.5BranchMax_4 | 4 | 3 | 8 | HeaderMin_3HeaderMax_8 | 4 | INVALID
1200 | 60 | 25121-4P-10HP VLSC | VLSC_25121_4P_10HP | 273.2839 | 273.2839 | 1093.1357 | 4 | 1 | 5 | G | VLS_Inline | 2.5 | 2.5 | 2.5 | 4 | BranchMin_2.5BranchMax_4 | 4 | 3 | 8 | HeaderMin_3HeaderMax_8 | 5
1200 | 60 | 25121-4P-10HP VLSC | VLSC_25121_4P_10HP | 273.2839 | 273.2839 | 1093.1357 | 4 | 1 | 5 | G | VLS_Inline | 2.5 | 2.5 | 2.5 | 4 | BranchMin_2.5BranchMax_4 | 4 | 3 | 8 | HeaderMin_3HeaderMax_8 | 6
1200 | 60 | 25121-4P-10HP VLSC | VLSC_25121_4P_10HP | 273.2839 | 273.2839 | 1093.1357 | 4 | 1 | 5 | G | VLS_Inline | 2.5 | 2.5 | 2.5 | 4 | BranchMin_2.5BranchMax_4 | 4 | 3 | 8 | HeaderMin_3HeaderMax_8 | 8
1201 | 61 | 25121-4P-15HP VLSC | VLSC_25121_4P_15HP | 330.9972 | 330.9972 | 1323.9889 | 4 | 1 | 5 | G | VLS_Inline | 2.5 | 2.5 | 2.5 | 4 | BranchMin_2.5BranchMax_4 | 2.5 | 3 | 8 | HeaderMin_3HeaderMax_8 | 3
1201 | 61 | 25121-4P-15HP VLSC | VLSC_25121_4P_15HP | 330.9972 | 330.9972 | 1323.9889 | 4 | 1 | 5 | G | VLS_Inline | 2.5 | 2.5 | 2.5 | 4 | BranchMin_2.5BranchMax_4 | 2.5 | 3 | 8 | HeaderMin_3HeaderMax_8 | 4
1201 | 61 | 25121-4P-15HP VLSC | VLSC_25121_4P_15HP | 330.9972 | 330.9972 | 1323.9889 | 4 | 1 | 5 | G | VLS_Inline | 2.5 | 2.5 | 2.5 | 4 | BranchMin_2.5BranchMax_4 | 2.5 | 3 | 8 | HeaderMin_3HeaderMax_8 | 5
1201 | 61 | 25121-4P-15HP VLSC | VLSC_25121_4P_15HP | 330.9972 | 330.9972 | 1323.9889 | 4 | 1 | 5 | G | VLS_Inline | 2.5 | 2.5 | 2.5 | 4 | BranchMin_2.5BranchMax_4 | 2.5 | 3 | 8 | HeaderMin_3HeaderMax_8 | 6
1201 | 61 | 25121-4P-15HP VLSC | VLSC_25121_4P_15HP | 330.9972 | 330.9972 | 1323.9889 | 4 | 1 | 5 | G | VLS_Inline | 2.5 | 2.5 | 2.5 | 4 | BranchMin_2.5BranchMax_4 | 2.5 | 3 | 8 | HeaderMin_3HeaderMax_8 | 8
1201 | 61 | 25121-4P-15HP VLSC | VLSC_25121_4P_15HP | 330.9972 | 330.9972 | 1323.9889 | 4 | 1 | 5 | G | VLS_Inline | 2.5 | 2.5 | 2.5 | 4 | BranchMin_2.5BranchMax_4 | 3 | 3 | 8 | HeaderMin_3HeaderMax_8 | 3 | INVALID
1201 | 61 | 25121-4P-15HP VLSC | VLSC_25121_4P_15HP | 330.9972 | 330.9972 | 1323.9889 | 4 | 1 | 5 | G | VLS_Inline | 2.5 | 2.5 | 2.5 | 4 | BranchMin_2.5BranchMax_4 | 3 | 3 | 8 | HeaderMin_3HeaderMax_8 | 4
1201 | 61 | 25121-4P-15HP VLSC | VLSC_25121_4P_15HP | 330.9972 | 330.9972 | 1323.9889 | 4 | 1 | 5 | G | VLS_Inline | 2.5 | 2.5 | 2.5 | 4 | BranchMin_2.5BranchMax_4 | 3 | 3 | 8 | HeaderMin_3HeaderMax_8 | 5
1201 | 61 | 25121-4P-15HP VLSC | VLSC_25121_4P_15HP | 330.9972 | 330.9972 | 1323.9889 | 4 | 1 | 5 | G | VLS_Inline | 2.5 | 2.5 | 2.5 | 4 | BranchMin_2.5BranchMax_4 | 3 | 3 | 8 | HeaderMin_3HeaderMax_8 | 6
1201 | 61 | 25121-4P-15HP VLSC | VLSC_25121_4P_15HP | 330.9972 | 330.9972 | 1323.9889 | 4 | 1 | 5 | G | VLS_Inline | 2.5 | 2.5 | 2.5 | 4 | BranchMin_2.5BranchMax_4 | 3 | 3 | 8 | HeaderMin_3HeaderMax_8 | 8
1201 | 61 | 25121-4P-15HP VLSC | VLSC_25121_4P_15HP | 330.9972 | 330.9972 | 1323.9889 | 4 | 1 | 5 | G | VLS_Inline | 2.5 | 2.5 | 2.5 | 4 | BranchMin_2.5BranchMax_4 | 4 | 3 | 8 | HeaderMin_3HeaderMax_8 | 3 | INVALID
1201 | 61 | 25121-4P-15HP VLSC | VLSC_25121_4P_15HP | 330.9972 | 330.9972 | 1323.9889 | 4 | 1 | 5 | G | VLS_Inline | 2.5 | 2.5 | 2.5 | 4 | BranchMin_2.5BranchMax_4 | 4 | 3 | 8 | HeaderMin_3HeaderMax_8 | 4 | INVALID
1201 | 61 | 25121-4P-15HP VLSC | VLSC_25121_4P_15HP | 330.9972 | 330.9972 | 1323.9889 | 4 | 1 | 5 | G | VLS_Inline | 2.5 | 2.5 | 2.5 | 4 | BranchMin_2.5BranchMax_4 | 4 | 3 | 8 | HeaderMin_3HeaderMax_8 | 5
1201 | 61 | 25121-4P-15HP VLSC | VLSC_25121_4P_15HP | 330.9972 | 330.9972 | 1323.9889 | 4 | 1 | 5 | G | VLS_Inline | 2.5 | 2.5 | 2.5 | 4 | BranchMin_2.5BranchMax_4 | 4 | 3 | 8 | HeaderMin_3HeaderMax_8 | 6
1201 | 61 | 25121-4P-15HP VLSC | VLSC_25121_4P_15HP | 330.9972 | 330.9972 | 1323.9889 | 4 | 1 | 5 | G | VLS_Inline | 2.5 | 2.5 | 2.5 | 4 | BranchMin_2.5BranchMax_4 | 4 | 3 | 8 | HeaderMin_3HeaderMax_8 | 8
1202 | 62 | 30707-2P-15HP VLSC | VLSC_30707_2P_15HP | 524.7552 | 524.7552 | 2099.021 | 4 | 1 | 5 | G | VLS_Inline | 3 | 3 | 3 | 5 | BranchMin_3BranchMax_5 | 3 | 4 | 10 | HeaderMin_4HeaderMax_10 | 4
1202 | 62 | 30707-2P-15HP VLSC | VLSC_30707_2P_15HP | 524.7552 | 524.7552 | 2099.021 | 4 | 1 | 5 | G | VLS_Inline | 3 | 3 | 3 | 5 | BranchMin_3BranchMax_5 | 3 | 4 | 10 | HeaderMin_4HeaderMax_10 | 5
1202 | 62 | 30707-2P-15HP VLSC | VLSC_30707_2P_15HP | 524.7552 | 524.7552 | 2099.021 | 4 | 1 | 5 | G | VLS_Inline | 3 | 3 | 3 | 5 | BranchMin_3BranchMax_5 | 3 | 4 | 10 | HeaderMin_4HeaderMax_10 | 6
1202 | 62 | 30707-2P-15HP VLSC | VLSC_30707_2P_15HP | 524.7552 | 524.7552 | 2099.021 | 4 | 1 | 5 | G | VLS_Inline | 3 | 3 | 3 | 5 | BranchMin_3BranchMax_5 | 3 | 4 | 10 | HeaderMin_4HeaderMax_10 | 8
1202 | 62 | 30707-2P-15HP VLSC | VLSC_30707_2P_15HP | 524.7552 | 524.7552 | 2099.021 | 4 | 1 | 5 | G | VLS_Inline | 3 | 3 | 3 | 5 | BranchMin_3BranchMax_5 | 3 | 4 | 10 | HeaderMin_4HeaderMax_10 | 10
1202 | 62 | 30707-2P-15HP VLSC | VLSC_30707_2P_15HP | 524.7552 | 524.7552 | 2099.021 | 4 | 1 | 5 | G | VLS_Inline | 3 | 3 | 3 | 5 | BranchMin_3BranchMax_5 | 4 | 4 | 10 | HeaderMin_4HeaderMax_10 | 4 | INVALID
1202 | 62 | 30707-2P-15HP VLSC | VLSC_30707_2P_15HP | 524.7552 | 524.7552 | 2099.021 | 4 | 1 | 5 | G | VLS_Inline | 3 | 3 | 3 | 5 | BranchMin_3BranchMax_5 | 4 | 4 | 10 | HeaderMin_4HeaderMax_10 | 5
1202 | 62 | 30707-2P-15HP VLSC | VLSC_30707_2P_15HP | 524.7552 | 524.7552 | 2099.021 | 4 | 1 | 5 | G | VLS_Inline | 3 | 3 | 3 | 5 | BranchMin_3BranchMax_5 | 4 | 4 | 10 | HeaderMin_4HeaderMax_10 | 6
1202 | 62 | 30707-2P-15HP VLSC | VLSC_30707_2P_15HP | 524.7552 | 524.7552 | 2099.021 | 4 | 1 | 5 | G | VLS_Inline | 3 | 3 | 3 | 5 | BranchMin_3BranchMax_5 | 4 | 4 | 10 | HeaderMin_4HeaderMax_10 | 8
1202 | 62 | 30707-2P-15HP VLSC | VLSC_30707_2P_15HP | 524.7552 | 524.7552 | 2099.021 | 4 | 1 | 5 | G | VLS_Inline | 3 | 3 | 3 | 5 | BranchMin_3BranchMax_5 | 4 | 4 | 10 | HeaderMin_4HeaderMax_10 | 10
1202 | 62 | 30707-2P-15HP VLSC | VLSC_30707_2P_15HP | 524.7552 | 524.7552 | 2099.021 | 4 | 1 | 5 | G | VLS_Inline | 3 | 3 | 3 | 5 | BranchMin_3BranchMax_5 | 5 | 4 | 10 | HeaderMin_4HeaderMax_10 | 4 | INVALID
1202 | 62 | 30707-2P-15HP VLSC | VLSC_30707_2P_15HP | 524.7552 | 524.7552 | 2099.021 | 4 | 1 | 5 | G | VLS_Inline | 3 | 3 | 3 | 5 | BranchMin_3BranchMax_5 | 5 | 4 | 10 | HeaderMin_4HeaderMax_10 | 5 | INVALID
1202 | 62 | 30707-2P-15HP VLSC | VLSC_30707_2P_15HP | 524.7552 | 524.7552 | 2099.021 | 4 | 1 | 5 | G | VLS_Inline | 3 | 3 | 3 | 5 | BranchMin_3BranchMax_5 | 5 | 4 | 10 | HeaderMin_4HeaderMax_10 | 6
1202 | 62 | 30707-2P-15HP VLSC | VLSC_30707_2P_15HP | 524.7552 | 524.7552 | 2099.021 | 4 | 1 | 5 | G | VLS_Inline | 3 | 3 | 3 | 5 | BranchMin_3BranchMax_5 | 5 | 4 | 10 | HeaderMin_4HeaderMax_10 | 8
1202 | 62 | 30707-2P-15HP VLSC | VLSC_30707_2P_15HP | 524.7552 | 524.7552 | 2099.021 | 4 | 1 | 5 | G | VLS_Inline | 3 | 3 | 3 | 5 | BranchMin_3BranchMax_5 | 5 | 4 | 10 | HeaderMin_4HeaderMax_10 | 10
1203 | 63 | 30707-2P-20HP VLSC | VLSC_30707_2P_20HP | 534.9404 | 534.9404 | 2139.7617 | 4 | 1 | 5 | G | VLS_Inline | 3 | 3 | 3 | 5 | BranchMin_3BranchMax_5 | 3 | 4 | 10 | HeaderMin_4HeaderMax_10 | 4
1203 | 63 | 30707-2P-20HP VLSC | VLSC_30707_2P_20HP | 534.9404 | 534.9404 | 2139.7617 | 4 | 1 | 5 | G | VLS_Inline | 3 | 3 | 3 | 5 | BranchMin_3BranchMax_5 | 3 | 4 | 10 | HeaderMin_4HeaderMax_10 | 5
1203 | 63 | 30707-2P-20HP VLSC | VLSC_30707_2P_20HP | 534.9404 | 534.9404 | 2139.7617 | 4 | 1 | 5 | G | VLS_Inline | 3 | 3 | 3 | 5 | BranchMin_3BranchMax_5 | 3 | 4 | 10 | HeaderMin_4HeaderMax_10 | 6
1203 | 63 | 30707-2P-20HP VLSC | VLSC_30707_2P_20HP | 534.9404 | 534.9404 | 2139.7617 | 4 | 1 | 5 | G | VLS_Inline | 3 | 3 | 3 | 5 | BranchMin_3BranchMax_5 | 3 | 4 | 10 | HeaderMin_4HeaderMax_10 | 8
1203 | 63 | 30707-2P-20HP VLSC | VLSC_30707_2P_20HP | 534.9404 | 534.9404 | 2139.7617 | 4 | 1 | 5 | G | VLS_Inline | 3 | 3 | 3 | 5 | BranchMin_3BranchMax_5 | 3 | 4 | 10 | HeaderMin_4HeaderMax_10 | 10
1203 | 63 | 30707-2P-20HP VLSC | VLSC_30707_2P_20HP | 534.9404 | 534.9404 | 2139.7617 | 4 | 1 | 5 | G | VLS_Inline | 3 | 3 | 3 | 5 | BranchMin_3BranchMax_5 | 4 | 4 | 10 | HeaderMin_4HeaderMax_10 | 4 | INVALID
1203 | 63 | 30707-2P-20HP VLSC | VLSC_30707_2P_20HP | 534.9404 | 534.9404 | 2139.7617 | 4 | 1 | 5 | G | VLS_Inline | 3 | 3 | 3 | 5 | BranchMin_3BranchMax_5 | 4 | 4 | 10 | HeaderMin_4HeaderMax_10 | 5
1203 | 63 | 30707-2P-20HP VLSC | VLSC_30707_2P_20HP | 534.9404 | 534.9404 | 2139.7617 | 4 | 1 | 5 | G | VLS_Inline | 3 | 3 | 3 | 5 | BranchMin_3BranchMax_5 | 4 | 4 | 10 | HeaderMin_4HeaderMax_10 | 6
1203 | 63 | 30707-2P-20HP VLSC | VLSC_30707_2P_20HP | 534.9404 | 534.9404 | 2139.7617 | 4 | 1 | 5 | G | VLS_Inline | 3 | 3 | 3 | 5 | BranchMin_3BranchMax_5 | 4 | 4 | 10 | HeaderMin_4HeaderMax_10 | 8
1203 | 63 | 30707-2P-20HP VLSC | VLSC_30707_2P_20HP | 534.9404 | 534.9404 | 2139.7617 | 4 | 1 | 5 | G | VLS_Inline | 3 | 3 | 3 | 5 | BranchMin_3BranchMax_5 | 4 | 4 | 10 | HeaderMin_4HeaderMax_10 | 10
1203 | 63 | 30707-2P-20HP VLSC | VLSC_30707_2P_20HP | 534.9404 | 534.9404 | 2139.7617 | 4 | 1 | 5 | G | VLS_Inline | 3 | 3 | 3 | 5 | BranchMin_3BranchMax_5 | 5 | 4 | 10 | HeaderMin_4HeaderMax_10 | 4 | INVALID
1203 | 63 | 30707-2P-20HP VLSC | VLSC_30707_2P_20HP | 534.9404 | 534.9404 | 2139.7617 | 4 | 1 | 5 | G | VLS_Inline | 3 | 3 | 3 | 5 | BranchMin_3BranchMax_5 | 5 | 4 | 10 | HeaderMin_4HeaderMax_10 | 5 | INVALID
1203 | 63 | 30707-2P-20HP VLSC | VLSC_30707_2P_20HP | 534.9404 | 534.9404 | 2139.7617 | 4 | 1 | 5 | G | VLS_Inline | 3 | 3 | 3 | 5 | BranchMin_3BranchMax_5 | 5 | 4 | 10 | HeaderMin_4HeaderMax_10 | 6
1203 | 63 | 30707-2P-20HP VLSC | VLSC_30707_2P_20HP | 534.9404 | 534.9404 | 2139.7617 | 4 | 1 | 5 | G | VLS_Inline | 3 | 3 | 3 | 5 | BranchMin_3BranchMax_5 | 5 | 4 | 10 | HeaderMin_4HeaderMax_10 | 8
1203 | 63 | 30707-2P-20HP VLSC | VLSC_30707_2P_20HP | 534.9404 | 534.9404 | 2139.7617 | 4 | 1 | 5 | G | VLS_Inline | 3 | 3 | 3 | 5 | BranchMin_3BranchMax_5 | 5 | 4 | 10 | HeaderMin_4HeaderMax_10 | 10
1204 | 64 | 30707-2P-25HP VLSC | VLSC_30707_2P_25HP | 573.9449 | 573.9449 | 2295.7795 | 4 | 1 | 5 | G | VLS_Inline | 3 | 3 | 3 | 5 | BranchMin_3BranchMax_5 | 3 | 4 | 10 | HeaderMin_4HeaderMax_10 | 4
1204 | 64 | 30707-2P-25HP VLSC | VLSC_30707_2P_25HP | 573.9449 | 573.9449 | 2295.7795 | 4 | 1 | 5 | G | VLS_Inline | 3 | 3 | 3 | 5 | BranchMin_3BranchMax_5 | 3 | 4 | 10 | HeaderMin_4HeaderMax_10 | 5
1204 | 64 | 30707-2P-25HP VLSC | VLSC_30707_2P_25HP | 573.9449 | 573.9449 | 2295.7795 | 4 | 1 | 5 | G | VLS_Inline | 3 | 3 | 3 | 5 | BranchMin_3BranchMax_5 | 3 | 4 | 10 | HeaderMin_4HeaderMax_10 | 6
1204 | 64 | 30707-2P-25HP VLSC | VLSC_30707_2P_25HP | 573.9449 | 573.9449 | 2295.7795 | 4 | 1 | 5 | G | VLS_Inline | 3 | 3 | 3 | 5 | BranchMin_3BranchMax_5 | 3 | 4 | 10 | HeaderMin_4HeaderMax_10 | 8
1204 | 64 | 30707-2P-25HP VLSC | VLSC_30707_2P_25HP | 573.9449 | 573.9449 | 2295.7795 | 4 | 1 | 5 | G | VLS_Inline | 3 | 3 | 3 | 5 | BranchMin_3BranchMax_5 | 3 | 4 | 10 | HeaderMin_4HeaderMax_10 | 10
1204 | 64 | 30707-2P-25HP VLSC | VLSC_30707_2P_25HP | 573.9449 | 573.9449 | 2295.7795 | 4 | 1 | 5 | G | VLS_Inline | 3 | 3 | 3 | 5 | BranchMin_3BranchMax_5 | 4 | 4 | 10 | HeaderMin_4HeaderMax_10 | 4 | INVALID
1204 | 64 | 30707-2P-25HP VLSC | VLSC_30707_2P_25HP | 573.9449 | 573.9449 | 2295.7795 | 4 | 1 | 5 | G | VLS_Inline | 3 | 3 | 3 | 5 | BranchMin_3BranchMax_5 | 4 | 4 | 10 | HeaderMin_4HeaderMax_10 | 5
1204 | 64 | 30707-2P-25HP VLSC | VLSC_30707_2P_25HP | 573.9449 | 573.9449 | 2295.7795 | 4 | 1 | 5 | G | VLS_Inline | 3 | 3 | 3 | 5 | BranchMin_3BranchMax_5 | 4 | 4 | 10 | HeaderMin_4HeaderMax_10 | 6
1204 | 64 | 30707-2P-25HP VLSC | VLSC_30707_2P_25HP | 573.9449 | 573.9449 | 2295.7795 | 4 | 1 | 5 | G | VLS_Inline | 3 | 3 | 3 | 5 | BranchMin_3BranchMax_5 | 4 | 4 | 10 | HeaderMin_4HeaderMax_10 | 8
1204 | 64 | 30707-2P-25HP VLSC | VLSC_30707_2P_25HP | 573.9449 | 573.9449 | 2295.7795 | 4 | 1 | 5 | G | VLS_Inline | 3 | 3 | 3 | 5 | BranchMin_3BranchMax_5 | 4 | 4 | 10 | HeaderMin_4HeaderMax_10 | 10
1204 | 64 | 30707-2P-25HP VLSC | VLSC_30707_2P_25HP | 573.9449 | 573.9449 | 2295.7795 | 4 | 1 | 5 | G | VLS_Inline | 3 | 3 | 3 | 5 | BranchMin_3BranchMax_5 | 5 | 4 | 10 | HeaderMin_4HeaderMax_10 | 4 | INVALID
1204 | 64 | 30707-2P-25HP VLSC | VLSC_30707_2P_25HP | 573.9449 | 573.9449 | 2295.7795 | 4 | 1 | 5 | G | VLS_Inline | 3 | 3 | 3 | 5 | BranchMin_3BranchMax_5 | 5 | 4 | 10 | HeaderMin_4HeaderMax_10 | 5 | INVALID
1204 | 64 | 30707-2P-25HP VLSC | VLSC_30707_2P_25HP | 573.9449 | 573.9449 | 2295.7795 | 4 | 1 | 5 | G | VLS_Inline | 3 | 3 | 3 | 5 | BranchMin_3BranchMax_5 | 5 | 4 | 10 | HeaderMin_4HeaderMax_10 | 6
1204 | 64 | 30707-2P-25HP VLSC | VLSC_30707_2P_25HP | 573.9449 | 573.9449 | 2295.7795 | 4 | 1 | 5 | G | VLS_Inline | 3 | 3 | 3 | 5 | BranchMin_3BranchMax_5 | 5 | 4 | 10 | HeaderMin_4HeaderMax_10 | 8
1204 | 64 | 30707-2P-25HP VLSC | VLSC_30707_2P_25HP | 573.9449 | 573.9449 | 2295.7795 | 4 | 1 | 5 | G | VLS_Inline | 3 | 3 | 3 | 5 | BranchMin_3BranchMax_5 | 5 | 4 | 10 | HeaderMin_4HeaderMax_10 | 10
1205 | 65 | 30707-2P-30HP VLSC | VLSC_30707_2P_30HP | 599.7227 | 599.7227 | 2398.8907 | 4 | 1 | 5 | G | VLS_Inline | 3 | 3 | 3 | 5 | BranchMin_3BranchMax_5 | 3 | 4 | 10 | HeaderMin_4HeaderMax_10 | 4
1205 | 65 | 30707-2P-30HP VLSC | VLSC_30707_2P_30HP | 599.7227 | 599.7227 | 2398.8907 | 4 | 1 | 5 | G | VLS_Inline | 3 | 3 | 3 | 5 | BranchMin_3BranchMax_5 | 3 | 4 | 10 | HeaderMin_4HeaderMax_10 | 5
1205 | 65 | 30707-2P-30HP VLSC | VLSC_30707_2P_30HP | 599.7227 | 599.7227 | 2398.8907 | 4 | 1 | 5 | G | VLS_Inline | 3 | 3 | 3 | 5 | BranchMin_3BranchMax_5 | 3 | 4 | 10 | HeaderMin_4HeaderMax_10 | 6
1205 | 65 | 30707-2P-30HP VLSC | VLSC_30707_2P_30HP | 599.7227 | 599.7227 | 2398.8907 | 4 | 1 | 5 | G | VLS_Inline | 3 | 3 | 3 | 5 | BranchMin_3BranchMax_5 | 3 | 4 | 10 | HeaderMin_4HeaderMax_10 | 8
1205 | 65 | 30707-2P-30HP VLSC | VLSC_30707_2P_30HP | 599.7227 | 599.7227 | 2398.8907 | 4 | 1 | 5 | G | VLS_Inline | 3 | 3 | 3 | 5 | BranchMin_3BranchMax_5 | 3 | 4 | 10 | HeaderMin_4HeaderMax_10 | 10
1205 | 65 | 30707-2P-30HP VLSC | VLSC_30707_2P_30HP | 599.7227 | 599.7227 | 2398.8907 | 4 | 1 | 5 | G | VLS_Inline | 3 | 3 | 3 | 5 | BranchMin_3BranchMax_5 | 4 | 4 | 10 | HeaderMin_4HeaderMax_10 | 4 | INVALID
1205 | 65 | 30707-2P-30HP VLSC | VLSC_30707_2P_30HP | 599.7227 | 599.7227 | 2398.8907 | 4 | 1 | 5 | G | VLS_Inline | 3 | 3 | 3 | 5 | BranchMin_3BranchMax_5 | 4 | 4 | 10 | HeaderMin_4HeaderMax_10 | 5
1205 | 65 | 30707-2P-30HP VLSC | VLSC_30707_2P_30HP | 599.7227 | 599.7227 | 2398.8907 | 4 | 1 | 5 | G | VLS_Inline | 3 | 3 | 3 | 5 | BranchMin_3BranchMax_5 | 4 | 4 | 10 | HeaderMin_4HeaderMax_10 | 6
1205 | 65 | 30707-2P-30HP VLSC | VLSC_30707_2P_30HP | 599.7227 | 599.7227 | 2398.8907 | 4 | 1 | 5 | G | VLS_Inline | 3 | 3 | 3 | 5 | BranchMin_3BranchMax_5 | 4 | 4 | 10 | HeaderMin_4HeaderMax_10 | 8
1205 | 65 | 30707-2P-30HP VLSC | VLSC_30707_2P_30HP | 599.7227 | 599.7227 | 2398.8907 | 4 | 1 | 5 | G | VLS_Inline | 3 | 3 | 3 | 5 | BranchMin_3BranchMax_5 | 4 | 4 | 10 | HeaderMin_4HeaderMax_10 | 10
1205 | 65 | 30707-2P-30HP VLSC | VLSC_30707_2P_30HP | 599.7227 | 599.7227 | 2398.8907 | 4 | 1 | 5 | G | VLS_Inline | 3 | 3 | 3 | 5 | BranchMin_3BranchMax_5 | 5 | 4 | 10 | HeaderMin_4HeaderMax_10 | 4 | INVALID
1205 | 65 | 30707-2P-30HP VLSC | VLSC_30707_2P_30HP | 599.7227 | 599.7227 | 2398.8907 | 4 | 1 | 5 | G | VLS_Inline | 3 | 3 | 3 | 5 | BranchMin_3BranchMax_5 | 5 | 4 | 10 | HeaderMin_4HeaderMax_10 | 5 | INVALID
1205 | 65 | 30707-2P-30HP VLSC | VLSC_30707_2P_30HP | 599.7227 | 599.7227 | 2398.8907 | 4 | 1 | 5 | G | VLS_Inline | 3 | 3 | 3 | 5 | BranchMin_3BranchMax_5 | 5 | 4 | 10 | HeaderMin_4HeaderMax_10 | 6
1205 | 65 | 30707-2P-30HP VLSC | VLSC_30707_2P_30HP | 599.7227 | 599.7227 | 2398.8907 | 4 | 1 | 5 | G | VLS_Inline | 3 | 3 | 3 | 5 | BranchMin_3BranchMax_5 | 5 | 4 | 10 | HeaderMin_4HeaderMax_10 | 8
1205 | 65 | 30707-2P-30HP VLSC | VLSC_30707_2P_30HP | 599.7227 | 599.7227 | 2398.8907 | 4 | 1 | 5 | G | VLS_Inline | 3 | 3 | 3 | 5 | BranchMin_3BranchMax_5 | 5 | 4 | 10 | HeaderMin_4HeaderMax_10 | 10
1206 | 66 | 30957-2P-30HP VLSC | VLSC_30957_2P_30HP | 512.3923 | 512.3923 | 2049.5692 | 4 | 1 | 5 | G | VLS_Inline | 3 | 3 | 3 | 5 | BranchMin_3BranchMax_5 | 3 | 4 | 10 | HeaderMin_4HeaderMax_10 | 4
1206 | 66 | 30957-2P-30HP VLSC | VLSC_30957_2P_30HP | 512.3923 | 512.3923 | 2049.5692 | 4 | 1 | 5 | G | VLS_Inline | 3 | 3 | 3 | 5 | BranchMin_3BranchMax_5 | 3 | 4 | 10 | HeaderMin_4HeaderMax_10 | 5
1206 | 66 | 30957-2P-30HP VLSC | VLSC_30957_2P_30HP | 512.3923 | 512.3923 | 2049.5692 | 4 | 1 | 5 | G | VLS_Inline | 3 | 3 | 3 | 5 | BranchMin_3BranchMax_5 | 3 | 4 | 10 | HeaderMin_4HeaderMax_10 | 6
1206 | 66 | 30957-2P-30HP VLSC | VLSC_30957_2P_30HP | 512.3923 | 512.3923 | 2049.5692 | 4 | 1 | 5 | G | VLS_Inline | 3 | 3 | 3 | 5 | BranchMin_3BranchMax_5 | 3 | 4 | 10 | HeaderMin_4HeaderMax_10 | 8
1206 | 66 | 30957-2P-30HP VLSC | VLSC_30957_2P_30HP | 512.3923 | 512.3923 | 2049.5692 | 4 | 1 | 5 | G | VLS_Inline | 3 | 3 | 3 | 5 | BranchMin_3BranchMax_5 | 3 | 4 | 10 | HeaderMin_4HeaderMax_10 | 10
1206 | 66 | 30957-2P-30HP VLSC | VLSC_30957_2P_30HP | 512.3923 | 512.3923 | 2049.5692 | 4 | 1 | 5 | G | VLS_Inline | 3 | 3 | 3 | 5 | BranchMin_3BranchMax_5 | 4 | 4 | 10 | HeaderMin_4HeaderMax_10 | 4 | INVALID
1206 | 66 | 30957-2P-30HP VLSC | VLSC_30957_2P_30HP | 512.3923 | 512.3923 | 2049.5692 | 4 | 1 | 5 | G | VLS_Inline | 3 | 3 | 3 | 5 | BranchMin_3BranchMax_5 | 4 | 4 | 10 | HeaderMin_4HeaderMax_10 | 5
1206 | 66 | 30957-2P-30HP VLSC | VLSC_30957_2P_30HP | 512.3923 | 512.3923 | 2049.5692 | 4 | 1 | 5 | G | VLS_Inline | 3 | 3 | 3 | 5 | BranchMin_3BranchMax_5 | 4 | 4 | 10 | HeaderMin_4HeaderMax_10 | 6
1206 | 66 | 30957-2P-30HP VLSC | VLSC_30957_2P_30HP | 512.3923 | 512.3923 | 2049.5692 | 4 | 1 | 5 | G | VLS_Inline | 3 | 3 | 3 | 5 | BranchMin_3BranchMax_5 | 4 | 4 | 10 | HeaderMin_4HeaderMax_10 | 8
1206 | 66 | 30957-2P-30HP VLSC | VLSC_30957_2P_30HP | 512.3923 | 512.3923 | 2049.5692 | 4 | 1 | 5 | G | VLS_Inline | 3 | 3 | 3 | 5 | BranchMin_3BranchMax_5 | 4 | 4 | 10 | HeaderMin_4HeaderMax_10 | 10
1206 | 66 | 30957-2P-30HP VLSC | VLSC_30957_2P_30HP | 512.3923 | 512.3923 | 2049.5692 | 4 | 1 | 5 | G | VLS_Inline | 3 | 3 | 3 | 5 | BranchMin_3BranchMax_5 | 5 | 4 | 10 | HeaderMin_4HeaderMax_10 | 4 | INVALID
1206 | 66 | 30957-2P-30HP VLSC | VLSC_30957_2P_30HP | 512.3923 | 512.3923 | 2049.5692 | 4 | 1 | 5 | G | VLS_Inline | 3 | 3 | 3 | 5 | BranchMin_3BranchMax_5 | 5 | 4 | 10 | HeaderMin_4HeaderMax_10 | 5 | INVALID
1206 | 66 | 30957-2P-30HP VLSC | VLSC_30957_2P_30HP | 512.3923 | 512.3923 | 2049.5692 | 4 | 1 | 5 | G | VLS_Inline | 3 | 3 | 3 | 5 | BranchMin_3BranchMax_5 | 5 | 4 | 10 | HeaderMin_4HeaderMax_10 | 6
1206 | 66 | 30957-2P-30HP VLSC | VLSC_30957_2P_30HP | 512.3923 | 512.3923 | 2049.5692 | 4 | 1 | 5 | G | VLS_Inline | 3 | 3 | 3 | 5 | BranchMin_3BranchMax_5 | 5 | 4 | 10 | HeaderMin_4HeaderMax_10 | 8
1206 | 66 | 30957-2P-30HP VLSC | VLSC_30957_2P_30HP | 512.3923 | 512.3923 | 2049.5692 | 4 | 1 | 5 | G | VLS_Inline | 3 | 3 | 3 | 5 | BranchMin_3BranchMax_5 | 5 | 4 | 10 | HeaderMin_4HeaderMax_10 | 10
1207 | 67 | 30957-2P-40HP VLSC | VLSC_30957_2P_40HP | 573.8168 | 573.8168 | 2295.2671 | 4 | 1 | 5 | G | VLS_Inline | 3 | 3 | 3 | 5 | BranchMin_3BranchMax_5 | 3 | 4 | 10 | HeaderMin_4HeaderMax_10 | 4
1207 | 67 | 30957-2P-40HP VLSC | VLSC_30957_2P_40HP | 573.8168 | 573.8168 | 2295.2671 | 4 | 1 | 5 | G | VLS_Inline | 3 | 3 | 3 | 5 | BranchMin_3BranchMax_5 | 3 | 4 | 10 | HeaderMin_4HeaderMax_10 | 5
1207 | 67 | 30957-2P-40HP VLSC | VLSC_30957_2P_40HP | 573.8168 | 573.8168 | 2295.2671 | 4 | 1 | 5 | G | VLS_Inline | 3 | 3 | 3 | 5 | BranchMin_3BranchMax_5 | 3 | 4 | 10 | HeaderMin_4HeaderMax_10 | 6
1207 | 67 | 30957-2P-40HP VLSC | VLSC_30957_2P_40HP | 573.8168 | 573.8168 | 2295.2671 | 4 | 1 | 5 | G | VLS_Inline | 3 | 3 | 3 | 5 | BranchMin_3BranchMax_5 | 3 | 4 | 10 | HeaderMin_4HeaderMax_10 | 8
1207 | 67 | 30957-2P-40HP VLSC | VLSC_30957_2P_40HP | 573.8168 | 573.8168 | 2295.2671 | 4 | 1 | 5 | G | VLS_Inline | 3 | 3 | 3 | 5 | BranchMin_3BranchMax_5 | 3 | 4 | 10 | HeaderMin_4HeaderMax_10 | 10
1207 | 67 | 30957-2P-40HP VLSC | VLSC_30957_2P_40HP | 573.8168 | 573.8168 | 2295.2671 | 4 | 1 | 5 | G | VLS_Inline | 3 | 3 | 3 | 5 | BranchMin_3BranchMax_5 | 4 | 4 | 10 | HeaderMin_4HeaderMax_10 | 4 | INVALID
1207 | 67 | 30957-2P-40HP VLSC | VLSC_30957_2P_40HP | 573.8168 | 573.8168 | 2295.2671 | 4 | 1 | 5 | G | VLS_Inline | 3 | 3 | 3 | 5 | BranchMin_3BranchMax_5 | 4 | 4 | 10 | HeaderMin_4HeaderMax_10 | 5
1207 | 67 | 30957-2P-40HP VLSC | VLSC_30957_2P_40HP | 573.8168 | 573.8168 | 2295.2671 | 4 | 1 | 5 | G | VLS_Inline | 3 | 3 | 3 | 5 | BranchMin_3BranchMax_5 | 4 | 4 | 10 | HeaderMin_4HeaderMax_10 | 6
1207 | 67 | 30957-2P-40HP VLSC | VLSC_30957_2P_40HP | 573.8168 | 573.8168 | 2295.2671 | 4 | 1 | 5 | G | VLS_Inline | 3 | 3 | 3 | 5 | BranchMin_3BranchMax_5 | 4 | 4 | 10 | HeaderMin_4HeaderMax_10 | 8
1207 | 67 | 30957-2P-40HP VLSC | VLSC_30957_2P_40HP | 573.8168 | 573.8168 | 2295.2671 | 4 | 1 | 5 | G | VLS_Inline | 3 | 3 | 3 | 5 | BranchMin_3BranchMax_5 | 4 | 4 | 10 | HeaderMin_4HeaderMax_10 | 10
1207 | 67 | 30957-2P-40HP VLSC | VLSC_30957_2P_40HP | 573.8168 | 573.8168 | 2295.2671 | 4 | 1 | 5 | G | VLS_Inline | 3 | 3 | 3 | 5 | BranchMin_3BranchMax_5 | 5 | 4 | 10 | HeaderMin_4HeaderMax_10 | 4 | INVALID
1207 | 67 | 30957-2P-40HP VLSC | VLSC_30957_2P_40HP | 573.8168 | 573.8168 | 2295.2671 | 4 | 1 | 5 | G | VLS_Inline | 3 | 3 | 3 | 5 | BranchMin_3BranchMax_5 | 5 | 4 | 10 | HeaderMin_4HeaderMax_10 | 5 | INVALID
1207 | 67 | 30957-2P-40HP VLSC | VLSC_30957_2P_40HP | 573.8168 | 573.8168 | 2295.2671 | 4 | 1 | 5 | G | VLS_Inline | 3 | 3 | 3 | 5 | BranchMin_3BranchMax_5 | 5 | 4 | 10 | HeaderMin_4HeaderMax_10 | 6
1207 | 67 | 30957-2P-40HP VLSC | VLSC_30957_2P_40HP | 573.8168 | 573.8168 | 2295.2671 | 4 | 1 | 5 | G | VLS_Inline | 3 | 3 | 3 | 5 | BranchMin_3BranchMax_5 | 5 | 4 | 10 | HeaderMin_4HeaderMax_10 | 8
1207 | 67 | 30957-2P-40HP VLSC | VLSC_30957_2P_40HP | 573.8168 | 573.8168 | 2295.2671 | 4 | 1 | 5 | G | VLS_Inline | 3 | 3 | 3 | 5 | BranchMin_3BranchMax_5 | 5 | 4 | 10 | HeaderMin_4HeaderMax_10 | 10
1208 | 68 | 30957-2P-50HP VLSC | VLSC_30957_2P_50HP | 630.1667 | 630.1667 | 2520.6667 | 4 | 1 | 5 | G | VLS_Inline | 3 | 3 | 3 | 5 | BranchMin_3BranchMax_5 | 3 | 4 | 12 | HeaderMin_4HeaderMax_12 | 4
1208 | 68 | 30957-2P-50HP VLSC | VLSC_30957_2P_50HP | 630.1667 | 630.1667 | 2520.6667 | 4 | 1 | 5 | G | VLS_Inline | 3 | 3 | 3 | 5 | BranchMin_3BranchMax_5 | 3 | 4 | 12 | HeaderMin_4HeaderMax_12 | 5
1208 | 68 | 30957-2P-50HP VLSC | VLSC_30957_2P_50HP | 630.1667 | 630.1667 | 2520.6667 | 4 | 1 | 5 | G | VLS_Inline | 3 | 3 | 3 | 5 | BranchMin_3BranchMax_5 | 3 | 4 | 12 | HeaderMin_4HeaderMax_12 | 6
1208 | 68 | 30957-2P-50HP VLSC | VLSC_30957_2P_50HP | 630.1667 | 630.1667 | 2520.6667 | 4 | 1 | 5 | G | VLS_Inline | 3 | 3 | 3 | 5 | BranchMin_3BranchMax_5 | 3 | 4 | 12 | HeaderMin_4HeaderMax_12 | 8
1208 | 68 | 30957-2P-50HP VLSC | VLSC_30957_2P_50HP | 630.1667 | 630.1667 | 2520.6667 | 4 | 1 | 5 | G | VLS_Inline | 3 | 3 | 3 | 5 | BranchMin_3BranchMax_5 | 3 | 4 | 12 | HeaderMin_4HeaderMax_12 | 10
1208 | 68 | 30957-2P-50HP VLSC | VLSC_30957_2P_50HP | 630.1667 | 630.1667 | 2520.6667 | 4 | 1 | 5 | G | VLS_Inline | 3 | 3 | 3 | 5 | BranchMin_3BranchMax_5 | 3 | 4 | 12 | HeaderMin_4HeaderMax_12 | 12
1208 | 68 | 30957-2P-50HP VLSC | VLSC_30957_2P_50HP | 630.1667 | 630.1667 | 2520.6667 | 4 | 1 | 5 | G | VLS_Inline | 3 | 3 | 3 | 5 | BranchMin_3BranchMax_5 | 4 | 4 | 12 | HeaderMin_4HeaderMax_12 | 4 | INVALID
1208 | 68 | 30957-2P-50HP VLSC | VLSC_30957_2P_50HP | 630.1667 | 630.1667 | 2520.6667 | 4 | 1 | 5 | G | VLS_Inline | 3 | 3 | 3 | 5 | BranchMin_3BranchMax_5 | 4 | 4 | 12 | HeaderMin_4HeaderMax_12 | 5
1208 | 68 | 30957-2P-50HP VLSC | VLSC_30957_2P_50HP | 630.1667 | 630.1667 | 2520.6667 | 4 | 1 | 5 | G | VLS_Inline | 3 | 3 | 3 | 5 | BranchMin_3BranchMax_5 | 4 | 4 | 12 | HeaderMin_4HeaderMax_12 | 6
1208 | 68 | 30957-2P-50HP VLSC | VLSC_30957_2P_50HP | 630.1667 | 630.1667 | 2520.6667 | 4 | 1 | 5 | G | VLS_Inline | 3 | 3 | 3 | 5 | BranchMin_3BranchMax_5 | 4 | 4 | 12 | HeaderMin_4HeaderMax_12 | 8
1208 | 68 | 30957-2P-50HP VLSC | VLSC_30957_2P_50HP | 630.1667 | 630.1667 | 2520.6667 | 4 | 1 | 5 | G | VLS_Inline | 3 | 3 | 3 | 5 | BranchMin_3BranchMax_5 | 4 | 4 | 12 | HeaderMin_4HeaderMax_12 | 10
1208 | 68 | 30957-2P-50HP VLSC | VLSC_30957_2P_50HP | 630.1667 | 630.1667 | 2520.6667 | 4 | 1 | 5 | G | VLS_Inline | 3 | 3 | 3 | 5 | BranchMin_3BranchMax_5 | 4 | 4 | 12 | HeaderMin_4HeaderMax_12 | 12
1208 | 68 | 30957-2P-50HP VLSC | VLSC_30957_2P_50HP | 630.1667 | 630.1667 | 2520.6667 | 4 | 1 | 5 | G | VLS_Inline | 3 | 3 | 3 | 5 | BranchMin_3BranchMax_5 | 5 | 4 | 12 | HeaderMin_4HeaderMax_12 | 4 | INVALID
1208 | 68 | 30957-2P-50HP VLSC | VLSC_30957_2P_50HP | 630.1667 | 630.1667 | 2520.6667 | 4 | 1 | 5 | G | VLS_Inline | 3 | 3 | 3 | 5 | BranchMin_3BranchMax_5 | 5 | 4 | 12 | HeaderMin_4HeaderMax_12 | 5 | INVALID
1208 | 68 | 30957-2P-50HP VLSC | VLSC_30957_2P_50HP | 630.1667 | 630.1667 | 2520.6667 | 4 | 1 | 5 | G | VLS_Inline | 3 | 3 | 3 | 5 | BranchMin_3BranchMax_5 | 5 | 4 | 12 | HeaderMin_4HeaderMax_12 | 6
1208 | 68 | 30957-2P-50HP VLSC | VLSC_30957_2P_50HP | 630.1667 | 630.1667 | 2520.6667 | 4 | 1 | 5 | G | VLS_Inline | 3 | 3 | 3 | 5 | BranchMin_3BranchMax_5 | 5 | 4 | 12 | HeaderMin_4HeaderMax_12 | 8
1208 | 68 | 30957-2P-50HP VLSC | VLSC_30957_2P_50HP | 630.1667 | 630.1667 | 2520.6667 | 4 | 1 | 5 | G | VLS_Inline | 3 | 3 | 3 | 5 | BranchMin_3BranchMax_5 | 5 | 4 | 12 | HeaderMin_4HeaderMax_12 | 10
1208 | 68 | 30957-2P-50HP VLSC | VLSC_30957_2P_50HP | 630.1667 | 630.1667 | 2520.6667 | 4 | 1 | 5 | G | VLS_Inline | 3 | 3 | 3 | 5 | BranchMin_3BranchMax_5 | 5 | 4 | 12 | HeaderMin_4HeaderMax_12 | 12
1209 | 69 | 30957-2P-60HP VLSC | VLSC_30957_2P_60HP | 681.695 | 681.695 | 2726.78 | 4 | 1 | 5 | G | VLS_Inline | 3 | 3 | 3 | 6 | BranchMin_3BranchMax_6 | 3 | 4 | 12 | HeaderMin_4HeaderMax_12 | 4
1209 | 69 | 30957-2P-60HP VLSC | VLSC_30957_2P_60HP | 681.695 | 681.695 | 2726.78 | 4 | 1 | 5 | G | VLS_Inline | 3 | 3 | 3 | 6 | BranchMin_3BranchMax_6 | 3 | 4 | 12 | HeaderMin_4HeaderMax_12 | 5
1209 | 69 | 30957-2P-60HP VLSC | VLSC_30957_2P_60HP | 681.695 | 681.695 | 2726.78 | 4 | 1 | 5 | G | VLS_Inline | 3 | 3 | 3 | 6 | BranchMin_3BranchMax_6 | 3 | 4 | 12 | HeaderMin_4HeaderMax_12 | 6
1209 | 69 | 30957-2P-60HP VLSC | VLSC_30957_2P_60HP | 681.695 | 681.695 | 2726.78 | 4 | 1 | 5 | G | VLS_Inline | 3 | 3 | 3 | 6 | BranchMin_3BranchMax_6 | 3 | 4 | 12 | HeaderMin_4HeaderMax_12 | 8
1209 | 69 | 30957-2P-60HP VLSC | VLSC_30957_2P_60HP | 681.695 | 681.695 | 2726.78 | 4 | 1 | 5 | G | VLS_Inline | 3 | 3 | 3 | 6 | BranchMin_3BranchMax_6 | 3 | 4 | 12 | HeaderMin_4HeaderMax_12 | 10
1209 | 69 | 30957-2P-60HP VLSC | VLSC_30957_2P_60HP | 681.695 | 681.695 | 2726.78 | 4 | 1 | 5 | G | VLS_Inline | 3 | 3 | 3 | 6 | BranchMin_3BranchMax_6 | 3 | 4 | 12 | HeaderMin_4HeaderMax_12 | 12
1209 | 69 | 30957-2P-60HP VLSC | VLSC_30957_2P_60HP | 681.695 | 681.695 | 2726.78 | 4 | 1 | 5 | G | VLS_Inline | 3 | 3 | 3 | 6 | BranchMin_3BranchMax_6 | 4 | 4 | 12 | HeaderMin_4HeaderMax_12 | 4 | INVALID
1209 | 69 | 30957-2P-60HP VLSC | VLSC_30957_2P_60HP | 681.695 | 681.695 | 2726.78 | 4 | 1 | 5 | G | VLS_Inline | 3 | 3 | 3 | 6 | BranchMin_3BranchMax_6 | 4 | 4 | 12 | HeaderMin_4HeaderMax_12 | 5
1209 | 69 | 30957-2P-60HP VLSC | VLSC_30957_2P_60HP | 681.695 | 681.695 | 2726.78 | 4 | 1 | 5 | G | VLS_Inline | 3 | 3 | 3 | 6 | BranchMin_3BranchMax_6 | 4 | 4 | 12 | HeaderMin_4HeaderMax_12 | 6
1209 | 69 | 30957-2P-60HP VLSC | VLSC_30957_2P_60HP | 681.695 | 681.695 | 2726.78 | 4 | 1 | 5 | G | VLS_Inline | 3 | 3 | 3 | 6 | BranchMin_3BranchMax_6 | 4 | 4 | 12 | HeaderMin_4HeaderMax_12 | 8
1209 | 69 | 30957-2P-60HP VLSC | VLSC_30957_2P_60HP | 681.695 | 681.695 | 2726.78 | 4 | 1 | 5 | G | VLS_Inline | 3 | 3 | 3 | 6 | BranchMin_3BranchMax_6 | 4 | 4 | 12 | HeaderMin_4HeaderMax_12 | 10
1209 | 69 | 30957-2P-60HP VLSC | VLSC_30957_2P_60HP | 681.695 | 681.695 | 2726.78 | 4 | 1 | 5 | G | VLS_Inline | 3 | 3 | 3 | 6 | BranchMin_3BranchMax_6 | 4 | 4 | 12 | HeaderMin_4HeaderMax_12 | 12
1209 | 69 | 30957-2P-60HP VLSC | VLSC_30957_2P_60HP | 681.695 | 681.695 | 2726.78 | 4 | 1 | 5 | G | VLS_Inline | 3 | 3 | 3 | 6 | BranchMin_3BranchMax_6 | 5 | 4 | 12 | HeaderMin_4HeaderMax_12 | 4 | INVALID
1209 | 69 | 30957-2P-60HP VLSC | VLSC_30957_2P_60HP | 681.695 | 681.695 | 2726.78 | 4 | 1 | 5 | G | VLS_Inline | 3 | 3 | 3 | 6 | BranchMin_3BranchMax_6 | 5 | 4 | 12 | HeaderMin_4HeaderMax_12 | 5 | INVALID
1209 | 69 | 30957-2P-60HP VLSC | VLSC_30957_2P_60HP | 681.695 | 681.695 | 2726.78 | 4 | 1 | 5 | G | VLS_Inline | 3 | 3 | 3 | 6 | BranchMin_3BranchMax_6 | 5 | 4 | 12 | HeaderMin_4HeaderMax_12 | 6
1209 | 69 | 30957-2P-60HP VLSC | VLSC_30957_2P_60HP | 681.695 | 681.695 | 2726.78 | 4 | 1 | 5 | G | VLS_Inline | 3 | 3 | 3 | 6 | BranchMin_3BranchMax_6 | 5 | 4 | 12 | HeaderMin_4HeaderMax_12 | 8
1209 | 69 | 30957-2P-60HP VLSC | VLSC_30957_2P_60HP | 681.695 | 681.695 | 2726.78 | 4 | 1 | 5 | G | VLS_Inline | 3 | 3 | 3 | 6 | BranchMin_3BranchMax_6 | 5 | 4 | 12 | HeaderMin_4HeaderMax_12 | 10
1209 | 69 | 30957-2P-60HP VLSC | VLSC_30957_2P_60HP | 681.695 | 681.695 | 2726.78 | 4 | 1 | 5 | G | VLS_Inline | 3 | 3 | 3 | 6 | BranchMin_3BranchMax_6 | 5 | 4 | 12 | HeaderMin_4HeaderMax_12 | 12
1209 | 69 | 30957-2P-60HP VLSC | VLSC_30957_2P_60HP | 681.695 | 681.695 | 2726.78 | 4 | 1 | 5 | G | VLS_Inline | 3 | 3 | 3 | 6 | BranchMin_3BranchMax_6 | 6 | 4 | 12 | HeaderMin_4HeaderMax_12 | 4 | INVALID
1209 | 69 | 30957-2P-60HP VLSC | VLSC_30957_2P_60HP | 681.695 | 681.695 | 2726.78 | 4 | 1 | 5 | G | VLS_Inline | 3 | 3 | 3 | 6 | BranchMin_3BranchMax_6 | 6 | 4 | 12 | HeaderMin_4HeaderMax_12 | 5 | INVALID
1209 | 69 | 30957-2P-60HP VLSC | VLSC_30957_2P_60HP | 681.695 | 681.695 | 2726.78 | 4 | 1 | 5 | G | VLS_Inline | 3 | 3 | 3 | 6 | BranchMin_3BranchMax_6 | 6 | 4 | 12 | HeaderMin_4HeaderMax_12 | 6 | INVALID
1209 | 69 | 30957-2P-60HP VLSC | VLSC_30957_2P_60HP | 681.695 | 681.695 | 2726.78 | 4 | 1 | 5 | G | VLS_Inline | 3 | 3 | 3 | 6 | BranchMin_3BranchMax_6 | 6 | 4 | 12 | HeaderMin_4HeaderMax_12 | 8
1209 | 69 | 30957-2P-60HP VLSC | VLSC_30957_2P_60HP | 681.695 | 681.695 | 2726.78 | 4 | 1 | 5 | G | VLS_Inline | 3 | 3 | 3 | 6 | BranchMin_3BranchMax_6 | 6 | 4 | 12 | HeaderMin_4HeaderMax_12 | 10
1209 | 69 | 30957-2P-60HP VLSC | VLSC_30957_2P_60HP | 681.695 | 681.695 | 2726.78 | 4 | 1 | 5 | G | VLS_Inline | 3 | 3 | 3 | 6 | BranchMin_3BranchMax_6 | 6 | 4 | 12 | HeaderMin_4HeaderMax_12 | 12
1210 | 70 | 30707-4P-3HP VLSC | VLSC_30707_4P_3HP | 242.0702 | 242.0702 | 968.2806 | 4 | 1 | 5 | G | VLS_Inline | 3 | 3 | 3 | 4 | BranchMin_3BranchMax_4 | 3 | 4 | 8 | HeaderMin_4HeaderMax_8 | 4
1210 | 70 | 30707-4P-3HP VLSC | VLSC_30707_4P_3HP | 242.0702 | 242.0702 | 968.2806 | 4 | 1 | 5 | G | VLS_Inline | 3 | 3 | 3 | 4 | BranchMin_3BranchMax_4 | 3 | 4 | 8 | HeaderMin_4HeaderMax_8 | 5
1210 | 70 | 30707-4P-3HP VLSC | VLSC_30707_4P_3HP | 242.0702 | 242.0702 | 968.2806 | 4 | 1 | 5 | G | VLS_Inline | 3 | 3 | 3 | 4 | BranchMin_3BranchMax_4 | 3 | 4 | 8 | HeaderMin_4HeaderMax_8 | 6
1210 | 70 | 30707-4P-3HP VLSC | VLSC_30707_4P_3HP | 242.0702 | 242.0702 | 968.2806 | 4 | 1 | 5 | G | VLS_Inline | 3 | 3 | 3 | 4 | BranchMin_3BranchMax_4 | 3 | 4 | 8 | HeaderMin_4HeaderMax_8 | 8
1210 | 70 | 30707-4P-3HP VLSC | VLSC_30707_4P_3HP | 242.0702 | 242.0702 | 968.2806 | 4 | 1 | 5 | G | VLS_Inline | 3 | 3 | 3 | 4 | BranchMin_3BranchMax_4 | 4 | 4 | 8 | HeaderMin_4HeaderMax_8 | 4 | INVALID
1210 | 70 | 30707-4P-3HP VLSC | VLSC_30707_4P_3HP | 242.0702 | 242.0702 | 968.2806 | 4 | 1 | 5 | G | VLS_Inline | 3 | 3 | 3 | 4 | BranchMin_3BranchMax_4 | 4 | 4 | 8 | HeaderMin_4HeaderMax_8 | 5
1210 | 70 | 30707-4P-3HP VLSC | VLSC_30707_4P_3HP | 242.0702 | 242.0702 | 968.2806 | 4 | 1 | 5 | G | VLS_Inline | 3 | 3 | 3 | 4 | BranchMin_3BranchMax_4 | 4 | 4 | 8 | HeaderMin_4HeaderMax_8 | 6
1210 | 70 | 30707-4P-3HP VLSC | VLSC_30707_4P_3HP | 242.0702 | 242.0702 | 968.2806 | 4 | 1 | 5 | G | VLS_Inline | 3 | 3 | 3 | 4 | BranchMin_3BranchMax_4 | 4 | 4 | 8 | HeaderMin_4HeaderMax_8 | 8
1211 | 71 | 30707-4P-5HP VLSC | VLSC_30707_4P_5HP | 291.6367 | 291.6367 | 1166.5466 | 4 | 1 | 5 | G | VLS_Inline | 3 | 3 | 3 | 4 | BranchMin_3BranchMax_4 | 3 | 4 | 8 | HeaderMin_4HeaderMax_8 | 4
1211 | 71 | 30707-4P-5HP VLSC | VLSC_30707_4P_5HP | 291.6367 | 291.6367 | 1166.5466 | 4 | 1 | 5 | G | VLS_Inline | 3 | 3 | 3 | 4 | BranchMin_3BranchMax_4 | 3 | 4 | 8 | HeaderMin_4HeaderMax_8 | 5
1211 | 71 | 30707-4P-5HP VLSC | VLSC_30707_4P_5HP | 291.6367 | 291.6367 | 1166.5466 | 4 | 1 | 5 | G | VLS_Inline | 3 | 3 | 3 | 4 | BranchMin_3BranchMax_4 | 3 | 4 | 8 | HeaderMin_4HeaderMax_8 | 6
1211 | 71 | 30707-4P-5HP VLSC | VLSC_30707_4P_5HP | 291.6367 | 291.6367 | 1166.5466 | 4 | 1 | 5 | G | VLS_Inline | 3 | 3 | 3 | 4 | BranchMin_3BranchMax_4 | 3 | 4 | 8 | HeaderMin_4HeaderMax_8 | 8
1211 | 71 | 30707-4P-5HP VLSC | VLSC_30707_4P_5HP | 291.6367 | 291.6367 | 1166.5466 | 4 | 1 | 5 | G | VLS_Inline | 3 | 3 | 3 | 4 | BranchMin_3BranchMax_4 | 4 | 4 | 8 | HeaderMin_4HeaderMax_8 | 4 | INVALID
1211 | 71 | 30707-4P-5HP VLSC | VLSC_30707_4P_5HP | 291.6367 | 291.6367 | 1166.5466 | 4 | 1 | 5 | G | VLS_Inline | 3 | 3 | 3 | 4 | BranchMin_3BranchMax_4 | 4 | 4 | 8 | HeaderMin_4HeaderMax_8 | 5
1211 | 71 | 30707-4P-5HP VLSC | VLSC_30707_4P_5HP | 291.6367 | 291.6367 | 1166.5466 | 4 | 1 | 5 | G | VLS_Inline | 3 | 3 | 3 | 4 | BranchMin_3BranchMax_4 | 4 | 4 | 8 | HeaderMin_4HeaderMax_8 | 6
1211 | 71 | 30707-4P-5HP VLSC | VLSC_30707_4P_5HP | 291.6367 | 291.6367 | 1166.5466 | 4 | 1 | 5 | G | VLS_Inline | 3 | 3 | 3 | 4 | BranchMin_3BranchMax_4 | 4 | 4 | 8 | HeaderMin_4HeaderMax_8 | 8
1212 | 72 | 30957-4P-5HP VLSC | VLSC_30957_4P_5HP | 290.4936 | 290.4936 | 1161.9746 | 4 | 1 | 5 | G | VLS_Inline | 3 | 3 | 3 | 4 | BranchMin_3BranchMax_4 | 3 | 4 | 8 | HeaderMin_4HeaderMax_8 | 4
1212 | 72 | 30957-4P-5HP VLSC | VLSC_30957_4P_5HP | 290.4936 | 290.4936 | 1161.9746 | 4 | 1 | 5 | G | VLS_Inline | 3 | 3 | 3 | 4 | BranchMin_3BranchMax_4 | 3 | 4 | 8 | HeaderMin_4HeaderMax_8 | 5
1212 | 72 | 30957-4P-5HP VLSC | VLSC_30957_4P_5HP | 290.4936 | 290.4936 | 1161.9746 | 4 | 1 | 5 | G | VLS_Inline | 3 | 3 | 3 | 4 | BranchMin_3BranchMax_4 | 3 | 4 | 8 | HeaderMin_4HeaderMax_8 | 6
1212 | 72 | 30957-4P-5HP VLSC | VLSC_30957_4P_5HP | 290.4936 | 290.4936 | 1161.9746 | 4 | 1 | 5 | G | VLS_Inline | 3 | 3 | 3 | 4 | BranchMin_3BranchMax_4 | 3 | 4 | 8 | HeaderMin_4HeaderMax_8 | 8
1212 | 72 | 30957-4P-5HP VLSC | VLSC_30957_4P_5HP | 290.4936 | 290.4936 | 1161.9746 | 4 | 1 | 5 | G | VLS_Inline | 3 | 3 | 3 | 4 | BranchMin_3BranchMax_4 | 4 | 4 | 8 | HeaderMin_4HeaderMax_8 | 4 | INVALID
1212 | 72 | 30957-4P-5HP VLSC | VLSC_30957_4P_5HP | 290.4936 | 290.4936 | 1161.9746 | 4 | 1 | 5 | G | VLS_Inline | 3 | 3 | 3 | 4 | BranchMin_3BranchMax_4 | 4 | 4 | 8 | HeaderMin_4HeaderMax_8 | 5
1212 | 72 | 30957-4P-5HP VLSC | VLSC_30957_4P_5HP | 290.4936 | 290.4936 | 1161.9746 | 4 | 1 | 5 | G | VLS_Inline | 3 | 3 | 3 | 4 | BranchMin_3BranchMax_4 | 4 | 4 | 8 | HeaderMin_4HeaderMax_8 | 6
1212 | 72 | 30957-4P-5HP VLSC | VLSC_30957_4P_5HP | 290.4936 | 290.4936 | 1161.9746 | 4 | 1 | 5 | G | VLS_Inline | 3 | 3 | 3 | 4 | BranchMin_3BranchMax_4 | 4 | 4 | 8 | HeaderMin_4HeaderMax_8 | 8
1213 | 73 | 30957-4P-7.5HP VLSC | VLSC_30957_4P_7.5HP | 350.6693 | 350.6693 | 1402.6774 | 4 | 1 | 5 | G | VLS_Inline | 3 | 3 | 3 | 4 | BranchMin_3BranchMax_4 | 3 | 4 | 8 | HeaderMin_4HeaderMax_8 | 4
1213 | 73 | 30957-4P-7.5HP VLSC | VLSC_30957_4P_7.5HP | 350.6693 | 350.6693 | 1402.6774 | 4 | 1 | 5 | G | VLS_Inline | 3 | 3 | 3 | 4 | BranchMin_3BranchMax_4 | 3 | 4 | 8 | HeaderMin_4HeaderMax_8 | 5
1213 | 73 | 30957-4P-7.5HP VLSC | VLSC_30957_4P_7.5HP | 350.6693 | 350.6693 | 1402.6774 | 4 | 1 | 5 | G | VLS_Inline | 3 | 3 | 3 | 4 | BranchMin_3BranchMax_4 | 3 | 4 | 8 | HeaderMin_4HeaderMax_8 | 6
1213 | 73 | 30957-4P-7.5HP VLSC | VLSC_30957_4P_7.5HP | 350.6693 | 350.6693 | 1402.6774 | 4 | 1 | 5 | G | VLS_Inline | 3 | 3 | 3 | 4 | BranchMin_3BranchMax_4 | 3 | 4 | 8 | HeaderMin_4HeaderMax_8 | 8
1213 | 73 | 30957-4P-7.5HP VLSC | VLSC_30957_4P_7.5HP | 350.6693 | 350.6693 | 1402.6774 | 4 | 1 | 5 | G | VLS_Inline | 3 | 3 | 3 | 4 | BranchMin_3BranchMax_4 | 4 | 4 | 8 | HeaderMin_4HeaderMax_8 | 4 | INVALID
1213 | 73 | 30957-4P-7.5HP VLSC | VLSC_30957_4P_7.5HP | 350.6693 | 350.6693 | 1402.6774 | 4 | 1 | 5 | G | VLS_Inline | 3 | 3 | 3 | 4 | BranchMin_3BranchMax_4 | 4 | 4 | 8 | HeaderMin_4HeaderMax_8 | 5
1213 | 73 | 30957-4P-7.5HP VLSC | VLSC_30957_4P_7.5HP | 350.6693 | 350.6693 | 1402.6774 | 4 | 1 | 5 | G | VLS_Inline | 3 | 3 | 3 | 4 | BranchMin_3BranchMax_4 | 4 | 4 | 8 | HeaderMin_4HeaderMax_8 | 6
1213 | 73 | 30957-4P-7.5HP VLSC | VLSC_30957_4P_7.5HP | 350.6693 | 350.6693 | 1402.6774 | 4 | 1 | 5 | G | VLS_Inline | 3 | 3 | 3 | 4 | BranchMin_3BranchMax_4 | 4 | 4 | 8 | HeaderMin_4HeaderMax_8 | 8
1214 | 74 | 30957-4P-10HP VLSC | VLSC_30957_4P_10HP | 375.4803 | 375.4803 | 1501.921 | 4 | 1 | 5 | G | VLS_Inline | 3 | 3 | 3 | 4 | BranchMin_3BranchMax_4 | 3 | 4 | 8 | HeaderMin_4HeaderMax_8 | 4
1214 | 74 | 30957-4P-10HP VLSC | VLSC_30957_4P_10HP | 375.4803 | 375.4803 | 1501.921 | 4 | 1 | 5 | G | VLS_Inline | 3 | 3 | 3 | 4 | BranchMin_3BranchMax_4 | 3 | 4 | 8 | HeaderMin_4HeaderMax_8 | 5
1214 | 74 | 30957-4P-10HP VLSC | VLSC_30957_4P_10HP | 375.4803 | 375.4803 | 1501.921 | 4 | 1 | 5 | G | VLS_Inline | 3 | 3 | 3 | 4 | BranchMin_3BranchMax_4 | 3 | 4 | 8 | HeaderMin_4HeaderMax_8 | 6
1214 | 74 | 30957-4P-10HP VLSC | VLSC_30957_4P_10HP | 375.4803 | 375.4803 | 1501.921 | 4 | 1 | 5 | G | VLS_Inline | 3 | 3 | 3 | 4 | BranchMin_3BranchMax_4 | 3 | 4 | 8 | HeaderMin_4HeaderMax_8 | 8
1214 | 74 | 30957-4P-10HP VLSC | VLSC_30957_4P_10HP | 375.4803 | 375.4803 | 1501.921 | 4 | 1 | 5 | G | VLS_Inline | 3 | 3 | 3 | 4 | BranchMin_3BranchMax_4 | 4 | 4 | 8 | HeaderMin_4HeaderMax_8 | 4 | INVALID
1214 | 74 | 30957-4P-10HP VLSC | VLSC_30957_4P_10HP | 375.4803 | 375.4803 | 1501.921 | 4 | 1 | 5 | G | VLS_Inline | 3 | 3 | 3 | 4 | BranchMin_3BranchMax_4 | 4 | 4 | 8 | HeaderMin_4HeaderMax_8 | 5
1214 | 74 | 30957-4P-10HP VLSC | VLSC_30957_4P_10HP | 375.4803 | 375.4803 | 1501.921 | 4 | 1 | 5 | G | VLS_Inline | 3 | 3 | 3 | 4 | BranchMin_3BranchMax_4 | 4 | 4 | 8 | HeaderMin_4HeaderMax_8 | 6
1214 | 74 | 30957-4P-10HP VLSC | VLSC_30957_4P_10HP | 375.4803 | 375.4803 | 1501.921 | 4 | 1 | 5 | G | VLS_Inline | 3 | 3 | 3 | 4 | BranchMin_3BranchMax_4 | 4 | 4 | 8 | HeaderMin_4HeaderMax_8 | 8
1215 | 75 | 30123-4P-7.5HP VLSC | RC2539-9.07 | 402.5638 | 402.5638 | 1610.2551 | 4 | 1 | 5 | G | VLS_Inline | 3 | 3 | 3 | 5 | BranchMin_3BranchMax_5 | 3 | 4 | 10 | HeaderMin_4HeaderMax_10 | 4
1215 | 75 | 30123-4P-7.5HP VLSC | RC2539-9.07 | 402.5638 | 402.5638 | 1610.2551 | 4 | 1 | 5 | G | VLS_Inline | 3 | 3 | 3 | 5 | BranchMin_3BranchMax_5 | 3 | 4 | 10 | HeaderMin_4HeaderMax_10 | 5
1215 | 75 | 30123-4P-7.5HP VLSC | RC2539-9.07 | 402.5638 | 402.5638 | 1610.2551 | 4 | 1 | 5 | G | VLS_Inline | 3 | 3 | 3 | 5 | BranchMin_3BranchMax_5 | 3 | 4 | 10 | HeaderMin_4HeaderMax_10 | 6
1215 | 75 | 30123-4P-7.5HP VLSC | RC2539-9.07 | 402.5638 | 402.5638 | 1610.2551 | 4 | 1 | 5 | G | VLS_Inline | 3 | 3 | 3 | 5 | BranchMin_3BranchMax_5 | 3 | 4 | 10 | HeaderMin_4HeaderMax_10 | 8
1215 | 75 | 30123-4P-7.5HP VLSC | RC2539-9.07 | 402.5638 | 402.5638 | 1610.2551 | 4 | 1 | 5 | G | VLS_Inline | 3 | 3 | 3 | 5 | BranchMin_3BranchMax_5 | 3 | 4 | 10 | HeaderMin_4HeaderMax_10 | 10
1215 | 75 | 30123-4P-7.5HP VLSC | RC2539-9.07 | 402.5638 | 402.5638 | 1610.2551 | 4 | 1 | 5 | G | VLS_Inline | 3 | 3 | 3 | 5 | BranchMin_3BranchMax_5 | 4 | 4 | 10 | HeaderMin_4HeaderMax_10 | 4 | INVALID
1215 | 75 | 30123-4P-7.5HP VLSC | RC2539-9.07 | 402.5638 | 402.5638 | 1610.2551 | 4 | 1 | 5 | G | VLS_Inline | 3 | 3 | 3 | 5 | BranchMin_3BranchMax_5 | 4 | 4 | 10 | HeaderMin_4HeaderMax_10 | 5
1215 | 75 | 30123-4P-7.5HP VLSC | RC2539-9.07 | 402.5638 | 402.5638 | 1610.2551 | 4 | 1 | 5 | G | VLS_Inline | 3 | 3 | 3 | 5 | BranchMin_3BranchMax_5 | 4 | 4 | 10 | HeaderMin_4HeaderMax_10 | 6
1215 | 75 | 30123-4P-7.5HP VLSC | RC2539-9.07 | 402.5638 | 402.5638 | 1610.2551 | 4 | 1 | 5 | G | VLS_Inline | 3 | 3 | 3 | 5 | BranchMin_3BranchMax_5 | 4 | 4 | 10 | HeaderMin_4HeaderMax_10 | 8
1215 | 75 | 30123-4P-7.5HP VLSC | RC2539-9.07 | 402.5638 | 402.5638 | 1610.2551 | 4 | 1 | 5 | G | VLS_Inline | 3 | 3 | 3 | 5 | BranchMin_3BranchMax_5 | 4 | 4 | 10 | HeaderMin_4HeaderMax_10 | 10
1215 | 75 | 30123-4P-7.5HP VLSC | RC2539-9.07 | 402.5638 | 402.5638 | 1610.2551 | 4 | 1 | 5 | G | VLS_Inline | 3 | 3 | 3 | 5 | BranchMin_3BranchMax_5 | 5 | 4 | 10 | HeaderMin_4HeaderMax_10 | 4 | INVALID
1215 | 75 | 30123-4P-7.5HP VLSC | RC2539-9.07 | 402.5638 | 402.5638 | 1610.2551 | 4 | 1 | 5 | G | VLS_Inline | 3 | 3 | 3 | 5 | BranchMin_3BranchMax_5 | 5 | 4 | 10 | HeaderMin_4HeaderMax_10 | 5 | INVALID
1215 | 75 | 30123-4P-7.5HP VLSC | RC2539-9.07 | 402.5638 | 402.5638 | 1610.2551 | 4 | 1 | 5 | G | VLS_Inline | 3 | 3 | 3 | 5 | BranchMin_3BranchMax_5 | 5 | 4 | 10 | HeaderMin_4HeaderMax_10 | 6
1215 | 75 | 30123-4P-7.5HP VLSC | RC2539-9.07 | 402.5638 | 402.5638 | 1610.2551 | 4 | 1 | 5 | G | VLS_Inline | 3 | 3 | 3 | 5 | BranchMin_3BranchMax_5 | 5 | 4 | 10 | HeaderMin_4HeaderMax_10 | 8
1215 | 75 | 30123-4P-7.5HP VLSC | RC2539-9.07 | 402.5638 | 402.5638 | 1610.2551 | 4 | 1 | 5 | G | VLS_Inline | 3 | 3 | 3 | 5 | BranchMin_3BranchMax_5 | 5 | 4 | 10 | HeaderMin_4HeaderMax_10 | 10
1216 | 76 | 30123-4P-10HP VLSC | RC2539-9.91 | 427.3855 | 427.3855 | 1709.542 | 4 | 1 | 5 | G | VLS_Inline | 3 | 3 | 3 | 5 | BranchMin_3BranchMax_5 | 3 | 4 | 10 | HeaderMin_4HeaderMax_10 | 4
1216 | 76 | 30123-4P-10HP VLSC | RC2539-9.91 | 427.3855 | 427.3855 | 1709.542 | 4 | 1 | 5 | G | VLS_Inline | 3 | 3 | 3 | 5 | BranchMin_3BranchMax_5 | 3 | 4 | 10 | HeaderMin_4HeaderMax_10 | 5
1216 | 76 | 30123-4P-10HP VLSC | RC2539-9.91 | 427.3855 | 427.3855 | 1709.542 | 4 | 1 | 5 | G | VLS_Inline | 3 | 3 | 3 | 5 | BranchMin_3BranchMax_5 | 3 | 4 | 10 | HeaderMin_4HeaderMax_10 | 6
1216 | 76 | 30123-4P-10HP VLSC | RC2539-9.91 | 427.3855 | 427.3855 | 1709.542 | 4 | 1 | 5 | G | VLS_Inline | 3 | 3 | 3 | 5 | BranchMin_3BranchMax_5 | 3 | 4 | 10 | HeaderMin_4HeaderMax_10 | 8
1216 | 76 | 30123-4P-10HP VLSC | RC2539-9.91 | 427.3855 | 427.3855 | 1709.542 | 4 | 1 | 5 | G | VLS_Inline | 3 | 3 | 3 | 5 | BranchMin_3BranchMax_5 | 3 | 4 | 10 | HeaderMin_4HeaderMax_10 | 10
1216 | 76 | 30123-4P-10HP VLSC | RC2539-9.91 | 427.3855 | 427.3855 | 1709.542 | 4 | 1 | 5 | G | VLS_Inline | 3 | 3 | 3 | 5 | BranchMin_3BranchMax_5 | 4 | 4 | 10 | HeaderMin_4HeaderMax_10 | 4 | INVALID
1216 | 76 | 30123-4P-10HP VLSC | RC2539-9.91 | 427.3855 | 427.3855 | 1709.542 | 4 | 1 | 5 | G | VLS_Inline | 3 | 3 | 3 | 5 | BranchMin_3BranchMax_5 | 4 | 4 | 10 | HeaderMin_4HeaderMax_10 | 5
1216 | 76 | 30123-4P-10HP VLSC | RC2539-9.91 | 427.3855 | 427.3855 | 1709.542 | 4 | 1 | 5 | G | VLS_Inline | 3 | 3 | 3 | 5 | BranchMin_3BranchMax_5 | 4 | 4 | 10 | HeaderMin_4HeaderMax_10 | 6
1216 | 76 | 30123-4P-10HP VLSC | RC2539-9.91 | 427.3855 | 427.3855 | 1709.542 | 4 | 1 | 5 | G | VLS_Inline | 3 | 3 | 3 | 5 | BranchMin_3BranchMax_5 | 4 | 4 | 10 | HeaderMin_4HeaderMax_10 | 8
1216 | 76 | 30123-4P-10HP VLSC | RC2539-9.91 | 427.3855 | 427.3855 | 1709.542 | 4 | 1 | 5 | G | VLS_Inline | 3 | 3 | 3 | 5 | BranchMin_3BranchMax_5 | 4 | 4 | 10 | HeaderMin_4HeaderMax_10 | 10
1216 | 76 | 30123-4P-10HP VLSC | RC2539-9.91 | 427.3855 | 427.3855 | 1709.542 | 4 | 1 | 5 | G | VLS_Inline | 3 | 3 | 3 | 5 | BranchMin_3BranchMax_5 | 5 | 4 | 10 | HeaderMin_4HeaderMax_10 | 4 | INVALID
1216 | 76 | 30123-4P-10HP VLSC | RC2539-9.91 | 427.3855 | 427.3855 | 1709.542 | 4 | 1 | 5 | G | VLS_Inline | 3 | 3 | 3 | 5 | BranchMin_3BranchMax_5 | 5 | 4 | 10 | HeaderMin_4HeaderMax_10 | 5 | INVALID
1216 | 76 | 30123-4P-10HP VLSC | RC2539-9.91 | 427.3855 | 427.3855 | 1709.542 | 4 | 1 | 5 | G | VLS_Inline | 3 | 3 | 3 | 5 | BranchMin_3BranchMax_5 | 5 | 4 | 10 | HeaderMin_4HeaderMax_10 | 6
1216 | 76 | 30123-4P-10HP VLSC | RC2539-9.91 | 427.3855 | 427.3855 | 1709.542 | 4 | 1 | 5 | G | VLS_Inline | 3 | 3 | 3 | 5 | BranchMin_3BranchMax_5 | 5 | 4 | 10 | HeaderMin_4HeaderMax_10 | 8
1216 | 76 | 30123-4P-10HP VLSC | RC2539-9.91 | 427.3855 | 427.3855 | 1709.542 | 4 | 1 | 5 | G | VLS_Inline | 3 | 3 | 3 | 5 | BranchMin_3BranchMax_5 | 5 | 4 | 10 | HeaderMin_4HeaderMax_10 | 10
1217 | 77 | 30123-4P-15HP VLSC | RC2539-11.12 | 430.0891 | 430.0891 | 1720.3565 | 4 | 1 | 5 | G | VLS_Inline | 3 | 3 | 3 | 5 | BranchMin_3BranchMax_5 | 3 | 4 | 10 | HeaderMin_4HeaderMax_10 | 4
1217 | 77 | 30123-4P-15HP VLSC | RC2539-11.12 | 430.0891 | 430.0891 | 1720.3565 | 4 | 1 | 5 | G | VLS_Inline | 3 | 3 | 3 | 5 | BranchMin_3BranchMax_5 | 3 | 4 | 10 | HeaderMin_4HeaderMax_10 | 5
1217 | 77 | 30123-4P-15HP VLSC | RC2539-11.12 | 430.0891 | 430.0891 | 1720.3565 | 4 | 1 | 5 | G | VLS_Inline | 3 | 3 | 3 | 5 | BranchMin_3BranchMax_5 | 3 | 4 | 10 | HeaderMin_4HeaderMax_10 | 6
1217 | 77 | 30123-4P-15HP VLSC | RC2539-11.12 | 430.0891 | 430.0891 | 1720.3565 | 4 | 1 | 5 | G | VLS_Inline | 3 | 3 | 3 | 5 | BranchMin_3BranchMax_5 | 3 | 4 | 10 | HeaderMin_4HeaderMax_10 | 8
1217 | 77 | 30123-4P-15HP VLSC | RC2539-11.12 | 430.0891 | 430.0891 | 1720.3565 | 4 | 1 | 5 | G | VLS_Inline | 3 | 3 | 3 | 5 | BranchMin_3BranchMax_5 | 3 | 4 | 10 | HeaderMin_4HeaderMax_10 | 10
1217 | 77 | 30123-4P-15HP VLSC | RC2539-11.12 | 430.0891 | 430.0891 | 1720.3565 | 4 | 1 | 5 | G | VLS_Inline | 3 | 3 | 3 | 5 | BranchMin_3BranchMax_5 | 4 | 4 | 10 | HeaderMin_4HeaderMax_10 | 4 | INVALID
1217 | 77 | 30123-4P-15HP VLSC | RC2539-11.12 | 430.0891 | 430.0891 | 1720.3565 | 4 | 1 | 5 | G | VLS_Inline | 3 | 3 | 3 | 5 | BranchMin_3BranchMax_5 | 4 | 4 | 10 | HeaderMin_4HeaderMax_10 | 5
1217 | 77 | 30123-4P-15HP VLSC | RC2539-11.12 | 430.0891 | 430.0891 | 1720.3565 | 4 | 1 | 5 | G | VLS_Inline | 3 | 3 | 3 | 5 | BranchMin_3BranchMax_5 | 4 | 4 | 10 | HeaderMin_4HeaderMax_10 | 6
1217 | 77 | 30123-4P-15HP VLSC | RC2539-11.12 | 430.0891 | 430.0891 | 1720.3565 | 4 | 1 | 5 | G | VLS_Inline | 3 | 3 | 3 | 5 | BranchMin_3BranchMax_5 | 4 | 4 | 10 | HeaderMin_4HeaderMax_10 | 8
1217 | 77 | 30123-4P-15HP VLSC | RC2539-11.12 | 430.0891 | 430.0891 | 1720.3565 | 4 | 1 | 5 | G | VLS_Inline | 3 | 3 | 3 | 5 | BranchMin_3BranchMax_5 | 4 | 4 | 10 | HeaderMin_4HeaderMax_10 | 10
1217 | 77 | 30123-4P-15HP VLSC | RC2539-11.12 | 430.0891 | 430.0891 | 1720.3565 | 4 | 1 | 5 | G | VLS_Inline | 3 | 3 | 3 | 5 | BranchMin_3BranchMax_5 | 5 | 4 | 10 | HeaderMin_4HeaderMax_10 | 4 | INVALID
1217 | 77 | 30123-4P-15HP VLSC | RC2539-11.12 | 430.0891 | 430.0891 | 1720.3565 | 4 | 1 | 5 | G | VLS_Inline | 3 | 3 | 3 | 5 | BranchMin_3BranchMax_5 | 5 | 4 | 10 | HeaderMin_4HeaderMax_10 | 5 | INVALID
1217 | 77 | 30123-4P-15HP VLSC | RC2539-11.12 | 430.0891 | 430.0891 | 1720.3565 | 4 | 1 | 5 | G | VLS_Inline | 3 | 3 | 3 | 5 | BranchMin_3BranchMax_5 | 5 | 4 | 10 | HeaderMin_4HeaderMax_10 | 6
1217 | 77 | 30123-4P-15HP VLSC | RC2539-11.12 | 430.0891 | 430.0891 | 1720.3565 | 4 | 1 | 5 | G | VLS_Inline | 3 | 3 | 3 | 5 | BranchMin_3BranchMax_5 | 5 | 4 | 10 | HeaderMin_4HeaderMax_10 | 8
1217 | 77 | 30123-4P-15HP VLSC | RC2539-11.12 | 430.0891 | 430.0891 | 1720.3565 | 4 | 1 | 5 | G | VLS_Inline | 3 | 3 | 3 | 5 | BranchMin_3BranchMax_5 | 5 | 4 | 10 | HeaderMin_4HeaderMax_10 | 10
1218 | 78 | 30123-4P-20HP VLSC | RC2539-12.1 | 453.84 | 453.84 | 1815.36 | 4 | 1 | 5 | G | VLS_Inline | 3 | 3 | 3 | 5 | BranchMin_3BranchMax_5 | 3 | 4 | 10 | HeaderMin_4HeaderMax_10 | 4
1218 | 78 | 30123-4P-20HP VLSC | RC2539-12.1 | 453.84 | 453.84 | 1815.36 | 4 | 1 | 5 | G | VLS_Inline | 3 | 3 | 3 | 5 | BranchMin_3BranchMax_5 | 3 | 4 | 10 | HeaderMin_4HeaderMax_10 | 5
1218 | 78 | 30123-4P-20HP VLSC | RC2539-12.1 | 453.84 | 453.84 | 1815.36 | 4 | 1 | 5 | G | VLS_Inline | 3 | 3 | 3 | 5 | BranchMin_3BranchMax_5 | 3 | 4 | 10 | HeaderMin_4HeaderMax_10 | 6
1218 | 78 | 30123-4P-20HP VLSC | RC2539-12.1 | 453.84 | 453.84 | 1815.36 | 4 | 1 | 5 | G | VLS_Inline | 3 | 3 | 3 | 5 | BranchMin_3BranchMax_5 | 3 | 4 | 10 | HeaderMin_4HeaderMax_10 | 8
1218 | 78 | 30123-4P-20HP VLSC | RC2539-12.1 | 453.84 | 453.84 | 1815.36 | 4 | 1 | 5 | G | VLS_Inline | 3 | 3 | 3 | 5 | BranchMin_3BranchMax_5 | 3 | 4 | 10 | HeaderMin_4HeaderMax_10 | 10
1218 | 78 | 30123-4P-20HP VLSC | RC2539-12.1 | 453.84 | 453.84 | 1815.36 | 4 | 1 | 5 | G | VLS_Inline | 3 | 3 | 3 | 5 | BranchMin_3BranchMax_5 | 4 | 4 | 10 | HeaderMin_4HeaderMax_10 | 4 | INVALID
1218 | 78 | 30123-4P-20HP VLSC | RC2539-12.1 | 453.84 | 453.84 | 1815.36 | 4 | 1 | 5 | G | VLS_Inline | 3 | 3 | 3 | 5 | BranchMin_3BranchMax_5 | 4 | 4 | 10 | HeaderMin_4HeaderMax_10 | 5
1218 | 78 | 30123-4P-20HP VLSC | RC2539-12.1 | 453.84 | 453.84 | 1815.36 | 4 | 1 | 5 | G | VLS_Inline | 3 | 3 | 3 | 5 | BranchMin_3BranchMax_5 | 4 | 4 | 10 | HeaderMin_4HeaderMax_10 | 6
1218 | 78 | 30123-4P-20HP VLSC | RC2539-12.1 | 453.84 | 453.84 | 1815.36 | 4 | 1 | 5 | G | VLS_Inline | 3 | 3 | 3 | 5 | BranchMin_3BranchMax_5 | 4 | 4 | 10 | HeaderMin_4HeaderMax_10 | 8
1218 | 78 | 30123-4P-20HP VLSC | RC2539-12.1 | 453.84 | 453.84 | 1815.36 | 4 | 1 | 5 | G | VLS_Inline | 3 | 3 | 3 | 5 | BranchMin_3BranchMax_5 | 4 | 4 | 10 | HeaderMin_4HeaderMax_10 | 10
1218 | 78 | 30123-4P-20HP VLSC | RC2539-12.1 | 453.84 | 453.84 | 1815.36 | 4 | 1 | 5 | G | VLS_Inline | 3 | 3 | 3 | 5 | BranchMin_3BranchMax_5 | 5 | 4 | 10 | HeaderMin_4HeaderMax_10 | 4 | INVALID
1218 | 78 | 30123-4P-20HP VLSC | RC2539-12.1 | 453.84 | 453.84 | 1815.36 | 4 | 1 | 5 | G | VLS_Inline | 3 | 3 | 3 | 5 | BranchMin_3BranchMax_5 | 5 | 4 | 10 | HeaderMin_4HeaderMax_10 | 5 | INVALID
1218 | 78 | 30123-4P-20HP VLSC | RC2539-12.1 | 453.84 | 453.84 | 1815.36 | 4 | 1 | 5 | G | VLS_Inline | 3 | 3 | 3 | 5 | BranchMin_3BranchMax_5 | 5 | 4 | 10 | HeaderMin_4HeaderMax_10 | 6
1218 | 78 | 30123-4P-20HP VLSC | RC2539-12.1 | 453.84 | 453.84 | 1815.36 | 4 | 1 | 5 | G | VLS_Inline | 3 | 3 | 3 | 5 | BranchMin_3BranchMax_5 | 5 | 4 | 10 | HeaderMin_4HeaderMax_10 | 8
1218 | 78 | 30123-4P-20HP VLSC | RC2539-12.1 | 453.84 | 453.84 | 1815.36 | 4 | 1 | 5 | G | VLS_Inline | 3 | 3 | 3 | 5 | BranchMin_3BranchMax_5 | 5 | 4 | 10 | HeaderMin_4HeaderMax_10 | 10
1219 | 79 | 30125-4P-7.5HP VLSC | VLSC_30125_4P_7.5HP | 360.7205 | 360.7205 | 1442.8819 | 4 | 1 | 5 | G | VLS_Inline | 3 | 3 | 3 | 4 | BranchMin_3BranchMax_4 | 3 | 4 | 8 | HeaderMin_4HeaderMax_8 | 4
1219 | 79 | 30125-4P-7.5HP VLSC | VLSC_30125_4P_7.5HP | 360.7205 | 360.7205 | 1442.8819 | 4 | 1 | 5 | G | VLS_Inline | 3 | 3 | 3 | 4 | BranchMin_3BranchMax_4 | 3 | 4 | 8 | HeaderMin_4HeaderMax_8 | 5
1219 | 79 | 30125-4P-7.5HP VLSC | VLSC_30125_4P_7.5HP | 360.7205 | 360.7205 | 1442.8819 | 4 | 1 | 5 | G | VLS_Inline | 3 | 3 | 3 | 4 | BranchMin_3BranchMax_4 | 3 | 4 | 8 | HeaderMin_4HeaderMax_8 | 6
1219 | 79 | 30125-4P-7.5HP VLSC | VLSC_30125_4P_7.5HP | 360.7205 | 360.7205 | 1442.8819 | 4 | 1 | 5 | G | VLS_Inline | 3 | 3 | 3 | 4 | BranchMin_3BranchMax_4 | 3 | 4 | 8 | HeaderMin_4HeaderMax_8 | 8
1219 | 79 | 30125-4P-7.5HP VLSC | VLSC_30125_4P_7.5HP | 360.7205 | 360.7205 | 1442.8819 | 4 | 1 | 5 | G | VLS_Inline | 3 | 3 | 3 | 4 | BranchMin_3BranchMax_4 | 4 | 4 | 8 | HeaderMin_4HeaderMax_8 | 4 | INVALID
1219 | 79 | 30125-4P-7.5HP VLSC | VLSC_30125_4P_7.5HP | 360.7205 | 360.7205 | 1442.8819 | 4 | 1 | 5 | G | VLS_Inline | 3 | 3 | 3 | 4 | BranchMin_3BranchMax_4 | 4 | 4 | 8 | HeaderMin_4HeaderMax_8 | 5
1219 | 79 | 30125-4P-7.5HP VLSC | VLSC_30125_4P_7.5HP | 360.7205 | 360.7205 | 1442.8819 | 4 | 1 | 5 | G | VLS_Inline | 3 | 3 | 3 | 4 | BranchMin_3BranchMax_4 | 4 | 4 | 8 | HeaderMin_4HeaderMax_8 | 6
1219 | 79 | 30125-4P-7.5HP VLSC | VLSC_30125_4P_7.5HP | 360.7205 | 360.7205 | 1442.8819 | 4 | 1 | 5 | G | VLS_Inline | 3 | 3 | 3 | 4 | BranchMin_3BranchMax_4 | 4 | 4 | 8 | HeaderMin_4HeaderMax_8 | 8
1220 | 80 | 30125-4P-10HP VLSC | VLSC_30125_4P_10HP | 391.3696 | 391.3696 | 1565.4785 | 4 | 1 | 5 | G | VLS_Inline | 3 | 3 | 3 | 4 | BranchMin_3BranchMax_4 | 3 | 4 | 8 | HeaderMin_4HeaderMax_8 | 4
1220 | 80 | 30125-4P-10HP VLSC | VLSC_30125_4P_10HP | 391.3696 | 391.3696 | 1565.4785 | 4 | 1 | 5 | G | VLS_Inline | 3 | 3 | 3 | 4 | BranchMin_3BranchMax_4 | 3 | 4 | 8 | HeaderMin_4HeaderMax_8 | 5
1220 | 80 | 30125-4P-10HP VLSC | VLSC_30125_4P_10HP | 391.3696 | 391.3696 | 1565.4785 | 4 | 1 | 5 | G | VLS_Inline | 3 | 3 | 3 | 4 | BranchMin_3BranchMax_4 | 3 | 4 | 8 | HeaderMin_4HeaderMax_8 | 6
1220 | 80 | 30125-4P-10HP VLSC | VLSC_30125_4P_10HP | 391.3696 | 391.3696 | 1565.4785 | 4 | 1 | 5 | G | VLS_Inline | 3 | 3 | 3 | 4 | BranchMin_3BranchMax_4 | 3 | 4 | 8 | HeaderMin_4HeaderMax_8 | 8
1220 | 80 | 30125-4P-10HP VLSC | VLSC_30125_4P_10HP | 391.3696 | 391.3696 | 1565.4785 | 4 | 1 | 5 | G | VLS_Inline | 3 | 3 | 3 | 4 | BranchMin_3BranchMax_4 | 4 | 4 | 8 | HeaderMin_4HeaderMax_8 | 4 | INVALID
1220 | 80 | 30125-4P-10HP VLSC | VLSC_30125_4P_10HP | 391.3696 | 391.3696 | 1565.4785 | 4 | 1 | 5 | G | VLS_Inline | 3 | 3 | 3 | 4 | BranchMin_3BranchMax_4 | 4 | 4 | 8 | HeaderMin_4HeaderMax_8 | 5
1220 | 80 | 30125-4P-10HP VLSC | VLSC_30125_4P_10HP | 391.3696 | 391.3696 | 1565.4785 | 4 | 1 | 5 | G | VLS_Inline | 3 | 3 | 3 | 4 | BranchMin_3BranchMax_4 | 4 | 4 | 8 | HeaderMin_4HeaderMax_8 | 6
1220 | 80 | 30125-4P-10HP VLSC | VLSC_30125_4P_10HP | 391.3696 | 391.3696 | 1565.4785 | 4 | 1 | 5 | G | VLS_Inline | 3 | 3 | 3 | 4 | BranchMin_3BranchMax_4 | 4 | 4 | 8 | HeaderMin_4HeaderMax_8 | 8
1221 | 81 | 30125-4P-15HP VLSC | VLSC_30125_4P_15HP | 444.5377 | 444.5377 | 1778.1508 | 4 | 1 | 5 | G | VLS_Inline | 3 | 3 | 3 | 5 | BranchMin_3BranchMax_5 | 3 | 4 | 10 | HeaderMin_4HeaderMax_10 | 4
1221 | 81 | 30125-4P-15HP VLSC | VLSC_30125_4P_15HP | 444.5377 | 444.5377 | 1778.1508 | 4 | 1 | 5 | G | VLS_Inline | 3 | 3 | 3 | 5 | BranchMin_3BranchMax_5 | 3 | 4 | 10 | HeaderMin_4HeaderMax_10 | 5
1221 | 81 | 30125-4P-15HP VLSC | VLSC_30125_4P_15HP | 444.5377 | 444.5377 | 1778.1508 | 4 | 1 | 5 | G | VLS_Inline | 3 | 3 | 3 | 5 | BranchMin_3BranchMax_5 | 3 | 4 | 10 | HeaderMin_4HeaderMax_10 | 6
1221 | 81 | 30125-4P-15HP VLSC | VLSC_30125_4P_15HP | 444.5377 | 444.5377 | 1778.1508 | 4 | 1 | 5 | G | VLS_Inline | 3 | 3 | 3 | 5 | BranchMin_3BranchMax_5 | 3 | 4 | 10 | HeaderMin_4HeaderMax_10 | 8
1221 | 81 | 30125-4P-15HP VLSC | VLSC_30125_4P_15HP | 444.5377 | 444.5377 | 1778.1508 | 4 | 1 | 5 | G | VLS_Inline | 3 | 3 | 3 | 5 | BranchMin_3BranchMax_5 | 3 | 4 | 10 | HeaderMin_4HeaderMax_10 | 10
1221 | 81 | 30125-4P-15HP VLSC | VLSC_30125_4P_15HP | 444.5377 | 444.5377 | 1778.1508 | 4 | 1 | 5 | G | VLS_Inline | 3 | 3 | 3 | 5 | BranchMin_3BranchMax_5 | 4 | 4 | 10 | HeaderMin_4HeaderMax_10 | 4 | INVALID
1221 | 81 | 30125-4P-15HP VLSC | VLSC_30125_4P_15HP | 444.5377 | 444.5377 | 1778.1508 | 4 | 1 | 5 | G | VLS_Inline | 3 | 3 | 3 | 5 | BranchMin_3BranchMax_5 | 4 | 4 | 10 | HeaderMin_4HeaderMax_10 | 5
1221 | 81 | 30125-4P-15HP VLSC | VLSC_30125_4P_15HP | 444.5377 | 444.5377 | 1778.1508 | 4 | 1 | 5 | G | VLS_Inline | 3 | 3 | 3 | 5 | BranchMin_3BranchMax_5 | 4 | 4 | 10 | HeaderMin_4HeaderMax_10 | 6
1221 | 81 | 30125-4P-15HP VLSC | VLSC_30125_4P_15HP | 444.5377 | 444.5377 | 1778.1508 | 4 | 1 | 5 | G | VLS_Inline | 3 | 3 | 3 | 5 | BranchMin_3BranchMax_5 | 4 | 4 | 10 | HeaderMin_4HeaderMax_10 | 8
1221 | 81 | 30125-4P-15HP VLSC | VLSC_30125_4P_15HP | 444.5377 | 444.5377 | 1778.1508 | 4 | 1 | 5 | G | VLS_Inline | 3 | 3 | 3 | 5 | BranchMin_3BranchMax_5 | 4 | 4 | 10 | HeaderMin_4HeaderMax_10 | 10
1221 | 81 | 30125-4P-15HP VLSC | VLSC_30125_4P_15HP | 444.5377 | 444.5377 | 1778.1508 | 4 | 1 | 5 | G | VLS_Inline | 3 | 3 | 3 | 5 | BranchMin_3BranchMax_5 | 5 | 4 | 10 | HeaderMin_4HeaderMax_10 | 4 | INVALID
1221 | 81 | 30125-4P-15HP VLSC | VLSC_30125_4P_15HP | 444.5377 | 444.5377 | 1778.1508 | 4 | 1 | 5 | G | VLS_Inline | 3 | 3 | 3 | 5 | BranchMin_3BranchMax_5 | 5 | 4 | 10 | HeaderMin_4HeaderMax_10 | 5 | INVALID
1221 | 81 | 30125-4P-15HP VLSC | VLSC_30125_4P_15HP | 444.5377 | 444.5377 | 1778.1508 | 4 | 1 | 5 | G | VLS_Inline | 3 | 3 | 3 | 5 | BranchMin_3BranchMax_5 | 5 | 4 | 10 | HeaderMin_4HeaderMax_10 | 6
1221 | 81 | 30125-4P-15HP VLSC | VLSC_30125_4P_15HP | 444.5377 | 444.5377 | 1778.1508 | 4 | 1 | 5 | G | VLS_Inline | 3 | 3 | 3 | 5 | BranchMin_3BranchMax_5 | 5 | 4 | 10 | HeaderMin_4HeaderMax_10 | 8
1221 | 81 | 30125-4P-15HP VLSC | VLSC_30125_4P_15HP | 444.5377 | 444.5377 | 1778.1508 | 4 | 1 | 5 | G | VLS_Inline | 3 | 3 | 3 | 5 | BranchMin_3BranchMax_5 | 5 | 4 | 10 | HeaderMin_4HeaderMax_10 | 10
1222 | 82 | 30125-4P-20HP VLSC | VLSC_30125_4P_20HP | 455.5928 | 455.5928 | 1822.371 | 4 | 1 | 5 | G | VLS_Inline | 3 | 3 | 3 | 5 | BranchMin_3BranchMax_5 | 3 | 4 | 10 | HeaderMin_4HeaderMax_10 | 4
1222 | 82 | 30125-4P-20HP VLSC | VLSC_30125_4P_20HP | 455.5928 | 455.5928 | 1822.371 | 4 | 1 | 5 | G | VLS_Inline | 3 | 3 | 3 | 5 | BranchMin_3BranchMax_5 | 3 | 4 | 10 | HeaderMin_4HeaderMax_10 | 5
1222 | 82 | 30125-4P-20HP VLSC | VLSC_30125_4P_20HP | 455.5928 | 455.5928 | 1822.371 | 4 | 1 | 5 | G | VLS_Inline | 3 | 3 | 3 | 5 | BranchMin_3BranchMax_5 | 3 | 4 | 10 | HeaderMin_4HeaderMax_10 | 6
1222 | 82 | 30125-4P-20HP VLSC | VLSC_30125_4P_20HP | 455.5928 | 455.5928 | 1822.371 | 4 | 1 | 5 | G | VLS_Inline | 3 | 3 | 3 | 5 | BranchMin_3BranchMax_5 | 3 | 4 | 10 | HeaderMin_4HeaderMax_10 | 8
1222 | 82 | 30125-4P-20HP VLSC | VLSC_30125_4P_20HP | 455.5928 | 455.5928 | 1822.371 | 4 | 1 | 5 | G | VLS_Inline | 3 | 3 | 3 | 5 | BranchMin_3BranchMax_5 | 3 | 4 | 10 | HeaderMin_4HeaderMax_10 | 10
1222 | 82 | 30125-4P-20HP VLSC | VLSC_30125_4P_20HP | 455.5928 | 455.5928 | 1822.371 | 4 | 1 | 5 | G | VLS_Inline | 3 | 3 | 3 | 5 | BranchMin_3BranchMax_5 | 4 | 4 | 10 | HeaderMin_4HeaderMax_10 | 4 | INVALID
1222 | 82 | 30125-4P-20HP VLSC | VLSC_30125_4P_20HP | 455.5928 | 455.5928 | 1822.371 | 4 | 1 | 5 | G | VLS_Inline | 3 | 3 | 3 | 5 | BranchMin_3BranchMax_5 | 4 | 4 | 10 | HeaderMin_4HeaderMax_10 | 5
1222 | 82 | 30125-4P-20HP VLSC | VLSC_30125_4P_20HP | 455.5928 | 455.5928 | 1822.371 | 4 | 1 | 5 | G | VLS_Inline | 3 | 3 | 3 | 5 | BranchMin_3BranchMax_5 | 4 | 4 | 10 | HeaderMin_4HeaderMax_10 | 6
1222 | 82 | 30125-4P-20HP VLSC | VLSC_30125_4P_20HP | 455.5928 | 455.5928 | 1822.371 | 4 | 1 | 5 | G | VLS_Inline | 3 | 3 | 3 | 5 | BranchMin_3BranchMax_5 | 4 | 4 | 10 | HeaderMin_4HeaderMax_10 | 8
1222 | 82 | 30125-4P-20HP VLSC | VLSC_30125_4P_20HP | 455.5928 | 455.5928 | 1822.371 | 4 | 1 | 5 | G | VLS_Inline | 3 | 3 | 3 | 5 | BranchMin_3BranchMax_5 | 4 | 4 | 10 | HeaderMin_4HeaderMax_10 | 10
1222 | 82 | 30125-4P-20HP VLSC | VLSC_30125_4P_20HP | 455.5928 | 455.5928 | 1822.371 | 4 | 1 | 5 | G | VLS_Inline | 3 | 3 | 3 | 5 | BranchMin_3BranchMax_5 | 5 | 4 | 10 | HeaderMin_4HeaderMax_10 | 4 | INVALID
1222 | 82 | 30125-4P-20HP VLSC | VLSC_30125_4P_20HP | 455.5928 | 455.5928 | 1822.371 | 4 | 1 | 5 | G | VLS_Inline | 3 | 3 | 3 | 5 | BranchMin_3BranchMax_5 | 5 | 4 | 10 | HeaderMin_4HeaderMax_10 | 5 | INVALID
1222 | 82 | 30125-4P-20HP VLSC | VLSC_30125_4P_20HP | 455.5928 | 455.5928 | 1822.371 | 4 | 1 | 5 | G | VLS_Inline | 3 | 3 | 3 | 5 | BranchMin_3BranchMax_5 | 5 | 4 | 10 | HeaderMin_4HeaderMax_10 | 6
1222 | 82 | 30125-4P-20HP VLSC | VLSC_30125_4P_20HP | 455.5928 | 455.5928 | 1822.371 | 4 | 1 | 5 | G | VLS_Inline | 3 | 3 | 3 | 5 | BranchMin_3BranchMax_5 | 5 | 4 | 10 | HeaderMin_4HeaderMax_10 | 8
1222 | 82 | 30125-4P-20HP VLSC | VLSC_30125_4P_20HP | 455.5928 | 455.5928 | 1822.371 | 4 | 1 | 5 | G | VLS_Inline | 3 | 3 | 3 | 5 | BranchMin_3BranchMax_5 | 5 | 4 | 10 | HeaderMin_4HeaderMax_10 | 10
1223 | 83 | 40707-2P-15HP VLSC | VLSC_40707_2P_15HP | 548.8465 | 548.8465 | 2195.3862 | 4 | 1 | 5 | G | VLS_Inline | 4 | 4 | 4 | 5 | BranchMin_4BranchMax_5 | 4 | 5 | 10 | HeaderMin_5HeaderMax_10 | 5
1223 | 83 | 40707-2P-15HP VLSC | VLSC_40707_2P_15HP | 548.8465 | 548.8465 | 2195.3862 | 4 | 1 | 5 | G | VLS_Inline | 4 | 4 | 4 | 5 | BranchMin_4BranchMax_5 | 4 | 5 | 10 | HeaderMin_5HeaderMax_10 | 6
1223 | 83 | 40707-2P-15HP VLSC | VLSC_40707_2P_15HP | 548.8465 | 548.8465 | 2195.3862 | 4 | 1 | 5 | G | VLS_Inline | 4 | 4 | 4 | 5 | BranchMin_4BranchMax_5 | 4 | 5 | 10 | HeaderMin_5HeaderMax_10 | 8
1223 | 83 | 40707-2P-15HP VLSC | VLSC_40707_2P_15HP | 548.8465 | 548.8465 | 2195.3862 | 4 | 1 | 5 | G | VLS_Inline | 4 | 4 | 4 | 5 | BranchMin_4BranchMax_5 | 4 | 5 | 10 | HeaderMin_5HeaderMax_10 | 10
1223 | 83 | 40707-2P-15HP VLSC | VLSC_40707_2P_15HP | 548.8465 | 548.8465 | 2195.3862 | 4 | 1 | 5 | G | VLS_Inline | 4 | 4 | 4 | 5 | BranchMin_4BranchMax_5 | 5 | 5 | 10 | HeaderMin_5HeaderMax_10 | 5 | INVALID
1223 | 83 | 40707-2P-15HP VLSC | VLSC_40707_2P_15HP | 548.8465 | 548.8465 | 2195.3862 | 4 | 1 | 5 | G | VLS_Inline | 4 | 4 | 4 | 5 | BranchMin_4BranchMax_5 | 5 | 5 | 10 | HeaderMin_5HeaderMax_10 | 6
1223 | 83 | 40707-2P-15HP VLSC | VLSC_40707_2P_15HP | 548.8465 | 548.8465 | 2195.3862 | 4 | 1 | 5 | G | VLS_Inline | 4 | 4 | 4 | 5 | BranchMin_4BranchMax_5 | 5 | 5 | 10 | HeaderMin_5HeaderMax_10 | 8
1223 | 83 | 40707-2P-15HP VLSC | VLSC_40707_2P_15HP | 548.8465 | 548.8465 | 2195.3862 | 4 | 1 | 5 | G | VLS_Inline | 4 | 4 | 4 | 5 | BranchMin_4BranchMax_5 | 5 | 5 | 10 | HeaderMin_5HeaderMax_10 | 10
1224 | 84 | 40707-2P-20HP VLSC | VLSC_40707_2P_20HP | 628.8755 | 628.8755 | 2515.502 | 4 | 1 | 5 | G | VLS_Inline | 4 | 4 | 4 | 5 | BranchMin_4BranchMax_5 | 4 | 5 | 12 | HeaderMin_5HeaderMax_12 | 5
1224 | 84 | 40707-2P-20HP VLSC | VLSC_40707_2P_20HP | 628.8755 | 628.8755 | 2515.502 | 4 | 1 | 5 | G | VLS_Inline | 4 | 4 | 4 | 5 | BranchMin_4BranchMax_5 | 4 | 5 | 12 | HeaderMin_5HeaderMax_12 | 6
1224 | 84 | 40707-2P-20HP VLSC | VLSC_40707_2P_20HP | 628.8755 | 628.8755 | 2515.502 | 4 | 1 | 5 | G | VLS_Inline | 4 | 4 | 4 | 5 | BranchMin_4BranchMax_5 | 4 | 5 | 12 | HeaderMin_5HeaderMax_12 | 8
1224 | 84 | 40707-2P-20HP VLSC | VLSC_40707_2P_20HP | 628.8755 | 628.8755 | 2515.502 | 4 | 1 | 5 | G | VLS_Inline | 4 | 4 | 4 | 5 | BranchMin_4BranchMax_5 | 4 | 5 | 12 | HeaderMin_5HeaderMax_12 | 10
1224 | 84 | 40707-2P-20HP VLSC | VLSC_40707_2P_20HP | 628.8755 | 628.8755 | 2515.502 | 4 | 1 | 5 | G | VLS_Inline | 4 | 4 | 4 | 5 | BranchMin_4BranchMax_5 | 4 | 5 | 12 | HeaderMin_5HeaderMax_12 | 12
1224 | 84 | 40707-2P-20HP VLSC | VLSC_40707_2P_20HP | 628.8755 | 628.8755 | 2515.502 | 4 | 1 | 5 | G | VLS_Inline | 4 | 4 | 4 | 5 | BranchMin_4BranchMax_5 | 5 | 5 | 12 | HeaderMin_5HeaderMax_12 | 5 | INVALID
1224 | 84 | 40707-2P-20HP VLSC | VLSC_40707_2P_20HP | 628.8755 | 628.8755 | 2515.502 | 4 | 1 | 5 | G | VLS_Inline | 4 | 4 | 4 | 5 | BranchMin_4BranchMax_5 | 5 | 5 | 12 | HeaderMin_5HeaderMax_12 | 6
1224 | 84 | 40707-2P-20HP VLSC | VLSC_40707_2P_20HP | 628.8755 | 628.8755 | 2515.502 | 4 | 1 | 5 | G | VLS_Inline | 4 | 4 | 4 | 5 | BranchMin_4BranchMax_5 | 5 | 5 | 12 | HeaderMin_5HeaderMax_12 | 8
1224 | 84 | 40707-2P-20HP VLSC | VLSC_40707_2P_20HP | 628.8755 | 628.8755 | 2515.502 | 4 | 1 | 5 | G | VLS_Inline | 4 | 4 | 4 | 5 | BranchMin_4BranchMax_5 | 5 | 5 | 12 | HeaderMin_5HeaderMax_12 | 10
1224 | 84 | 40707-2P-20HP VLSC | VLSC_40707_2P_20HP | 628.8755 | 628.8755 | 2515.502 | 4 | 1 | 5 | G | VLS_Inline | 4 | 4 | 4 | 5 | BranchMin_4BranchMax_5 | 5 | 5 | 12 | HeaderMin_5HeaderMax_12 | 12
1225 | 85 | 40707-2P-25HP VLSC | VLSC_40707_2P_25HP | 683.4996 | 683.4996 | 2733.9985 | 4 | 1 | 5 | G | VLS_Inline | 4 | 4 | 4 | 6 | BranchMin_4BranchMax_6 | 4 | 5 | 12 | HeaderMin_5HeaderMax_12 | 5
1225 | 85 | 40707-2P-25HP VLSC | VLSC_40707_2P_25HP | 683.4996 | 683.4996 | 2733.9985 | 4 | 1 | 5 | G | VLS_Inline | 4 | 4 | 4 | 6 | BranchMin_4BranchMax_6 | 4 | 5 | 12 | HeaderMin_5HeaderMax_12 | 6
1225 | 85 | 40707-2P-25HP VLSC | VLSC_40707_2P_25HP | 683.4996 | 683.4996 | 2733.9985 | 4 | 1 | 5 | G | VLS_Inline | 4 | 4 | 4 | 6 | BranchMin_4BranchMax_6 | 4 | 5 | 12 | HeaderMin_5HeaderMax_12 | 8
1225 | 85 | 40707-2P-25HP VLSC | VLSC_40707_2P_25HP | 683.4996 | 683.4996 | 2733.9985 | 4 | 1 | 5 | G | VLS_Inline | 4 | 4 | 4 | 6 | BranchMin_4BranchMax_6 | 4 | 5 | 12 | HeaderMin_5HeaderMax_12 | 10
1225 | 85 | 40707-2P-25HP VLSC | VLSC_40707_2P_25HP | 683.4996 | 683.4996 | 2733.9985 | 4 | 1 | 5 | G | VLS_Inline | 4 | 4 | 4 | 6 | BranchMin_4BranchMax_6 | 4 | 5 | 12 | HeaderMin_5HeaderMax_12 | 12
1225 | 85 | 40707-2P-25HP VLSC | VLSC_40707_2P_25HP | 683.4996 | 683.4996 | 2733.9985 | 4 | 1 | 5 | G | VLS_Inline | 4 | 4 | 4 | 6 | BranchMin_4BranchMax_6 | 5 | 5 | 12 | HeaderMin_5HeaderMax_12 | 5 | INVALID
1225 | 85 | 40707-2P-25HP VLSC | VLSC_40707_2P_25HP | 683.4996 | 683.4996 | 2733.9985 | 4 | 1 | 5 | G | VLS_Inline | 4 | 4 | 4 | 6 | BranchMin_4BranchMax_6 | 5 | 5 | 12 | HeaderMin_5HeaderMax_12 | 6
1225 | 85 | 40707-2P-25HP VLSC | VLSC_40707_2P_25HP | 683.4996 | 683.4996 | 2733.9985 | 4 | 1 | 5 | G | VLS_Inline | 4 | 4 | 4 | 6 | BranchMin_4BranchMax_6 | 5 | 5 | 12 | HeaderMin_5HeaderMax_12 | 8
1225 | 85 | 40707-2P-25HP VLSC | VLSC_40707_2P_25HP | 683.4996 | 683.4996 | 2733.9985 | 4 | 1 | 5 | G | VLS_Inline | 4 | 4 | 4 | 6 | BranchMin_4BranchMax_6 | 5 | 5 | 12 | HeaderMin_5HeaderMax_12 | 10
1225 | 85 | 40707-2P-25HP VLSC | VLSC_40707_2P_25HP | 683.4996 | 683.4996 | 2733.9985 | 4 | 1 | 5 | G | VLS_Inline | 4 | 4 | 4 | 6 | BranchMin_4BranchMax_6 | 5 | 5 | 12 | HeaderMin_5HeaderMax_12 | 12
1225 | 85 | 40707-2P-25HP VLSC | VLSC_40707_2P_25HP | 683.4996 | 683.4996 | 2733.9985 | 4 | 1 | 5 | G | VLS_Inline | 4 | 4 | 4 | 6 | BranchMin_4BranchMax_6 | 6 | 5 | 12 | HeaderMin_5HeaderMax_12 | 5 | INVALID
1225 | 85 | 40707-2P-25HP VLSC | VLSC_40707_2P_25HP | 683.4996 | 683.4996 | 2733.9985 | 4 | 1 | 5 | G | VLS_Inline | 4 | 4 | 4 | 6 | BranchMin_4BranchMax_6 | 6 | 5 | 12 | HeaderMin_5HeaderMax_12 | 6 | INVALID
1225 | 85 | 40707-2P-25HP VLSC | VLSC_40707_2P_25HP | 683.4996 | 683.4996 | 2733.9985 | 4 | 1 | 5 | G | VLS_Inline | 4 | 4 | 4 | 6 | BranchMin_4BranchMax_6 | 6 | 5 | 12 | HeaderMin_5HeaderMax_12 | 8
1225 | 85 | 40707-2P-25HP VLSC | VLSC_40707_2P_25HP | 683.4996 | 683.4996 | 2733.9985 | 4 | 1 | 5 | G | VLS_Inline | 4 | 4 | 4 | 6 | BranchMin_4BranchMax_6 | 6 | 5 | 12 | HeaderMin_5HeaderMax_12 | 10
1225 | 85 | 40707-2P-25HP VLSC | VLSC_40707_2P_25HP | 683.4996 | 683.4996 | 2733.9985 | 4 | 1 | 5 | G | VLS_Inline | 4 | 4 | 4 | 6 | BranchMin_4BranchMax_6 | 6 | 5 | 12 | HeaderMin_5HeaderMax_12 | 12
1226 | 86 | 40707-2P-30HP VLSC | VLSC_40707_2P_30HP | 734.2064 | 734.2064 | 2936.8255 | 4 | 1 | 5 | G | VLS_Inline | 4 | 4 | 4 | 6 | BranchMin_4BranchMax_6 | 4 | 5 | 12 | HeaderMin_5HeaderMax_12 | 5
1226 | 86 | 40707-2P-30HP VLSC | VLSC_40707_2P_30HP | 734.2064 | 734.2064 | 2936.8255 | 4 | 1 | 5 | G | VLS_Inline | 4 | 4 | 4 | 6 | BranchMin_4BranchMax_6 | 4 | 5 | 12 | HeaderMin_5HeaderMax_12 | 6
1226 | 86 | 40707-2P-30HP VLSC | VLSC_40707_2P_30HP | 734.2064 | 734.2064 | 2936.8255 | 4 | 1 | 5 | G | VLS_Inline | 4 | 4 | 4 | 6 | BranchMin_4BranchMax_6 | 4 | 5 | 12 | HeaderMin_5HeaderMax_12 | 8
1226 | 86 | 40707-2P-30HP VLSC | VLSC_40707_2P_30HP | 734.2064 | 734.2064 | 2936.8255 | 4 | 1 | 5 | G | VLS_Inline | 4 | 4 | 4 | 6 | BranchMin_4BranchMax_6 | 4 | 5 | 12 | HeaderMin_5HeaderMax_12 | 10
1226 | 86 | 40707-2P-30HP VLSC | VLSC_40707_2P_30HP | 734.2064 | 734.2064 | 2936.8255 | 4 | 1 | 5 | G | VLS_Inline | 4 | 4 | 4 | 6 | BranchMin_4BranchMax_6 | 4 | 5 | 12 | HeaderMin_5HeaderMax_12 | 12
1226 | 86 | 40707-2P-30HP VLSC | VLSC_40707_2P_30HP | 734.2064 | 734.2064 | 2936.8255 | 4 | 1 | 5 | G | VLS_Inline | 4 | 4 | 4 | 6 | BranchMin_4BranchMax_6 | 5 | 5 | 12 | HeaderMin_5HeaderMax_12 | 5 | INVALID
1226 | 86 | 40707-2P-30HP VLSC | VLSC_40707_2P_30HP | 734.2064 | 734.2064 | 2936.8255 | 4 | 1 | 5 | G | VLS_Inline | 4 | 4 | 4 | 6 | BranchMin_4BranchMax_6 | 5 | 5 | 12 | HeaderMin_5HeaderMax_12 | 6
1226 | 86 | 40707-2P-30HP VLSC | VLSC_40707_2P_30HP | 734.2064 | 734.2064 | 2936.8255 | 4 | 1 | 5 | G | VLS_Inline | 4 | 4 | 4 | 6 | BranchMin_4BranchMax_6 | 5 | 5 | 12 | HeaderMin_5HeaderMax_12 | 8
1226 | 86 | 40707-2P-30HP VLSC | VLSC_40707_2P_30HP | 734.2064 | 734.2064 | 2936.8255 | 4 | 1 | 5 | G | VLS_Inline | 4 | 4 | 4 | 6 | BranchMin_4BranchMax_6 | 5 | 5 | 12 | HeaderMin_5HeaderMax_12 | 10
1226 | 86 | 40707-2P-30HP VLSC | VLSC_40707_2P_30HP | 734.2064 | 734.2064 | 2936.8255 | 4 | 1 | 5 | G | VLS_Inline | 4 | 4 | 4 | 6 | BranchMin_4BranchMax_6 | 5 | 5 | 12 | HeaderMin_5HeaderMax_12 | 12
1226 | 86 | 40707-2P-30HP VLSC | VLSC_40707_2P_30HP | 734.2064 | 734.2064 | 2936.8255 | 4 | 1 | 5 | G | VLS_Inline | 4 | 4 | 4 | 6 | BranchMin_4BranchMax_6 | 6 | 5 | 12 | HeaderMin_5HeaderMax_12 | 5 | INVALID
1226 | 86 | 40707-2P-30HP VLSC | VLSC_40707_2P_30HP | 734.2064 | 734.2064 | 2936.8255 | 4 | 1 | 5 | G | VLS_Inline | 4 | 4 | 4 | 6 | BranchMin_4BranchMax_6 | 6 | 5 | 12 | HeaderMin_5HeaderMax_12 | 6 | INVALID
1226 | 86 | 40707-2P-30HP VLSC | VLSC_40707_2P_30HP | 734.2064 | 734.2064 | 2936.8255 | 4 | 1 | 5 | G | VLS_Inline | 4 | 4 | 4 | 6 | BranchMin_4BranchMax_6 | 6 | 5 | 12 | HeaderMin_5HeaderMax_12 | 8
1226 | 86 | 40707-2P-30HP VLSC | VLSC_40707_2P_30HP | 734.2064 | 734.2064 | 2936.8255 | 4 | 1 | 5 | G | VLS_Inline | 4 | 4 | 4 | 6 | BranchMin_4BranchMax_6 | 6 | 5 | 12 | HeaderMin_5HeaderMax_12 | 10
1226 | 86 | 40707-2P-30HP VLSC | VLSC_40707_2P_30HP | 734.2064 | 734.2064 | 2936.8255 | 4 | 1 | 5 | G | VLS_Inline | 4 | 4 | 4 | 6 | BranchMin_4BranchMax_6 | 6 | 5 | 12 | HeaderMin_5HeaderMax_12 | 12
1227 | 87 | 40707-2P-40HP VLSC | VLSC_40707_2P_40HP | 789.7994 | 789.7994 | 3159.1977 | 4 | 1 | 5 | G | VLS_Inline | 4 | 4 | 4 | 6 | BranchMin_4BranchMax_6 | 4 | 5 | 12 | HeaderMin_5HeaderMax_12 | 5
1227 | 87 | 40707-2P-40HP VLSC | VLSC_40707_2P_40HP | 789.7994 | 789.7994 | 3159.1977 | 4 | 1 | 5 | G | VLS_Inline | 4 | 4 | 4 | 6 | BranchMin_4BranchMax_6 | 4 | 5 | 12 | HeaderMin_5HeaderMax_12 | 6
1227 | 87 | 40707-2P-40HP VLSC | VLSC_40707_2P_40HP | 789.7994 | 789.7994 | 3159.1977 | 4 | 1 | 5 | G | VLS_Inline | 4 | 4 | 4 | 6 | BranchMin_4BranchMax_6 | 4 | 5 | 12 | HeaderMin_5HeaderMax_12 | 8
1227 | 87 | 40707-2P-40HP VLSC | VLSC_40707_2P_40HP | 789.7994 | 789.7994 | 3159.1977 | 4 | 1 | 5 | G | VLS_Inline | 4 | 4 | 4 | 6 | BranchMin_4BranchMax_6 | 4 | 5 | 12 | HeaderMin_5HeaderMax_12 | 10
1227 | 87 | 40707-2P-40HP VLSC | VLSC_40707_2P_40HP | 789.7994 | 789.7994 | 3159.1977 | 4 | 1 | 5 | G | VLS_Inline | 4 | 4 | 4 | 6 | BranchMin_4BranchMax_6 | 4 | 5 | 12 | HeaderMin_5HeaderMax_12 | 12
1227 | 87 | 40707-2P-40HP VLSC | VLSC_40707_2P_40HP | 789.7994 | 789.7994 | 3159.1977 | 4 | 1 | 5 | G | VLS_Inline | 4 | 4 | 4 | 6 | BranchMin_4BranchMax_6 | 5 | 5 | 12 | HeaderMin_5HeaderMax_12 | 5 | INVALID
1227 | 87 | 40707-2P-40HP VLSC | VLSC_40707_2P_40HP | 789.7994 | 789.7994 | 3159.1977 | 4 | 1 | 5 | G | VLS_Inline | 4 | 4 | 4 | 6 | BranchMin_4BranchMax_6 | 5 | 5 | 12 | HeaderMin_5HeaderMax_12 | 6
1227 | 87 | 40707-2P-40HP VLSC | VLSC_40707_2P_40HP | 789.7994 | 789.7994 | 3159.1977 | 4 | 1 | 5 | G | VLS_Inline | 4 | 4 | 4 | 6 | BranchMin_4BranchMax_6 | 5 | 5 | 12 | HeaderMin_5HeaderMax_12 | 8
1227 | 87 | 40707-2P-40HP VLSC | VLSC_40707_2P_40HP | 789.7994 | 789.7994 | 3159.1977 | 4 | 1 | 5 | G | VLS_Inline | 4 | 4 | 4 | 6 | BranchMin_4BranchMax_6 | 5 | 5 | 12 | HeaderMin_5HeaderMax_12 | 10
1227 | 87 | 40707-2P-40HP VLSC | VLSC_40707_2P_40HP | 789.7994 | 789.7994 | 3159.1977 | 4 | 1 | 5 | G | VLS_Inline | 4 | 4 | 4 | 6 | BranchMin_4BranchMax_6 | 5 | 5 | 12 | HeaderMin_5HeaderMax_12 | 12
1227 | 87 | 40707-2P-40HP VLSC | VLSC_40707_2P_40HP | 789.7994 | 789.7994 | 3159.1977 | 4 | 1 | 5 | G | VLS_Inline | 4 | 4 | 4 | 6 | BranchMin_4BranchMax_6 | 6 | 5 | 12 | HeaderMin_5HeaderMax_12 | 5 | INVALID
1227 | 87 | 40707-2P-40HP VLSC | VLSC_40707_2P_40HP | 789.7994 | 789.7994 | 3159.1977 | 4 | 1 | 5 | G | VLS_Inline | 4 | 4 | 4 | 6 | BranchMin_4BranchMax_6 | 6 | 5 | 12 | HeaderMin_5HeaderMax_12 | 6 | INVALID
1227 | 87 | 40707-2P-40HP VLSC | VLSC_40707_2P_40HP | 789.7994 | 789.7994 | 3159.1977 | 4 | 1 | 5 | G | VLS_Inline | 4 | 4 | 4 | 6 | BranchMin_4BranchMax_6 | 6 | 5 | 12 | HeaderMin_5HeaderMax_12 | 8
1227 | 87 | 40707-2P-40HP VLSC | VLSC_40707_2P_40HP | 789.7994 | 789.7994 | 3159.1977 | 4 | 1 | 5 | G | VLS_Inline | 4 | 4 | 4 | 6 | BranchMin_4BranchMax_6 | 6 | 5 | 12 | HeaderMin_5HeaderMax_12 | 10
1227 | 87 | 40707-2P-40HP VLSC | VLSC_40707_2P_40HP | 789.7994 | 789.7994 | 3159.1977 | 4 | 1 | 5 | G | VLS_Inline | 4 | 4 | 4 | 6 | BranchMin_4BranchMax_6 | 6 | 5 | 12 | HeaderMin_5HeaderMax_12 | 12
1228 | 88 | 40707-4P-3HP VLSC | VLSC_40707_4P_3HP | 360.84 | 360.84 | 1443.36 | 4 | 1 | 5 | G | VLS_Inline | 4 | 4 | 4 | 4 | BranchMin_4BranchMax_4 | 4 | 5 | 8 | HeaderMin_5HeaderMax_8 | 5
1228 | 88 | 40707-4P-3HP VLSC | VLSC_40707_4P_3HP | 360.84 | 360.84 | 1443.36 | 4 | 1 | 5 | G | VLS_Inline | 4 | 4 | 4 | 4 | BranchMin_4BranchMax_4 | 4 | 5 | 8 | HeaderMin_5HeaderMax_8 | 6
1228 | 88 | 40707-4P-3HP VLSC | VLSC_40707_4P_3HP | 360.84 | 360.84 | 1443.36 | 4 | 1 | 5 | G | VLS_Inline | 4 | 4 | 4 | 4 | BranchMin_4BranchMax_4 | 4 | 5 | 8 | HeaderMin_5HeaderMax_8 | 8
1229 | 89 | 40707-4P-5HP VLSC | VLSC_40707_4P_5HP | 427.4383 | 427.4383 | 1709.7532 | 4 | 1 | 5 | G | VLS_Inline | 4 | 4 | 4 | 5 | BranchMin_4BranchMax_5 | 4 | 5 | 10 | HeaderMin_5HeaderMax_10 | 5
1229 | 89 | 40707-4P-5HP VLSC | VLSC_40707_4P_5HP | 427.4383 | 427.4383 | 1709.7532 | 4 | 1 | 5 | G | VLS_Inline | 4 | 4 | 4 | 5 | BranchMin_4BranchMax_5 | 4 | 5 | 10 | HeaderMin_5HeaderMax_10 | 6
1229 | 89 | 40707-4P-5HP VLSC | VLSC_40707_4P_5HP | 427.4383 | 427.4383 | 1709.7532 | 4 | 1 | 5 | G | VLS_Inline | 4 | 4 | 4 | 5 | BranchMin_4BranchMax_5 | 4 | 5 | 10 | HeaderMin_5HeaderMax_10 | 8
1229 | 89 | 40707-4P-5HP VLSC | VLSC_40707_4P_5HP | 427.4383 | 427.4383 | 1709.7532 | 4 | 1 | 5 | G | VLS_Inline | 4 | 4 | 4 | 5 | BranchMin_4BranchMax_5 | 4 | 5 | 10 | HeaderMin_5HeaderMax_10 | 10
1229 | 89 | 40707-4P-5HP VLSC | VLSC_40707_4P_5HP | 427.4383 | 427.4383 | 1709.7532 | 4 | 1 | 5 | G | VLS_Inline | 4 | 4 | 4 | 5 | BranchMin_4BranchMax_5 | 5 | 5 | 10 | HeaderMin_5HeaderMax_10 | 5 | INVALID
1229 | 89 | 40707-4P-5HP VLSC | VLSC_40707_4P_5HP | 427.4383 | 427.4383 | 1709.7532 | 4 | 1 | 5 | G | VLS_Inline | 4 | 4 | 4 | 5 | BranchMin_4BranchMax_5 | 5 | 5 | 10 | HeaderMin_5HeaderMax_10 | 6
1229 | 89 | 40707-4P-5HP VLSC | VLSC_40707_4P_5HP | 427.4383 | 427.4383 | 1709.7532 | 4 | 1 | 5 | G | VLS_Inline | 4 | 4 | 4 | 5 | BranchMin_4BranchMax_5 | 5 | 5 | 10 | HeaderMin_5HeaderMax_10 | 8
1229 | 89 | 40707-4P-5HP VLSC | VLSC_40707_4P_5HP | 427.4383 | 427.4383 | 1709.7532 | 4 | 1 | 5 | G | VLS_Inline | 4 | 4 | 4 | 5 | BranchMin_4BranchMax_5 | 5 | 5 | 10 | HeaderMin_5HeaderMax_10 | 10
1230 | 90 | 40957-2P-40HP VLSC | RC9914-1-6.92-2P | 913.8143 | 913.8143 | 3655.2573 | 4 | 1 | 5 | G | VLS_Inline | 4 | 4 | 4 | 6 | BranchMin_4BranchMax_6 | 4 | 5 | 14 | HeaderMin_5HeaderMax_14 | 5
1230 | 90 | 40957-2P-40HP VLSC | RC9914-1-6.92-2P | 913.8143 | 913.8143 | 3655.2573 | 4 | 1 | 5 | G | VLS_Inline | 4 | 4 | 4 | 6 | BranchMin_4BranchMax_6 | 4 | 5 | 14 | HeaderMin_5HeaderMax_14 | 6
1230 | 90 | 40957-2P-40HP VLSC | RC9914-1-6.92-2P | 913.8143 | 913.8143 | 3655.2573 | 4 | 1 | 5 | G | VLS_Inline | 4 | 4 | 4 | 6 | BranchMin_4BranchMax_6 | 4 | 5 | 14 | HeaderMin_5HeaderMax_14 | 8
1230 | 90 | 40957-2P-40HP VLSC | RC9914-1-6.92-2P | 913.8143 | 913.8143 | 3655.2573 | 4 | 1 | 5 | G | VLS_Inline | 4 | 4 | 4 | 6 | BranchMin_4BranchMax_6 | 4 | 5 | 14 | HeaderMin_5HeaderMax_14 | 10
1230 | 90 | 40957-2P-40HP VLSC | RC9914-1-6.92-2P | 913.8143 | 913.8143 | 3655.2573 | 4 | 1 | 5 | G | VLS_Inline | 4 | 4 | 4 | 6 | BranchMin_4BranchMax_6 | 4 | 5 | 14 | HeaderMin_5HeaderMax_14 | 12
1230 | 90 | 40957-2P-40HP VLSC | RC9914-1-6.92-2P | 913.8143 | 913.8143 | 3655.2573 | 4 | 1 | 5 | G | VLS_Inline | 4 | 4 | 4 | 6 | BranchMin_4BranchMax_6 | 4 | 5 | 14 | HeaderMin_5HeaderMax_14 | 14
1230 | 90 | 40957-2P-40HP VLSC | RC9914-1-6.92-2P | 913.8143 | 913.8143 | 3655.2573 | 4 | 1 | 5 | G | VLS_Inline | 4 | 4 | 4 | 6 | BranchMin_4BranchMax_6 | 5 | 5 | 14 | HeaderMin_5HeaderMax_14 | 5 | INVALID
1230 | 90 | 40957-2P-40HP VLSC | RC9914-1-6.92-2P | 913.8143 | 913.8143 | 3655.2573 | 4 | 1 | 5 | G | VLS_Inline | 4 | 4 | 4 | 6 | BranchMin_4BranchMax_6 | 5 | 5 | 14 | HeaderMin_5HeaderMax_14 | 6
1230 | 90 | 40957-2P-40HP VLSC | RC9914-1-6.92-2P | 913.8143 | 913.8143 | 3655.2573 | 4 | 1 | 5 | G | VLS_Inline | 4 | 4 | 4 | 6 | BranchMin_4BranchMax_6 | 5 | 5 | 14 | HeaderMin_5HeaderMax_14 | 8
1230 | 90 | 40957-2P-40HP VLSC | RC9914-1-6.92-2P | 913.8143 | 913.8143 | 3655.2573 | 4 | 1 | 5 | G | VLS_Inline | 4 | 4 | 4 | 6 | BranchMin_4BranchMax_6 | 5 | 5 | 14 | HeaderMin_5HeaderMax_14 | 10
1230 | 90 | 40957-2P-40HP VLSC | RC9914-1-6.92-2P | 913.8143 | 913.8143 | 3655.2573 | 4 | 1 | 5 | G | VLS_Inline | 4 | 4 | 4 | 6 | BranchMin_4BranchMax_6 | 5 | 5 | 14 | HeaderMin_5HeaderMax_14 | 12
1230 | 90 | 40957-2P-40HP VLSC | RC9914-1-6.92-2P | 913.8143 | 913.8143 | 3655.2573 | 4 | 1 | 5 | G | VLS_Inline | 4 | 4 | 4 | 6 | BranchMin_4BranchMax_6 | 5 | 5 | 14 | HeaderMin_5HeaderMax_14 | 14
1230 | 90 | 40957-2P-40HP VLSC | RC9914-1-6.92-2P | 913.8143 | 913.8143 | 3655.2573 | 4 | 1 | 5 | G | VLS_Inline | 4 | 4 | 4 | 6 | BranchMin_4BranchMax_6 | 6 | 5 | 14 | HeaderMin_5HeaderMax_14 | 5 | INVALID
1230 | 90 | 40957-2P-40HP VLSC | RC9914-1-6.92-2P | 913.8143 | 913.8143 | 3655.2573 | 4 | 1 | 5 | G | VLS_Inline | 4 | 4 | 4 | 6 | BranchMin_4BranchMax_6 | 6 | 5 | 14 | HeaderMin_5HeaderMax_14 | 6 | INVALID
1230 | 90 | 40957-2P-40HP VLSC | RC9914-1-6.92-2P | 913.8143 | 913.8143 | 3655.2573 | 4 | 1 | 5 | G | VLS_Inline | 4 | 4 | 4 | 6 | BranchMin_4BranchMax_6 | 6 | 5 | 14 | HeaderMin_5HeaderMax_14 | 8
1230 | 90 | 40957-2P-40HP VLSC | RC9914-1-6.92-2P | 913.8143 | 913.8143 | 3655.2573 | 4 | 1 | 5 | G | VLS_Inline | 4 | 4 | 4 | 6 | BranchMin_4BranchMax_6 | 6 | 5 | 14 | HeaderMin_5HeaderMax_14 | 10
1230 | 90 | 40957-2P-40HP VLSC | RC9914-1-6.92-2P | 913.8143 | 913.8143 | 3655.2573 | 4 | 1 | 5 | G | VLS_Inline | 4 | 4 | 4 | 6 | BranchMin_4BranchMax_6 | 6 | 5 | 14 | HeaderMin_5HeaderMax_14 | 12
1230 | 90 | 40957-2P-40HP VLSC | RC9914-1-6.92-2P | 913.8143 | 913.8143 | 3655.2573 | 4 | 1 | 5 | G | VLS_Inline | 4 | 4 | 4 | 6 | BranchMin_4BranchMax_6 | 6 | 5 | 14 | HeaderMin_5HeaderMax_14 | 14
1231 | 91 | 40957-2P-50HP VLSC | RC9914-1-7.60-2P | 969.4037 | 969.4037 | 3877.6149 | 4 | 1 | 5 | G | VLS_Inline | 4 | 4 | 4 | 8 | BranchMin_4BranchMax_8 | 4 | 5 | 14 | HeaderMin_5HeaderMax_14 | 5
1231 | 91 | 40957-2P-50HP VLSC | RC9914-1-7.60-2P | 969.4037 | 969.4037 | 3877.6149 | 4 | 1 | 5 | G | VLS_Inline | 4 | 4 | 4 | 8 | BranchMin_4BranchMax_8 | 4 | 5 | 14 | HeaderMin_5HeaderMax_14 | 6
1231 | 91 | 40957-2P-50HP VLSC | RC9914-1-7.60-2P | 969.4037 | 969.4037 | 3877.6149 | 4 | 1 | 5 | G | VLS_Inline | 4 | 4 | 4 | 8 | BranchMin_4BranchMax_8 | 4 | 5 | 14 | HeaderMin_5HeaderMax_14 | 8
1231 | 91 | 40957-2P-50HP VLSC | RC9914-1-7.60-2P | 969.4037 | 969.4037 | 3877.6149 | 4 | 1 | 5 | G | VLS_Inline | 4 | 4 | 4 | 8 | BranchMin_4BranchMax_8 | 4 | 5 | 14 | HeaderMin_5HeaderMax_14 | 10
1231 | 91 | 40957-2P-50HP VLSC | RC9914-1-7.60-2P | 969.4037 | 969.4037 | 3877.6149 | 4 | 1 | 5 | G | VLS_Inline | 4 | 4 | 4 | 8 | BranchMin_4BranchMax_8 | 4 | 5 | 14 | HeaderMin_5HeaderMax_14 | 12
1231 | 91 | 40957-2P-50HP VLSC | RC9914-1-7.60-2P | 969.4037 | 969.4037 | 3877.6149 | 4 | 1 | 5 | G | VLS_Inline | 4 | 4 | 4 | 8 | BranchMin_4BranchMax_8 | 4 | 5 | 14 | HeaderMin_5HeaderMax_14 | 14
1231 | 91 | 40957-2P-50HP VLSC | RC9914-1-7.60-2P | 969.4037 | 969.4037 | 3877.6149 | 4 | 1 | 5 | G | VLS_Inline | 4 | 4 | 4 | 8 | BranchMin_4BranchMax_8 | 5 | 5 | 14 | HeaderMin_5HeaderMax_14 | 5 | INVALID
1231 | 91 | 40957-2P-50HP VLSC | RC9914-1-7.60-2P | 969.4037 | 969.4037 | 3877.6149 | 4 | 1 | 5 | G | VLS_Inline | 4 | 4 | 4 | 8 | BranchMin_4BranchMax_8 | 5 | 5 | 14 | HeaderMin_5HeaderMax_14 | 6
1231 | 91 | 40957-2P-50HP VLSC | RC9914-1-7.60-2P | 969.4037 | 969.4037 | 3877.6149 | 4 | 1 | 5 | G | VLS_Inline | 4 | 4 | 4 | 8 | BranchMin_4BranchMax_8 | 5 | 5 | 14 | HeaderMin_5HeaderMax_14 | 8
1231 | 91 | 40957-2P-50HP VLSC | RC9914-1-7.60-2P | 969.4037 | 969.4037 | 3877.6149 | 4 | 1 | 5 | G | VLS_Inline | 4 | 4 | 4 | 8 | BranchMin_4BranchMax_8 | 5 | 5 | 14 | HeaderMin_5HeaderMax_14 | 10
1231 | 91 | 40957-2P-50HP VLSC | RC9914-1-7.60-2P | 969.4037 | 969.4037 | 3877.6149 | 4 | 1 | 5 | G | VLS_Inline | 4 | 4 | 4 | 8 | BranchMin_4BranchMax_8 | 5 | 5 | 14 | HeaderMin_5HeaderMax_14 | 12
1231 | 91 | 40957-2P-50HP VLSC | RC9914-1-7.60-2P | 969.4037 | 969.4037 | 3877.6149 | 4 | 1 | 5 | G | VLS_Inline | 4 | 4 | 4 | 8 | BranchMin_4BranchMax_8 | 5 | 5 | 14 | HeaderMin_5HeaderMax_14 | 14
1231 | 91 | 40957-2P-50HP VLSC | RC9914-1-7.60-2P | 969.4037 | 969.4037 | 3877.6149 | 4 | 1 | 5 | G | VLS_Inline | 4 | 4 | 4 | 8 | BranchMin_4BranchMax_8 | 6 | 5 | 14 | HeaderMin_5HeaderMax_14 | 5 | INVALID
1231 | 91 | 40957-2P-50HP VLSC | RC9914-1-7.60-2P | 969.4037 | 969.4037 | 3877.6149 | 4 | 1 | 5 | G | VLS_Inline | 4 | 4 | 4 | 8 | BranchMin_4BranchMax_8 | 6 | 5 | 14 | HeaderMin_5HeaderMax_14 | 6 | INVALID
1231 | 91 | 40957-2P-50HP VLSC | RC9914-1-7.60-2P | 969.4037 | 969.4037 | 3877.6149 | 4 | 1 | 5 | G | VLS_Inline | 4 | 4 | 4 | 8 | BranchMin_4BranchMax_8 | 6 | 5 | 14 | HeaderMin_5HeaderMax_14 | 8
1231 | 91 | 40957-2P-50HP VLSC | RC9914-1-7.60-2P | 969.4037 | 969.4037 | 3877.6149 | 4 | 1 | 5 | G | VLS_Inline | 4 | 4 | 4 | 8 | BranchMin_4BranchMax_8 | 6 | 5 | 14 | HeaderMin_5HeaderMax_14 | 10
1231 | 91 | 40957-2P-50HP VLSC | RC9914-1-7.60-2P | 969.4037 | 969.4037 | 3877.6149 | 4 | 1 | 5 | G | VLS_Inline | 4 | 4 | 4 | 8 | BranchMin_4BranchMax_8 | 6 | 5 | 14 | HeaderMin_5HeaderMax_14 | 12
1231 | 91 | 40957-2P-50HP VLSC | RC9914-1-7.60-2P | 969.4037 | 969.4037 | 3877.6149 | 4 | 1 | 5 | G | VLS_Inline | 4 | 4 | 4 | 8 | BranchMin_4BranchMax_8 | 6 | 5 | 14 | HeaderMin_5HeaderMax_14 | 14
1231 | 91 | 40957-2P-50HP VLSC | RC9914-1-7.60-2P | 969.4037 | 969.4037 | 3877.6149 | 4 | 1 | 5 | G | VLS_Inline | 4 | 4 | 4 | 8 | BranchMin_4BranchMax_8 | 8 | 5 | 14 | HeaderMin_5HeaderMax_14 | 5 | INVALID
1231 | 91 | 40957-2P-50HP VLSC | RC9914-1-7.60-2P | 969.4037 | 969.4037 | 3877.6149 | 4 | 1 | 5 | G | VLS_Inline | 4 | 4 | 4 | 8 | BranchMin_4BranchMax_8 | 8 | 5 | 14 | HeaderMin_5HeaderMax_14 | 6 | INVALID
1231 | 91 | 40957-2P-50HP VLSC | RC9914-1-7.60-2P | 969.4037 | 969.4037 | 3877.6149 | 4 | 1 | 5 | G | VLS_Inline | 4 | 4 | 4 | 8 | BranchMin_4BranchMax_8 | 8 | 5 | 14 | HeaderMin_5HeaderMax_14 | 8 | INVALID
1231 | 91 | 40957-2P-50HP VLSC | RC9914-1-7.60-2P | 969.4037 | 969.4037 | 3877.6149 | 4 | 1 | 5 | G | VLS_Inline | 4 | 4 | 4 | 8 | BranchMin_4BranchMax_8 | 8 | 5 | 14 | HeaderMin_5HeaderMax_14 | 10
1231 | 91 | 40957-2P-50HP VLSC | RC9914-1-7.60-2P | 969.4037 | 969.4037 | 3877.6149 | 4 | 1 | 5 | G | VLS_Inline | 4 | 4 | 4 | 8 | BranchMin_4BranchMax_8 | 8 | 5 | 14 | HeaderMin_5HeaderMax_14 | 12
1231 | 91 | 40957-2P-50HP VLSC | RC9914-1-7.60-2P | 969.4037 | 969.4037 | 3877.6149 | 4 | 1 | 5 | G | VLS_Inline | 4 | 4 | 4 | 8 | BranchMin_4BranchMax_8 | 8 | 5 | 14 | HeaderMin_5HeaderMax_14 | 14
1232 | 92 | 40957-2P-60HP VLSC | RC9914-1-8.04-2P | 1015.343 | 1015.343 | 4061.3719 | 4 | 1 | 5 | G | VLS_Inline | 4 | 4 | 4 | 8 | BranchMin_4BranchMax_8 | 4 | 5 | 14 | HeaderMin_5HeaderMax_14 | 5
1232 | 92 | 40957-2P-60HP VLSC | RC9914-1-8.04-2P | 1015.343 | 1015.343 | 4061.3719 | 4 | 1 | 5 | G | VLS_Inline | 4 | 4 | 4 | 8 | BranchMin_4BranchMax_8 | 4 | 5 | 14 | HeaderMin_5HeaderMax_14 | 6
1232 | 92 | 40957-2P-60HP VLSC | RC9914-1-8.04-2P | 1015.343 | 1015.343 | 4061.3719 | 4 | 1 | 5 | G | VLS_Inline | 4 | 4 | 4 | 8 | BranchMin_4BranchMax_8 | 4 | 5 | 14 | HeaderMin_5HeaderMax_14 | 8
1232 | 92 | 40957-2P-60HP VLSC | RC9914-1-8.04-2P | 1015.343 | 1015.343 | 4061.3719 | 4 | 1 | 5 | G | VLS_Inline | 4 | 4 | 4 | 8 | BranchMin_4BranchMax_8 | 4 | 5 | 14 | HeaderMin_5HeaderMax_14 | 10
1232 | 92 | 40957-2P-60HP VLSC | RC9914-1-8.04-2P | 1015.343 | 1015.343 | 4061.3719 | 4 | 1 | 5 | G | VLS_Inline | 4 | 4 | 4 | 8 | BranchMin_4BranchMax_8 | 4 | 5 | 14 | HeaderMin_5HeaderMax_14 | 12
1232 | 92 | 40957-2P-60HP VLSC | RC9914-1-8.04-2P | 1015.343 | 1015.343 | 4061.3719 | 4 | 1 | 5 | G | VLS_Inline | 4 | 4 | 4 | 8 | BranchMin_4BranchMax_8 | 4 | 5 | 14 | HeaderMin_5HeaderMax_14 | 14
1232 | 92 | 40957-2P-60HP VLSC | RC9914-1-8.04-2P | 1015.343 | 1015.343 | 4061.3719 | 4 | 1 | 5 | G | VLS_Inline | 4 | 4 | 4 | 8 | BranchMin_4BranchMax_8 | 5 | 5 | 14 | HeaderMin_5HeaderMax_14 | 5 | INVALID
1232 | 92 | 40957-2P-60HP VLSC | RC9914-1-8.04-2P | 1015.343 | 1015.343 | 4061.3719 | 4 | 1 | 5 | G | VLS_Inline | 4 | 4 | 4 | 8 | BranchMin_4BranchMax_8 | 5 | 5 | 14 | HeaderMin_5HeaderMax_14 | 6
1232 | 92 | 40957-2P-60HP VLSC | RC9914-1-8.04-2P | 1015.343 | 1015.343 | 4061.3719 | 4 | 1 | 5 | G | VLS_Inline | 4 | 4 | 4 | 8 | BranchMin_4BranchMax_8 | 5 | 5 | 14 | HeaderMin_5HeaderMax_14 | 8
1232 | 92 | 40957-2P-60HP VLSC | RC9914-1-8.04-2P | 1015.343 | 1015.343 | 4061.3719 | 4 | 1 | 5 | G | VLS_Inline | 4 | 4 | 4 | 8 | BranchMin_4BranchMax_8 | 5 | 5 | 14 | HeaderMin_5HeaderMax_14 | 10
1232 | 92 | 40957-2P-60HP VLSC | RC9914-1-8.04-2P | 1015.343 | 1015.343 | 4061.3719 | 4 | 1 | 5 | G | VLS_Inline | 4 | 4 | 4 | 8 | BranchMin_4BranchMax_8 | 5 | 5 | 14 | HeaderMin_5HeaderMax_14 | 12
1232 | 92 | 40957-2P-60HP VLSC | RC9914-1-8.04-2P | 1015.343 | 1015.343 | 4061.3719 | 4 | 1 | 5 | G | VLS_Inline | 4 | 4 | 4 | 8 | BranchMin_4BranchMax_8 | 5 | 5 | 14 | HeaderMin_5HeaderMax_14 | 14
1232 | 92 | 40957-2P-60HP VLSC | RC9914-1-8.04-2P | 1015.343 | 1015.343 | 4061.3719 | 4 | 1 | 5 | G | VLS_Inline | 4 | 4 | 4 | 8 | BranchMin_4BranchMax_8 | 6 | 5 | 14 | HeaderMin_5HeaderMax_14 | 5 | INVALID
1232 | 92 | 40957-2P-60HP VLSC | RC9914-1-8.04-2P | 1015.343 | 1015.343 | 4061.3719 | 4 | 1 | 5 | G | VLS_Inline | 4 | 4 | 4 | 8 | BranchMin_4BranchMax_8 | 6 | 5 | 14 | HeaderMin_5HeaderMax_14 | 6 | INVALID
1232 | 92 | 40957-2P-60HP VLSC | RC9914-1-8.04-2P | 1015.343 | 1015.343 | 4061.3719 | 4 | 1 | 5 | G | VLS_Inline | 4 | 4 | 4 | 8 | BranchMin_4BranchMax_8 | 6 | 5 | 14 | HeaderMin_5HeaderMax_14 | 8
1232 | 92 | 40957-2P-60HP VLSC | RC9914-1-8.04-2P | 1015.343 | 1015.343 | 4061.3719 | 4 | 1 | 5 | G | VLS_Inline | 4 | 4 | 4 | 8 | BranchMin_4BranchMax_8 | 6 | 5 | 14 | HeaderMin_5HeaderMax_14 | 10
1232 | 92 | 40957-2P-60HP VLSC | RC9914-1-8.04-2P | 1015.343 | 1015.343 | 4061.3719 | 4 | 1 | 5 | G | VLS_Inline | 4 | 4 | 4 | 8 | BranchMin_4BranchMax_8 | 6 | 5 | 14 | HeaderMin_5HeaderMax_14 | 12
1232 | 92 | 40957-2P-60HP VLSC | RC9914-1-8.04-2P | 1015.343 | 1015.343 | 4061.3719 | 4 | 1 | 5 | G | VLS_Inline | 4 | 4 | 4 | 8 | BranchMin_4BranchMax_8 | 6 | 5 | 14 | HeaderMin_5HeaderMax_14 | 14
1232 | 92 | 40957-2P-60HP VLSC | RC9914-1-8.04-2P | 1015.343 | 1015.343 | 4061.3719 | 4 | 1 | 5 | G | VLS_Inline | 4 | 4 | 4 | 8 | BranchMin_4BranchMax_8 | 8 | 5 | 14 | HeaderMin_5HeaderMax_14 | 5 | INVALID
1232 | 92 | 40957-2P-60HP VLSC | RC9914-1-8.04-2P | 1015.343 | 1015.343 | 4061.3719 | 4 | 1 | 5 | G | VLS_Inline | 4 | 4 | 4 | 8 | BranchMin_4BranchMax_8 | 8 | 5 | 14 | HeaderMin_5HeaderMax_14 | 6 | INVALID
1232 | 92 | 40957-2P-60HP VLSC | RC9914-1-8.04-2P | 1015.343 | 1015.343 | 4061.3719 | 4 | 1 | 5 | G | VLS_Inline | 4 | 4 | 4 | 8 | BranchMin_4BranchMax_8 | 8 | 5 | 14 | HeaderMin_5HeaderMax_14 | 8 | INVALID
1232 | 92 | 40957-2P-60HP VLSC | RC9914-1-8.04-2P | 1015.343 | 1015.343 | 4061.3719 | 4 | 1 | 5 | G | VLS_Inline | 4 | 4 | 4 | 8 | BranchMin_4BranchMax_8 | 8 | 5 | 14 | HeaderMin_5HeaderMax_14 | 10
1232 | 92 | 40957-2P-60HP VLSC | RC9914-1-8.04-2P | 1015.343 | 1015.343 | 4061.3719 | 4 | 1 | 5 | G | VLS_Inline | 4 | 4 | 4 | 8 | BranchMin_4BranchMax_8 | 8 | 5 | 14 | HeaderMin_5HeaderMax_14 | 12
1232 | 92 | 40957-2P-60HP VLSC | RC9914-1-8.04-2P | 1015.343 | 1015.343 | 4061.3719 | 4 | 1 | 5 | G | VLS_Inline | 4 | 4 | 4 | 8 | BranchMin_4BranchMax_8 | 8 | 5 | 14 | HeaderMin_5HeaderMax_14 | 14
1233 | 93 | 40957-2P-75HP VLSC | RC9914-1-8.58-2P | 1051.8577 | 1051.8577 | 4207.4307 | 4 | 1 | 5 | G | VLS_Inline | 4 | 4 | 4 | 8 | BranchMin_4BranchMax_8 | 4 | 5 | 14 | HeaderMin_5HeaderMax_14 | 5
1233 | 93 | 40957-2P-75HP VLSC | RC9914-1-8.58-2P | 1051.8577 | 1051.8577 | 4207.4307 | 4 | 1 | 5 | G | VLS_Inline | 4 | 4 | 4 | 8 | BranchMin_4BranchMax_8 | 4 | 5 | 14 | HeaderMin_5HeaderMax_14 | 6
1233 | 93 | 40957-2P-75HP VLSC | RC9914-1-8.58-2P | 1051.8577 | 1051.8577 | 4207.4307 | 4 | 1 | 5 | G | VLS_Inline | 4 | 4 | 4 | 8 | BranchMin_4BranchMax_8 | 4 | 5 | 14 | HeaderMin_5HeaderMax_14 | 8
1233 | 93 | 40957-2P-75HP VLSC | RC9914-1-8.58-2P | 1051.8577 | 1051.8577 | 4207.4307 | 4 | 1 | 5 | G | VLS_Inline | 4 | 4 | 4 | 8 | BranchMin_4BranchMax_8 | 4 | 5 | 14 | HeaderMin_5HeaderMax_14 | 10
1233 | 93 | 40957-2P-75HP VLSC | RC9914-1-8.58-2P | 1051.8577 | 1051.8577 | 4207.4307 | 4 | 1 | 5 | G | VLS_Inline | 4 | 4 | 4 | 8 | BranchMin_4BranchMax_8 | 4 | 5 | 14 | HeaderMin_5HeaderMax_14 | 12
1233 | 93 | 40957-2P-75HP VLSC | RC9914-1-8.58-2P | 1051.8577 | 1051.8577 | 4207.4307 | 4 | 1 | 5 | G | VLS_Inline | 4 | 4 | 4 | 8 | BranchMin_4BranchMax_8 | 4 | 5 | 14 | HeaderMin_5HeaderMax_14 | 14
1233 | 93 | 40957-2P-75HP VLSC | RC9914-1-8.58-2P | 1051.8577 | 1051.8577 | 4207.4307 | 4 | 1 | 5 | G | VLS_Inline | 4 | 4 | 4 | 8 | BranchMin_4BranchMax_8 | 5 | 5 | 14 | HeaderMin_5HeaderMax_14 | 5 | INVALID
1233 | 93 | 40957-2P-75HP VLSC | RC9914-1-8.58-2P | 1051.8577 | 1051.8577 | 4207.4307 | 4 | 1 | 5 | G | VLS_Inline | 4 | 4 | 4 | 8 | BranchMin_4BranchMax_8 | 5 | 5 | 14 | HeaderMin_5HeaderMax_14 | 6
1233 | 93 | 40957-2P-75HP VLSC | RC9914-1-8.58-2P | 1051.8577 | 1051.8577 | 4207.4307 | 4 | 1 | 5 | G | VLS_Inline | 4 | 4 | 4 | 8 | BranchMin_4BranchMax_8 | 5 | 5 | 14 | HeaderMin_5HeaderMax_14 | 8
1233 | 93 | 40957-2P-75HP VLSC | RC9914-1-8.58-2P | 1051.8577 | 1051.8577 | 4207.4307 | 4 | 1 | 5 | G | VLS_Inline | 4 | 4 | 4 | 8 | BranchMin_4BranchMax_8 | 5 | 5 | 14 | HeaderMin_5HeaderMax_14 | 10
1233 | 93 | 40957-2P-75HP VLSC | RC9914-1-8.58-2P | 1051.8577 | 1051.8577 | 4207.4307 | 4 | 1 | 5 | G | VLS_Inline | 4 | 4 | 4 | 8 | BranchMin_4BranchMax_8 | 5 | 5 | 14 | HeaderMin_5HeaderMax_14 | 12
1233 | 93 | 40957-2P-75HP VLSC | RC9914-1-8.58-2P | 1051.8577 | 1051.8577 | 4207.4307 | 4 | 1 | 5 | G | VLS_Inline | 4 | 4 | 4 | 8 | BranchMin_4BranchMax_8 | 5 | 5 | 14 | HeaderMin_5HeaderMax_14 | 14
1233 | 93 | 40957-2P-75HP VLSC | RC9914-1-8.58-2P | 1051.8577 | 1051.8577 | 4207.4307 | 4 | 1 | 5 | G | VLS_Inline | 4 | 4 | 4 | 8 | BranchMin_4BranchMax_8 | 6 | 5 | 14 | HeaderMin_5HeaderMax_14 | 5 | INVALID
1233 | 93 | 40957-2P-75HP VLSC | RC9914-1-8.58-2P | 1051.8577 | 1051.8577 | 4207.4307 | 4 | 1 | 5 | G | VLS_Inline | 4 | 4 | 4 | 8 | BranchMin_4BranchMax_8 | 6 | 5 | 14 | HeaderMin_5HeaderMax_14 | 6 | INVALID
1233 | 93 | 40957-2P-75HP VLSC | RC9914-1-8.58-2P | 1051.8577 | 1051.8577 | 4207.4307 | 4 | 1 | 5 | G | VLS_Inline | 4 | 4 | 4 | 8 | BranchMin_4BranchMax_8 | 6 | 5 | 14 | HeaderMin_5HeaderMax_14 | 8
1233 | 93 | 40957-2P-75HP VLSC | RC9914-1-8.58-2P | 1051.8577 | 1051.8577 | 4207.4307 | 4 | 1 | 5 | G | VLS_Inline | 4 | 4 | 4 | 8 | BranchMin_4BranchMax_8 | 6 | 5 | 14 | HeaderMin_5HeaderMax_14 | 10
1233 | 93 | 40957-2P-75HP VLSC | RC9914-1-8.58-2P | 1051.8577 | 1051.8577 | 4207.4307 | 4 | 1 | 5 | G | VLS_Inline | 4 | 4 | 4 | 8 | BranchMin_4BranchMax_8 | 6 | 5 | 14 | HeaderMin_5HeaderMax_14 | 12
1233 | 93 | 40957-2P-75HP VLSC | RC9914-1-8.58-2P | 1051.8577 | 1051.8577 | 4207.4307 | 4 | 1 | 5 | G | VLS_Inline | 4 | 4 | 4 | 8 | BranchMin_4BranchMax_8 | 6 | 5 | 14 | HeaderMin_5HeaderMax_14 | 14
1233 | 93 | 40957-2P-75HP VLSC | RC9914-1-8.58-2P | 1051.8577 | 1051.8577 | 4207.4307 | 4 | 1 | 5 | G | VLS_Inline | 4 | 4 | 4 | 8 | BranchMin_4BranchMax_8 | 8 | 5 | 14 | HeaderMin_5HeaderMax_14 | 5 | INVALID
1233 | 93 | 40957-2P-75HP VLSC | RC9914-1-8.58-2P | 1051.8577 | 1051.8577 | 4207.4307 | 4 | 1 | 5 | G | VLS_Inline | 4 | 4 | 4 | 8 | BranchMin_4BranchMax_8 | 8 | 5 | 14 | HeaderMin_5HeaderMax_14 | 6 | INVALID
1233 | 93 | 40957-2P-75HP VLSC | RC9914-1-8.58-2P | 1051.8577 | 1051.8577 | 4207.4307 | 4 | 1 | 5 | G | VLS_Inline | 4 | 4 | 4 | 8 | BranchMin_4BranchMax_8 | 8 | 5 | 14 | HeaderMin_5HeaderMax_14 | 8 | INVALID
1233 | 93 | 40957-2P-75HP VLSC | RC9914-1-8.58-2P | 1051.8577 | 1051.8577 | 4207.4307 | 4 | 1 | 5 | G | VLS_Inline | 4 | 4 | 4 | 8 | BranchMin_4BranchMax_8 | 8 | 5 | 14 | HeaderMin_5HeaderMax_14 | 10
1233 | 93 | 40957-2P-75HP VLSC | RC9914-1-8.58-2P | 1051.8577 | 1051.8577 | 4207.4307 | 4 | 1 | 5 | G | VLS_Inline | 4 | 4 | 4 | 8 | BranchMin_4BranchMax_8 | 8 | 5 | 14 | HeaderMin_5HeaderMax_14 | 12
1233 | 93 | 40957-2P-75HP VLSC | RC9914-1-8.58-2P | 1051.8577 | 1051.8577 | 4207.4307 | 4 | 1 | 5 | G | VLS_Inline | 4 | 4 | 4 | 8 | BranchMin_4BranchMax_8 | 8 | 5 | 14 | HeaderMin_5HeaderMax_14 | 14
1234 | 94 | 40957-2P-100HP VLSC | RC9914-1-9.43-2P | 1127.0937 | 1127.0937 | 4508.3749 | 4 | 1 | 5 | G | VLS_Inline | 4 | 4 | 4 | 8 | BranchMin_4BranchMax_8 | 4 | 5 | 16 | HeaderMin_5HeaderMax_16 | 5
1234 | 94 | 40957-2P-100HP VLSC | RC9914-1-9.43-2P | 1127.0937 | 1127.0937 | 4508.3749 | 4 | 1 | 5 | G | VLS_Inline | 4 | 4 | 4 | 8 | BranchMin_4BranchMax_8 | 4 | 5 | 16 | HeaderMin_5HeaderMax_16 | 6
1234 | 94 | 40957-2P-100HP VLSC | RC9914-1-9.43-2P | 1127.0937 | 1127.0937 | 4508.3749 | 4 | 1 | 5 | G | VLS_Inline | 4 | 4 | 4 | 8 | BranchMin_4BranchMax_8 | 4 | 5 | 16 | HeaderMin_5HeaderMax_16 | 8
1234 | 94 | 40957-2P-100HP VLSC | RC9914-1-9.43-2P | 1127.0937 | 1127.0937 | 4508.3749 | 4 | 1 | 5 | G | VLS_Inline | 4 | 4 | 4 | 8 | BranchMin_4BranchMax_8 | 4 | 5 | 16 | HeaderMin_5HeaderMax_16 | 10
1234 | 94 | 40957-2P-100HP VLSC | RC9914-1-9.43-2P | 1127.0937 | 1127.0937 | 4508.3749 | 4 | 1 | 5 | G | VLS_Inline | 4 | 4 | 4 | 8 | BranchMin_4BranchMax_8 | 4 | 5 | 16 | HeaderMin_5HeaderMax_16 | 12
1234 | 94 | 40957-2P-100HP VLSC | RC9914-1-9.43-2P | 1127.0937 | 1127.0937 | 4508.3749 | 4 | 1 | 5 | G | VLS_Inline | 4 | 4 | 4 | 8 | BranchMin_4BranchMax_8 | 4 | 5 | 16 | HeaderMin_5HeaderMax_16 | 14
1234 | 94 | 40957-2P-100HP VLSC | RC9914-1-9.43-2P | 1127.0937 | 1127.0937 | 4508.3749 | 4 | 1 | 5 | G | VLS_Inline | 4 | 4 | 4 | 8 | BranchMin_4BranchMax_8 | 4 | 5 | 16 | HeaderMin_5HeaderMax_16 | 16
1234 | 94 | 40957-2P-100HP VLSC | RC9914-1-9.43-2P | 1127.0937 | 1127.0937 | 4508.3749 | 4 | 1 | 5 | G | VLS_Inline | 4 | 4 | 4 | 8 | BranchMin_4BranchMax_8 | 5 | 5 | 16 | HeaderMin_5HeaderMax_16 | 5 | INVALID
1234 | 94 | 40957-2P-100HP VLSC | RC9914-1-9.43-2P | 1127.0937 | 1127.0937 | 4508.3749 | 4 | 1 | 5 | G | VLS_Inline | 4 | 4 | 4 | 8 | BranchMin_4BranchMax_8 | 5 | 5 | 16 | HeaderMin_5HeaderMax_16 | 6
1234 | 94 | 40957-2P-100HP VLSC | RC9914-1-9.43-2P | 1127.0937 | 1127.0937 | 4508.3749 | 4 | 1 | 5 | G | VLS_Inline | 4 | 4 | 4 | 8 | BranchMin_4BranchMax_8 | 5 | 5 | 16 | HeaderMin_5HeaderMax_16 | 8
1234 | 94 | 40957-2P-100HP VLSC | RC9914-1-9.43-2P | 1127.0937 | 1127.0937 | 4508.3749 | 4 | 1 | 5 | G | VLS_Inline | 4 | 4 | 4 | 8 | BranchMin_4BranchMax_8 | 5 | 5 | 16 | HeaderMin_5HeaderMax_16 | 10
1234 | 94 | 40957-2P-100HP VLSC | RC9914-1-9.43-2P | 1127.0937 | 1127.0937 | 4508.3749 | 4 | 1 | 5 | G | VLS_Inline | 4 | 4 | 4 | 8 | BranchMin_4BranchMax_8 | 5 | 5 | 16 | HeaderMin_5HeaderMax_16 | 12
1234 | 94 | 40957-2P-100HP VLSC | RC9914-1-9.43-2P | 1127.0937 | 1127.0937 | 4508.3749 | 4 | 1 | 5 | G | VLS_Inline | 4 | 4 | 4 | 8 | BranchMin_4BranchMax_8 | 5 | 5 | 16 | HeaderMin_5HeaderMax_16 | 14
1234 | 94 | 40957-2P-100HP VLSC | RC9914-1-9.43-2P | 1127.0937 | 1127.0937 | 4508.3749 | 4 | 1 | 5 | G | VLS_Inline | 4 | 4 | 4 | 8 | BranchMin_4BranchMax_8 | 5 | 5 | 16 | HeaderMin_5HeaderMax_16 | 16
1234 | 94 | 40957-2P-100HP VLSC | RC9914-1-9.43-2P | 1127.0937 | 1127.0937 | 4508.3749 | 4 | 1 | 5 | G | VLS_Inline | 4 | 4 | 4 | 8 | BranchMin_4BranchMax_8 | 6 | 5 | 16 | HeaderMin_5HeaderMax_16 | 5 | INVALID
1234 | 94 | 40957-2P-100HP VLSC | RC9914-1-9.43-2P | 1127.0937 | 1127.0937 | 4508.3749 | 4 | 1 | 5 | G | VLS_Inline | 4 | 4 | 4 | 8 | BranchMin_4BranchMax_8 | 6 | 5 | 16 | HeaderMin_5HeaderMax_16 | 6 | INVALID
1234 | 94 | 40957-2P-100HP VLSC | RC9914-1-9.43-2P | 1127.0937 | 1127.0937 | 4508.3749 | 4 | 1 | 5 | G | VLS_Inline | 4 | 4 | 4 | 8 | BranchMin_4BranchMax_8 | 6 | 5 | 16 | HeaderMin_5HeaderMax_16 | 8
1234 | 94 | 40957-2P-100HP VLSC | RC9914-1-9.43-2P | 1127.0937 | 1127.0937 | 4508.3749 | 4 | 1 | 5 | G | VLS_Inline | 4 | 4 | 4 | 8 | BranchMin_4BranchMax_8 | 6 | 5 | 16 | HeaderMin_5HeaderMax_16 | 10
1234 | 94 | 40957-2P-100HP VLSC | RC9914-1-9.43-2P | 1127.0937 | 1127.0937 | 4508.3749 | 4 | 1 | 5 | G | VLS_Inline | 4 | 4 | 4 | 8 | BranchMin_4BranchMax_8 | 6 | 5 | 16 | HeaderMin_5HeaderMax_16 | 12
1234 | 94 | 40957-2P-100HP VLSC | RC9914-1-9.43-2P | 1127.0937 | 1127.0937 | 4508.3749 | 4 | 1 | 5 | G | VLS_Inline | 4 | 4 | 4 | 8 | BranchMin_4BranchMax_8 | 6 | 5 | 16 | HeaderMin_5HeaderMax_16 | 14
1234 | 94 | 40957-2P-100HP VLSC | RC9914-1-9.43-2P | 1127.0937 | 1127.0937 | 4508.3749 | 4 | 1 | 5 | G | VLS_Inline | 4 | 4 | 4 | 8 | BranchMin_4BranchMax_8 | 6 | 5 | 16 | HeaderMin_5HeaderMax_16 | 16
1234 | 94 | 40957-2P-100HP VLSC | RC9914-1-9.43-2P | 1127.0937 | 1127.0937 | 4508.3749 | 4 | 1 | 5 | G | VLS_Inline | 4 | 4 | 4 | 8 | BranchMin_4BranchMax_8 | 8 | 5 | 16 | HeaderMin_5HeaderMax_16 | 5 | INVALID
1234 | 94 | 40957-2P-100HP VLSC | RC9914-1-9.43-2P | 1127.0937 | 1127.0937 | 4508.3749 | 4 | 1 | 5 | G | VLS_Inline | 4 | 4 | 4 | 8 | BranchMin_4BranchMax_8 | 8 | 5 | 16 | HeaderMin_5HeaderMax_16 | 6 | INVALID
1234 | 94 | 40957-2P-100HP VLSC | RC9914-1-9.43-2P | 1127.0937 | 1127.0937 | 4508.3749 | 4 | 1 | 5 | G | VLS_Inline | 4 | 4 | 4 | 8 | BranchMin_4BranchMax_8 | 8 | 5 | 16 | HeaderMin_5HeaderMax_16 | 8 | INVALID
1234 | 94 | 40957-2P-100HP VLSC | RC9914-1-9.43-2P | 1127.0937 | 1127.0937 | 4508.3749 | 4 | 1 | 5 | G | VLS_Inline | 4 | 4 | 4 | 8 | BranchMin_4BranchMax_8 | 8 | 5 | 16 | HeaderMin_5HeaderMax_16 | 10
1234 | 94 | 40957-2P-100HP VLSC | RC9914-1-9.43-2P | 1127.0937 | 1127.0937 | 4508.3749 | 4 | 1 | 5 | G | VLS_Inline | 4 | 4 | 4 | 8 | BranchMin_4BranchMax_8 | 8 | 5 | 16 | HeaderMin_5HeaderMax_16 | 12
1234 | 94 | 40957-2P-100HP VLSC | RC9914-1-9.43-2P | 1127.0937 | 1127.0937 | 4508.3749 | 4 | 1 | 5 | G | VLS_Inline | 4 | 4 | 4 | 8 | BranchMin_4BranchMax_8 | 8 | 5 | 16 | HeaderMin_5HeaderMax_16 | 14
1234 | 94 | 40957-2P-100HP VLSC | RC9914-1-9.43-2P | 1127.0937 | 1127.0937 | 4508.3749 | 4 | 1 | 5 | G | VLS_Inline | 4 | 4 | 4 | 8 | BranchMin_4BranchMax_8 | 8 | 5 | 16 | HeaderMin_5HeaderMax_16 | 16
1235 | 95 | 40957-4P-5HP VLSC | RC9914-1-6.91 | 456.5775 | 456.5775 | 1826.3098 | 4 | 1 | 5 | G | VLS_Inline | 4 | 4 | 4 | 5 | BranchMin_4BranchMax_5 | 4 | 5 | 10 | HeaderMin_5HeaderMax_10 | 5
1235 | 95 | 40957-4P-5HP VLSC | RC9914-1-6.91 | 456.5775 | 456.5775 | 1826.3098 | 4 | 1 | 5 | G | VLS_Inline | 4 | 4 | 4 | 5 | BranchMin_4BranchMax_5 | 4 | 5 | 10 | HeaderMin_5HeaderMax_10 | 6
1235 | 95 | 40957-4P-5HP VLSC | RC9914-1-6.91 | 456.5775 | 456.5775 | 1826.3098 | 4 | 1 | 5 | G | VLS_Inline | 4 | 4 | 4 | 5 | BranchMin_4BranchMax_5 | 4 | 5 | 10 | HeaderMin_5HeaderMax_10 | 8
1235 | 95 | 40957-4P-5HP VLSC | RC9914-1-6.91 | 456.5775 | 456.5775 | 1826.3098 | 4 | 1 | 5 | G | VLS_Inline | 4 | 4 | 4 | 5 | BranchMin_4BranchMax_5 | 4 | 5 | 10 | HeaderMin_5HeaderMax_10 | 10
1235 | 95 | 40957-4P-5HP VLSC | RC9914-1-6.91 | 456.5775 | 456.5775 | 1826.3098 | 4 | 1 | 5 | G | VLS_Inline | 4 | 4 | 4 | 5 | BranchMin_4BranchMax_5 | 5 | 5 | 10 | HeaderMin_5HeaderMax_10 | 5 | INVALID
1235 | 95 | 40957-4P-5HP VLSC | RC9914-1-6.91 | 456.5775 | 456.5775 | 1826.3098 | 4 | 1 | 5 | G | VLS_Inline | 4 | 4 | 4 | 5 | BranchMin_4BranchMax_5 | 5 | 5 | 10 | HeaderMin_5HeaderMax_10 | 6
1235 | 95 | 40957-4P-5HP VLSC | RC9914-1-6.91 | 456.5775 | 456.5775 | 1826.3098 | 4 | 1 | 5 | G | VLS_Inline | 4 | 4 | 4 | 5 | BranchMin_4BranchMax_5 | 5 | 5 | 10 | HeaderMin_5HeaderMax_10 | 8
1235 | 95 | 40957-4P-5HP VLSC | RC9914-1-6.91 | 456.5775 | 456.5775 | 1826.3098 | 4 | 1 | 5 | G | VLS_Inline | 4 | 4 | 4 | 5 | BranchMin_4BranchMax_5 | 5 | 5 | 10 | HeaderMin_5HeaderMax_10 | 10
1236 | 96 | 40957-4P-7.5HP VLSC | RC9914-1-8.04 | 508.0798 | 508.0798 | 2032.3192 | 4 | 1 | 5 | G | VLS_Inline | 4 | 4 | 4 | 5 | BranchMin_4BranchMax_5 | 4 | 5 | 10 | HeaderMin_5HeaderMax_10 | 5
1236 | 96 | 40957-4P-7.5HP VLSC | RC9914-1-8.04 | 508.0798 | 508.0798 | 2032.3192 | 4 | 1 | 5 | G | VLS_Inline | 4 | 4 | 4 | 5 | BranchMin_4BranchMax_5 | 4 | 5 | 10 | HeaderMin_5HeaderMax_10 | 6
1236 | 96 | 40957-4P-7.5HP VLSC | RC9914-1-8.04 | 508.0798 | 508.0798 | 2032.3192 | 4 | 1 | 5 | G | VLS_Inline | 4 | 4 | 4 | 5 | BranchMin_4BranchMax_5 | 4 | 5 | 10 | HeaderMin_5HeaderMax_10 | 8
1236 | 96 | 40957-4P-7.5HP VLSC | RC9914-1-8.04 | 508.0798 | 508.0798 | 2032.3192 | 4 | 1 | 5 | G | VLS_Inline | 4 | 4 | 4 | 5 | BranchMin_4BranchMax_5 | 4 | 5 | 10 | HeaderMin_5HeaderMax_10 | 10
1236 | 96 | 40957-4P-7.5HP VLSC | RC9914-1-8.04 | 508.0798 | 508.0798 | 2032.3192 | 4 | 1 | 5 | G | VLS_Inline | 4 | 4 | 4 | 5 | BranchMin_4BranchMax_5 | 5 | 5 | 10 | HeaderMin_5HeaderMax_10 | 5 | INVALID
1236 | 96 | 40957-4P-7.5HP VLSC | RC9914-1-8.04 | 508.0798 | 508.0798 | 2032.3192 | 4 | 1 | 5 | G | VLS_Inline | 4 | 4 | 4 | 5 | BranchMin_4BranchMax_5 | 5 | 5 | 10 | HeaderMin_5HeaderMax_10 | 6
1236 | 96 | 40957-4P-7.5HP VLSC | RC9914-1-8.04 | 508.0798 | 508.0798 | 2032.3192 | 4 | 1 | 5 | G | VLS_Inline | 4 | 4 | 4 | 5 | BranchMin_4BranchMax_5 | 5 | 5 | 10 | HeaderMin_5HeaderMax_10 | 8
1236 | 96 | 40957-4P-7.5HP VLSC | RC9914-1-8.04 | 508.0798 | 508.0798 | 2032.3192 | 4 | 1 | 5 | G | VLS_Inline | 4 | 4 | 4 | 5 | BranchMin_4BranchMax_5 | 5 | 5 | 10 | HeaderMin_5HeaderMax_10 | 10
1237 | 97 | 40957-4P-10HP VLSC | RC9914-1-8.77 | 534.9443 | 534.9443 | 2139.7774 | 4 | 1 | 5 | G | VLS_Inline | 4 | 4 | 4 | 5 | BranchMin_4BranchMax_5 | 4 | 5 | 10 | HeaderMin_5HeaderMax_10 | 5
1237 | 97 | 40957-4P-10HP VLSC | RC9914-1-8.77 | 534.9443 | 534.9443 | 2139.7774 | 4 | 1 | 5 | G | VLS_Inline | 4 | 4 | 4 | 5 | BranchMin_4BranchMax_5 | 4 | 5 | 10 | HeaderMin_5HeaderMax_10 | 6
1237 | 97 | 40957-4P-10HP VLSC | RC9914-1-8.77 | 534.9443 | 534.9443 | 2139.7774 | 4 | 1 | 5 | G | VLS_Inline | 4 | 4 | 4 | 5 | BranchMin_4BranchMax_5 | 4 | 5 | 10 | HeaderMin_5HeaderMax_10 | 8
1237 | 97 | 40957-4P-10HP VLSC | RC9914-1-8.77 | 534.9443 | 534.9443 | 2139.7774 | 4 | 1 | 5 | G | VLS_Inline | 4 | 4 | 4 | 5 | BranchMin_4BranchMax_5 | 4 | 5 | 10 | HeaderMin_5HeaderMax_10 | 10
1237 | 97 | 40957-4P-10HP VLSC | RC9914-1-8.77 | 534.9443 | 534.9443 | 2139.7774 | 4 | 1 | 5 | G | VLS_Inline | 4 | 4 | 4 | 5 | BranchMin_4BranchMax_5 | 5 | 5 | 10 | HeaderMin_5HeaderMax_10 | 5 | INVALID
1237 | 97 | 40957-4P-10HP VLSC | RC9914-1-8.77 | 534.9443 | 534.9443 | 2139.7774 | 4 | 1 | 5 | G | VLS_Inline | 4 | 4 | 4 | 5 | BranchMin_4BranchMax_5 | 5 | 5 | 10 | HeaderMin_5HeaderMax_10 | 6
1237 | 97 | 40957-4P-10HP VLSC | RC9914-1-8.77 | 534.9443 | 534.9443 | 2139.7774 | 4 | 1 | 5 | G | VLS_Inline | 4 | 4 | 4 | 5 | BranchMin_4BranchMax_5 | 5 | 5 | 10 | HeaderMin_5HeaderMax_10 | 8
1237 | 97 | 40957-4P-10HP VLSC | RC9914-1-8.77 | 534.9443 | 534.9443 | 2139.7774 | 4 | 1 | 5 | G | VLS_Inline | 4 | 4 | 4 | 5 | BranchMin_4BranchMax_5 | 5 | 5 | 10 | HeaderMin_5HeaderMax_10 | 10
1238 | 98 | 40957-4P-15HP VLSC | RC9914-1-9.6 | 568.82 | 568.82 | 2275.28 | 4 | 1 | 5 | G | VLS_Inline | 4 | 4 | 4 | 5 | BranchMin_4BranchMax_5 | 4 | 5 | 10 | HeaderMin_5HeaderMax_10 | 5
1238 | 98 | 40957-4P-15HP VLSC | RC9914-1-9.6 | 568.82 | 568.82 | 2275.28 | 4 | 1 | 5 | G | VLS_Inline | 4 | 4 | 4 | 5 | BranchMin_4BranchMax_5 | 4 | 5 | 10 | HeaderMin_5HeaderMax_10 | 6
1238 | 98 | 40957-4P-15HP VLSC | RC9914-1-9.6 | 568.82 | 568.82 | 2275.28 | 4 | 1 | 5 | G | VLS_Inline | 4 | 4 | 4 | 5 | BranchMin_4BranchMax_5 | 4 | 5 | 10 | HeaderMin_5HeaderMax_10 | 8
1238 | 98 | 40957-4P-15HP VLSC | RC9914-1-9.6 | 568.82 | 568.82 | 2275.28 | 4 | 1 | 5 | G | VLS_Inline | 4 | 4 | 4 | 5 | BranchMin_4BranchMax_5 | 4 | 5 | 10 | HeaderMin_5HeaderMax_10 | 10
1238 | 98 | 40957-4P-15HP VLSC | RC9914-1-9.6 | 568.82 | 568.82 | 2275.28 | 4 | 1 | 5 | G | VLS_Inline | 4 | 4 | 4 | 5 | BranchMin_4BranchMax_5 | 5 | 5 | 10 | HeaderMin_5HeaderMax_10 | 5 | INVALID
1238 | 98 | 40957-4P-15HP VLSC | RC9914-1-9.6 | 568.82 | 568.82 | 2275.28 | 4 | 1 | 5 | G | VLS_Inline | 4 | 4 | 4 | 5 | BranchMin_4BranchMax_5 | 5 | 5 | 10 | HeaderMin_5HeaderMax_10 | 6
1238 | 98 | 40957-4P-15HP VLSC | RC9914-1-9.6 | 568.82 | 568.82 | 2275.28 | 4 | 1 | 5 | G | VLS_Inline | 4 | 4 | 4 | 5 | BranchMin_4BranchMax_5 | 5 | 5 | 10 | HeaderMin_5HeaderMax_10 | 8
1238 | 98 | 40957-4P-15HP VLSC | RC9914-1-9.6 | 568.82 | 568.82 | 2275.28 | 4 | 1 | 5 | G | VLS_Inline | 4 | 4 | 4 | 5 | BranchMin_4BranchMax_5 | 5 | 5 | 10 | HeaderMin_5HeaderMax_10 | 10
1239 | 99 | 40959-2P-40HP VLSC | VLSC_40959_2P_40HP | 885.0742 | 885.0742 | 3540.2967 | 4 | 1 | 5 | G | VLS_Inline | 4 | 4 | 4 | 6 | BranchMin_4BranchMax_6 | 4 | 5 | 12 | HeaderMin_5HeaderMax_12 | 5
1239 | 99 | 40959-2P-40HP VLSC | VLSC_40959_2P_40HP | 885.0742 | 885.0742 | 3540.2967 | 4 | 1 | 5 | G | VLS_Inline | 4 | 4 | 4 | 6 | BranchMin_4BranchMax_6 | 4 | 5 | 12 | HeaderMin_5HeaderMax_12 | 6
1239 | 99 | 40959-2P-40HP VLSC | VLSC_40959_2P_40HP | 885.0742 | 885.0742 | 3540.2967 | 4 | 1 | 5 | G | VLS_Inline | 4 | 4 | 4 | 6 | BranchMin_4BranchMax_6 | 4 | 5 | 12 | HeaderMin_5HeaderMax_12 | 8
1239 | 99 | 40959-2P-40HP VLSC | VLSC_40959_2P_40HP | 885.0742 | 885.0742 | 3540.2967 | 4 | 1 | 5 | G | VLS_Inline | 4 | 4 | 4 | 6 | BranchMin_4BranchMax_6 | 4 | 5 | 12 | HeaderMin_5HeaderMax_12 | 10
1239 | 99 | 40959-2P-40HP VLSC | VLSC_40959_2P_40HP | 885.0742 | 885.0742 | 3540.2967 | 4 | 1 | 5 | G | VLS_Inline | 4 | 4 | 4 | 6 | BranchMin_4BranchMax_6 | 4 | 5 | 12 | HeaderMin_5HeaderMax_12 | 12
1239 | 99 | 40959-2P-40HP VLSC | VLSC_40959_2P_40HP | 885.0742 | 885.0742 | 3540.2967 | 4 | 1 | 5 | G | VLS_Inline | 4 | 4 | 4 | 6 | BranchMin_4BranchMax_6 | 5 | 5 | 12 | HeaderMin_5HeaderMax_12 | 5 | INVALID
1239 | 99 | 40959-2P-40HP VLSC | VLSC_40959_2P_40HP | 885.0742 | 885.0742 | 3540.2967 | 4 | 1 | 5 | G | VLS_Inline | 4 | 4 | 4 | 6 | BranchMin_4BranchMax_6 | 5 | 5 | 12 | HeaderMin_5HeaderMax_12 | 6
1239 | 99 | 40959-2P-40HP VLSC | VLSC_40959_2P_40HP | 885.0742 | 885.0742 | 3540.2967 | 4 | 1 | 5 | G | VLS_Inline | 4 | 4 | 4 | 6 | BranchMin_4BranchMax_6 | 5 | 5 | 12 | HeaderMin_5HeaderMax_12 | 8
1239 | 99 | 40959-2P-40HP VLSC | VLSC_40959_2P_40HP | 885.0742 | 885.0742 | 3540.2967 | 4 | 1 | 5 | G | VLS_Inline | 4 | 4 | 4 | 6 | BranchMin_4BranchMax_6 | 5 | 5 | 12 | HeaderMin_5HeaderMax_12 | 10
1239 | 99 | 40959-2P-40HP VLSC | VLSC_40959_2P_40HP | 885.0742 | 885.0742 | 3540.2967 | 4 | 1 | 5 | G | VLS_Inline | 4 | 4 | 4 | 6 | BranchMin_4BranchMax_6 | 5 | 5 | 12 | HeaderMin_5HeaderMax_12 | 12
1239 | 99 | 40959-2P-40HP VLSC | VLSC_40959_2P_40HP | 885.0742 | 885.0742 | 3540.2967 | 4 | 1 | 5 | G | VLS_Inline | 4 | 4 | 4 | 6 | BranchMin_4BranchMax_6 | 6 | 5 | 12 | HeaderMin_5HeaderMax_12 | 5 | INVALID
1239 | 99 | 40959-2P-40HP VLSC | VLSC_40959_2P_40HP | 885.0742 | 885.0742 | 3540.2967 | 4 | 1 | 5 | G | VLS_Inline | 4 | 4 | 4 | 6 | BranchMin_4BranchMax_6 | 6 | 5 | 12 | HeaderMin_5HeaderMax_12 | 6 | INVALID
1239 | 99 | 40959-2P-40HP VLSC | VLSC_40959_2P_40HP | 885.0742 | 885.0742 | 3540.2967 | 4 | 1 | 5 | G | VLS_Inline | 4 | 4 | 4 | 6 | BranchMin_4BranchMax_6 | 6 | 5 | 12 | HeaderMin_5HeaderMax_12 | 8
1239 | 99 | 40959-2P-40HP VLSC | VLSC_40959_2P_40HP | 885.0742 | 885.0742 | 3540.2967 | 4 | 1 | 5 | G | VLS_Inline | 4 | 4 | 4 | 6 | BranchMin_4BranchMax_6 | 6 | 5 | 12 | HeaderMin_5HeaderMax_12 | 10
1239 | 99 | 40959-2P-40HP VLSC | VLSC_40959_2P_40HP | 885.0742 | 885.0742 | 3540.2967 | 4 | 1 | 5 | G | VLS_Inline | 4 | 4 | 4 | 6 | BranchMin_4BranchMax_6 | 6 | 5 | 12 | HeaderMin_5HeaderMax_12 | 12
1240 | 100 | 40959-2P-50HP VLSC | VLSC_40959_2P_50HP | 912.6252 | 912.6252 | 3650.5009 | 4 | 1 | 5 | G | VLS_Inline | 4 | 4 | 4 | 6 | BranchMin_4BranchMax_6 | 4 | 5 | 14 | HeaderMin_5HeaderMax_14 | 5
1240 | 100 | 40959-2P-50HP VLSC | VLSC_40959_2P_50HP | 912.6252 | 912.6252 | 3650.5009 | 4 | 1 | 5 | G | VLS_Inline | 4 | 4 | 4 | 6 | BranchMin_4BranchMax_6 | 4 | 5 | 14 | HeaderMin_5HeaderMax_14 | 6
1240 | 100 | 40959-2P-50HP VLSC | VLSC_40959_2P_50HP | 912.6252 | 912.6252 | 3650.5009 | 4 | 1 | 5 | G | VLS_Inline | 4 | 4 | 4 | 6 | BranchMin_4BranchMax_6 | 4 | 5 | 14 | HeaderMin_5HeaderMax_14 | 8
1240 | 100 | 40959-2P-50HP VLSC | VLSC_40959_2P_50HP | 912.6252 | 912.6252 | 3650.5009 | 4 | 1 | 5 | G | VLS_Inline | 4 | 4 | 4 | 6 | BranchMin_4BranchMax_6 | 4 | 5 | 14 | HeaderMin_5HeaderMax_14 | 10
1240 | 100 | 40959-2P-50HP VLSC | VLSC_40959_2P_50HP | 912.6252 | 912.6252 | 3650.5009 | 4 | 1 | 5 | G | VLS_Inline | 4 | 4 | 4 | 6 | BranchMin_4BranchMax_6 | 4 | 5 | 14 | HeaderMin_5HeaderMax_14 | 12
1240 | 100 | 40959-2P-50HP VLSC | VLSC_40959_2P_50HP | 912.6252 | 912.6252 | 3650.5009 | 4 | 1 | 5 | G | VLS_Inline | 4 | 4 | 4 | 6 | BranchMin_4BranchMax_6 | 4 | 5 | 14 | HeaderMin_5HeaderMax_14 | 14
1240 | 100 | 40959-2P-50HP VLSC | VLSC_40959_2P_50HP | 912.6252 | 912.6252 | 3650.5009 | 4 | 1 | 5 | G | VLS_Inline | 4 | 4 | 4 | 6 | BranchMin_4BranchMax_6 | 5 | 5 | 14 | HeaderMin_5HeaderMax_14 | 5 | INVALID
1240 | 100 | 40959-2P-50HP VLSC | VLSC_40959_2P_50HP | 912.6252 | 912.6252 | 3650.5009 | 4 | 1 | 5 | G | VLS_Inline | 4 | 4 | 4 | 6 | BranchMin_4BranchMax_6 | 5 | 5 | 14 | HeaderMin_5HeaderMax_14 | 6
1240 | 100 | 40959-2P-50HP VLSC | VLSC_40959_2P_50HP | 912.6252 | 912.6252 | 3650.5009 | 4 | 1 | 5 | G | VLS_Inline | 4 | 4 | 4 | 6 | BranchMin_4BranchMax_6 | 5 | 5 | 14 | HeaderMin_5HeaderMax_14 | 8
1240 | 100 | 40959-2P-50HP VLSC | VLSC_40959_2P_50HP | 912.6252 | 912.6252 | 3650.5009 | 4 | 1 | 5 | G | VLS_Inline | 4 | 4 | 4 | 6 | BranchMin_4BranchMax_6 | 5 | 5 | 14 | HeaderMin_5HeaderMax_14 | 10
1240 | 100 | 40959-2P-50HP VLSC | VLSC_40959_2P_50HP | 912.6252 | 912.6252 | 3650.5009 | 4 | 1 | 5 | G | VLS_Inline | 4 | 4 | 4 | 6 | BranchMin_4BranchMax_6 | 5 | 5 | 14 | HeaderMin_5HeaderMax_14 | 12
1240 | 100 | 40959-2P-50HP VLSC | VLSC_40959_2P_50HP | 912.6252 | 912.6252 | 3650.5009 | 4 | 1 | 5 | G | VLS_Inline | 4 | 4 | 4 | 6 | BranchMin_4BranchMax_6 | 5 | 5 | 14 | HeaderMin_5HeaderMax_14 | 14
1240 | 100 | 40959-2P-50HP VLSC | VLSC_40959_2P_50HP | 912.6252 | 912.6252 | 3650.5009 | 4 | 1 | 5 | G | VLS_Inline | 4 | 4 | 4 | 6 | BranchMin_4BranchMax_6 | 6 | 5 | 14 | HeaderMin_5HeaderMax_14 | 5 | INVALID
1240 | 100 | 40959-2P-50HP VLSC | VLSC_40959_2P_50HP | 912.6252 | 912.6252 | 3650.5009 | 4 | 1 | 5 | G | VLS_Inline | 4 | 4 | 4 | 6 | BranchMin_4BranchMax_6 | 6 | 5 | 14 | HeaderMin_5HeaderMax_14 | 6 | INVALID
1240 | 100 | 40959-2P-50HP VLSC | VLSC_40959_2P_50HP | 912.6252 | 912.6252 | 3650.5009 | 4 | 1 | 5 | G | VLS_Inline | 4 | 4 | 4 | 6 | BranchMin_4BranchMax_6 | 6 | 5 | 14 | HeaderMin_5HeaderMax_14 | 8
1240 | 100 | 40959-2P-50HP VLSC | VLSC_40959_2P_50HP | 912.6252 | 912.6252 | 3650.5009 | 4 | 1 | 5 | G | VLS_Inline | 4 | 4 | 4 | 6 | BranchMin_4BranchMax_6 | 6 | 5 | 14 | HeaderMin_5HeaderMax_14 | 10
1240 | 100 | 40959-2P-50HP VLSC | VLSC_40959_2P_50HP | 912.6252 | 912.6252 | 3650.5009 | 4 | 1 | 5 | G | VLS_Inline | 4 | 4 | 4 | 6 | BranchMin_4BranchMax_6 | 6 | 5 | 14 | HeaderMin_5HeaderMax_14 | 12
1240 | 100 | 40959-2P-50HP VLSC | VLSC_40959_2P_50HP | 912.6252 | 912.6252 | 3650.5009 | 4 | 1 | 5 | G | VLS_Inline | 4 | 4 | 4 | 6 | BranchMin_4BranchMax_6 | 6 | 5 | 14 | HeaderMin_5HeaderMax_14 | 14
1241 | 101 | 40959-2P-60HP VLSC | VLSC_40959_2P_60HP | 955.0129 | 955.0129 | 3820.0514 | 4 | 1 | 5 | G | VLS_Inline | 4 | 4 | 4 | 8 | BranchMin_4BranchMax_8 | 4 | 5 | 14 | HeaderMin_5HeaderMax_14 | 5
1241 | 101 | 40959-2P-60HP VLSC | VLSC_40959_2P_60HP | 955.0129 | 955.0129 | 3820.0514 | 4 | 1 | 5 | G | VLS_Inline | 4 | 4 | 4 | 8 | BranchMin_4BranchMax_8 | 4 | 5 | 14 | HeaderMin_5HeaderMax_14 | 6
1241 | 101 | 40959-2P-60HP VLSC | VLSC_40959_2P_60HP | 955.0129 | 955.0129 | 3820.0514 | 4 | 1 | 5 | G | VLS_Inline | 4 | 4 | 4 | 8 | BranchMin_4BranchMax_8 | 4 | 5 | 14 | HeaderMin_5HeaderMax_14 | 8
1241 | 101 | 40959-2P-60HP VLSC | VLSC_40959_2P_60HP | 955.0129 | 955.0129 | 3820.0514 | 4 | 1 | 5 | G | VLS_Inline | 4 | 4 | 4 | 8 | BranchMin_4BranchMax_8 | 4 | 5 | 14 | HeaderMin_5HeaderMax_14 | 10
1241 | 101 | 40959-2P-60HP VLSC | VLSC_40959_2P_60HP | 955.0129 | 955.0129 | 3820.0514 | 4 | 1 | 5 | G | VLS_Inline | 4 | 4 | 4 | 8 | BranchMin_4BranchMax_8 | 4 | 5 | 14 | HeaderMin_5HeaderMax_14 | 12
1241 | 101 | 40959-2P-60HP VLSC | VLSC_40959_2P_60HP | 955.0129 | 955.0129 | 3820.0514 | 4 | 1 | 5 | G | VLS_Inline | 4 | 4 | 4 | 8 | BranchMin_4BranchMax_8 | 4 | 5 | 14 | HeaderMin_5HeaderMax_14 | 14
1241 | 101 | 40959-2P-60HP VLSC | VLSC_40959_2P_60HP | 955.0129 | 955.0129 | 3820.0514 | 4 | 1 | 5 | G | VLS_Inline | 4 | 4 | 4 | 8 | BranchMin_4BranchMax_8 | 5 | 5 | 14 | HeaderMin_5HeaderMax_14 | 5 | INVALID
1241 | 101 | 40959-2P-60HP VLSC | VLSC_40959_2P_60HP | 955.0129 | 955.0129 | 3820.0514 | 4 | 1 | 5 | G | VLS_Inline | 4 | 4 | 4 | 8 | BranchMin_4BranchMax_8 | 5 | 5 | 14 | HeaderMin_5HeaderMax_14 | 6
1241 | 101 | 40959-2P-60HP VLSC | VLSC_40959_2P_60HP | 955.0129 | 955.0129 | 3820.0514 | 4 | 1 | 5 | G | VLS_Inline | 4 | 4 | 4 | 8 | BranchMin_4BranchMax_8 | 5 | 5 | 14 | HeaderMin_5HeaderMax_14 | 8
1241 | 101 | 40959-2P-60HP VLSC | VLSC_40959_2P_60HP | 955.0129 | 955.0129 | 3820.0514 | 4 | 1 | 5 | G | VLS_Inline | 4 | 4 | 4 | 8 | BranchMin_4BranchMax_8 | 5 | 5 | 14 | HeaderMin_5HeaderMax_14 | 10
1241 | 101 | 40959-2P-60HP VLSC | VLSC_40959_2P_60HP | 955.0129 | 955.0129 | 3820.0514 | 4 | 1 | 5 | G | VLS_Inline | 4 | 4 | 4 | 8 | BranchMin_4BranchMax_8 | 5 | 5 | 14 | HeaderMin_5HeaderMax_14 | 12
1241 | 101 | 40959-2P-60HP VLSC | VLSC_40959_2P_60HP | 955.0129 | 955.0129 | 3820.0514 | 4 | 1 | 5 | G | VLS_Inline | 4 | 4 | 4 | 8 | BranchMin_4BranchMax_8 | 5 | 5 | 14 | HeaderMin_5HeaderMax_14 | 14
1241 | 101 | 40959-2P-60HP VLSC | VLSC_40959_2P_60HP | 955.0129 | 955.0129 | 3820.0514 | 4 | 1 | 5 | G | VLS_Inline | 4 | 4 | 4 | 8 | BranchMin_4BranchMax_8 | 6 | 5 | 14 | HeaderMin_5HeaderMax_14 | 5 | INVALID
1241 | 101 | 40959-2P-60HP VLSC | VLSC_40959_2P_60HP | 955.0129 | 955.0129 | 3820.0514 | 4 | 1 | 5 | G | VLS_Inline | 4 | 4 | 4 | 8 | BranchMin_4BranchMax_8 | 6 | 5 | 14 | HeaderMin_5HeaderMax_14 | 6 | INVALID
1241 | 101 | 40959-2P-60HP VLSC | VLSC_40959_2P_60HP | 955.0129 | 955.0129 | 3820.0514 | 4 | 1 | 5 | G | VLS_Inline | 4 | 4 | 4 | 8 | BranchMin_4BranchMax_8 | 6 | 5 | 14 | HeaderMin_5HeaderMax_14 | 8
1241 | 101 | 40959-2P-60HP VLSC | VLSC_40959_2P_60HP | 955.0129 | 955.0129 | 3820.0514 | 4 | 1 | 5 | G | VLS_Inline | 4 | 4 | 4 | 8 | BranchMin_4BranchMax_8 | 6 | 5 | 14 | HeaderMin_5HeaderMax_14 | 10
1241 | 101 | 40959-2P-60HP VLSC | VLSC_40959_2P_60HP | 955.0129 | 955.0129 | 3820.0514 | 4 | 1 | 5 | G | VLS_Inline | 4 | 4 | 4 | 8 | BranchMin_4BranchMax_8 | 6 | 5 | 14 | HeaderMin_5HeaderMax_14 | 12
1241 | 101 | 40959-2P-60HP VLSC | VLSC_40959_2P_60HP | 955.0129 | 955.0129 | 3820.0514 | 4 | 1 | 5 | G | VLS_Inline | 4 | 4 | 4 | 8 | BranchMin_4BranchMax_8 | 6 | 5 | 14 | HeaderMin_5HeaderMax_14 | 14
1241 | 101 | 40959-2P-60HP VLSC | VLSC_40959_2P_60HP | 955.0129 | 955.0129 | 3820.0514 | 4 | 1 | 5 | G | VLS_Inline | 4 | 4 | 4 | 8 | BranchMin_4BranchMax_8 | 8 | 5 | 14 | HeaderMin_5HeaderMax_14 | 5 | INVALID
1241 | 101 | 40959-2P-60HP VLSC | VLSC_40959_2P_60HP | 955.0129 | 955.0129 | 3820.0514 | 4 | 1 | 5 | G | VLS_Inline | 4 | 4 | 4 | 8 | BranchMin_4BranchMax_8 | 8 | 5 | 14 | HeaderMin_5HeaderMax_14 | 6 | INVALID
1241 | 101 | 40959-2P-60HP VLSC | VLSC_40959_2P_60HP | 955.0129 | 955.0129 | 3820.0514 | 4 | 1 | 5 | G | VLS_Inline | 4 | 4 | 4 | 8 | BranchMin_4BranchMax_8 | 8 | 5 | 14 | HeaderMin_5HeaderMax_14 | 8 | INVALID
1241 | 101 | 40959-2P-60HP VLSC | VLSC_40959_2P_60HP | 955.0129 | 955.0129 | 3820.0514 | 4 | 1 | 5 | G | VLS_Inline | 4 | 4 | 4 | 8 | BranchMin_4BranchMax_8 | 8 | 5 | 14 | HeaderMin_5HeaderMax_14 | 10
1241 | 101 | 40959-2P-60HP VLSC | VLSC_40959_2P_60HP | 955.0129 | 955.0129 | 3820.0514 | 4 | 1 | 5 | G | VLS_Inline | 4 | 4 | 4 | 8 | BranchMin_4BranchMax_8 | 8 | 5 | 14 | HeaderMin_5HeaderMax_14 | 12
1241 | 101 | 40959-2P-60HP VLSC | VLSC_40959_2P_60HP | 955.0129 | 955.0129 | 3820.0514 | 4 | 1 | 5 | G | VLS_Inline | 4 | 4 | 4 | 8 | BranchMin_4BranchMax_8 | 8 | 5 | 14 | HeaderMin_5HeaderMax_14 | 14
1242 | 102 | 40959-2P-75HP VLSC | VLSC_40959_2P_75HP | 1024.8269 | 1024.8269 | 4099.3075 | 4 | 1 | 5 | G | VLS_Inline | 4 | 4 | 4 | 8 | BranchMin_4BranchMax_8 | 4 | 5 | 14 | HeaderMin_5HeaderMax_14 | 5
1242 | 102 | 40959-2P-75HP VLSC | VLSC_40959_2P_75HP | 1024.8269 | 1024.8269 | 4099.3075 | 4 | 1 | 5 | G | VLS_Inline | 4 | 4 | 4 | 8 | BranchMin_4BranchMax_8 | 4 | 5 | 14 | HeaderMin_5HeaderMax_14 | 6
1242 | 102 | 40959-2P-75HP VLSC | VLSC_40959_2P_75HP | 1024.8269 | 1024.8269 | 4099.3075 | 4 | 1 | 5 | G | VLS_Inline | 4 | 4 | 4 | 8 | BranchMin_4BranchMax_8 | 4 | 5 | 14 | HeaderMin_5HeaderMax_14 | 8
1242 | 102 | 40959-2P-75HP VLSC | VLSC_40959_2P_75HP | 1024.8269 | 1024.8269 | 4099.3075 | 4 | 1 | 5 | G | VLS_Inline | 4 | 4 | 4 | 8 | BranchMin_4BranchMax_8 | 4 | 5 | 14 | HeaderMin_5HeaderMax_14 | 10
1242 | 102 | 40959-2P-75HP VLSC | VLSC_40959_2P_75HP | 1024.8269 | 1024.8269 | 4099.3075 | 4 | 1 | 5 | G | VLS_Inline | 4 | 4 | 4 | 8 | BranchMin_4BranchMax_8 | 4 | 5 | 14 | HeaderMin_5HeaderMax_14 | 12
1242 | 102 | 40959-2P-75HP VLSC | VLSC_40959_2P_75HP | 1024.8269 | 1024.8269 | 4099.3075 | 4 | 1 | 5 | G | VLS_Inline | 4 | 4 | 4 | 8 | BranchMin_4BranchMax_8 | 4 | 5 | 14 | HeaderMin_5HeaderMax_14 | 14
1242 | 102 | 40959-2P-75HP VLSC | VLSC_40959_2P_75HP | 1024.8269 | 1024.8269 | 4099.3075 | 4 | 1 | 5 | G | VLS_Inline | 4 | 4 | 4 | 8 | BranchMin_4BranchMax_8 | 5 | 5 | 14 | HeaderMin_5HeaderMax_14 | 5 | INVALID
1242 | 102 | 40959-2P-75HP VLSC | VLSC_40959_2P_75HP | 1024.8269 | 1024.8269 | 4099.3075 | 4 | 1 | 5 | G | VLS_Inline | 4 | 4 | 4 | 8 | BranchMin_4BranchMax_8 | 5 | 5 | 14 | HeaderMin_5HeaderMax_14 | 6
1242 | 102 | 40959-2P-75HP VLSC | VLSC_40959_2P_75HP | 1024.8269 | 1024.8269 | 4099.3075 | 4 | 1 | 5 | G | VLS_Inline | 4 | 4 | 4 | 8 | BranchMin_4BranchMax_8 | 5 | 5 | 14 | HeaderMin_5HeaderMax_14 | 8
1242 | 102 | 40959-2P-75HP VLSC | VLSC_40959_2P_75HP | 1024.8269 | 1024.8269 | 4099.3075 | 4 | 1 | 5 | G | VLS_Inline | 4 | 4 | 4 | 8 | BranchMin_4BranchMax_8 | 5 | 5 | 14 | HeaderMin_5HeaderMax_14 | 10
1242 | 102 | 40959-2P-75HP VLSC | VLSC_40959_2P_75HP | 1024.8269 | 1024.8269 | 4099.3075 | 4 | 1 | 5 | G | VLS_Inline | 4 | 4 | 4 | 8 | BranchMin_4BranchMax_8 | 5 | 5 | 14 | HeaderMin_5HeaderMax_14 | 12
1242 | 102 | 40959-2P-75HP VLSC | VLSC_40959_2P_75HP | 1024.8269 | 1024.8269 | 4099.3075 | 4 | 1 | 5 | G | VLS_Inline | 4 | 4 | 4 | 8 | BranchMin_4BranchMax_8 | 5 | 5 | 14 | HeaderMin_5HeaderMax_14 | 14
1242 | 102 | 40959-2P-75HP VLSC | VLSC_40959_2P_75HP | 1024.8269 | 1024.8269 | 4099.3075 | 4 | 1 | 5 | G | VLS_Inline | 4 | 4 | 4 | 8 | BranchMin_4BranchMax_8 | 6 | 5 | 14 | HeaderMin_5HeaderMax_14 | 5 | INVALID
1242 | 102 | 40959-2P-75HP VLSC | VLSC_40959_2P_75HP | 1024.8269 | 1024.8269 | 4099.3075 | 4 | 1 | 5 | G | VLS_Inline | 4 | 4 | 4 | 8 | BranchMin_4BranchMax_8 | 6 | 5 | 14 | HeaderMin_5HeaderMax_14 | 6 | INVALID
1242 | 102 | 40959-2P-75HP VLSC | VLSC_40959_2P_75HP | 1024.8269 | 1024.8269 | 4099.3075 | 4 | 1 | 5 | G | VLS_Inline | 4 | 4 | 4 | 8 | BranchMin_4BranchMax_8 | 6 | 5 | 14 | HeaderMin_5HeaderMax_14 | 8
1242 | 102 | 40959-2P-75HP VLSC | VLSC_40959_2P_75HP | 1024.8269 | 1024.8269 | 4099.3075 | 4 | 1 | 5 | G | VLS_Inline | 4 | 4 | 4 | 8 | BranchMin_4BranchMax_8 | 6 | 5 | 14 | HeaderMin_5HeaderMax_14 | 10
1242 | 102 | 40959-2P-75HP VLSC | VLSC_40959_2P_75HP | 1024.8269 | 1024.8269 | 4099.3075 | 4 | 1 | 5 | G | VLS_Inline | 4 | 4 | 4 | 8 | BranchMin_4BranchMax_8 | 6 | 5 | 14 | HeaderMin_5HeaderMax_14 | 12
1242 | 102 | 40959-2P-75HP VLSC | VLSC_40959_2P_75HP | 1024.8269 | 1024.8269 | 4099.3075 | 4 | 1 | 5 | G | VLS_Inline | 4 | 4 | 4 | 8 | BranchMin_4BranchMax_8 | 6 | 5 | 14 | HeaderMin_5HeaderMax_14 | 14
1242 | 102 | 40959-2P-75HP VLSC | VLSC_40959_2P_75HP | 1024.8269 | 1024.8269 | 4099.3075 | 4 | 1 | 5 | G | VLS_Inline | 4 | 4 | 4 | 8 | BranchMin_4BranchMax_8 | 8 | 5 | 14 | HeaderMin_5HeaderMax_14 | 5 | INVALID
1242 | 102 | 40959-2P-75HP VLSC | VLSC_40959_2P_75HP | 1024.8269 | 1024.8269 | 4099.3075 | 4 | 1 | 5 | G | VLS_Inline | 4 | 4 | 4 | 8 | BranchMin_4BranchMax_8 | 8 | 5 | 14 | HeaderMin_5HeaderMax_14 | 6 | INVALID
1242 | 102 | 40959-2P-75HP VLSC | VLSC_40959_2P_75HP | 1024.8269 | 1024.8269 | 4099.3075 | 4 | 1 | 5 | G | VLS_Inline | 4 | 4 | 4 | 8 | BranchMin_4BranchMax_8 | 8 | 5 | 14 | HeaderMin_5HeaderMax_14 | 8 | INVALID
1242 | 102 | 40959-2P-75HP VLSC | VLSC_40959_2P_75HP | 1024.8269 | 1024.8269 | 4099.3075 | 4 | 1 | 5 | G | VLS_Inline | 4 | 4 | 4 | 8 | BranchMin_4BranchMax_8 | 8 | 5 | 14 | HeaderMin_5HeaderMax_14 | 10
1242 | 102 | 40959-2P-75HP VLSC | VLSC_40959_2P_75HP | 1024.8269 | 1024.8269 | 4099.3075 | 4 | 1 | 5 | G | VLS_Inline | 4 | 4 | 4 | 8 | BranchMin_4BranchMax_8 | 8 | 5 | 14 | HeaderMin_5HeaderMax_14 | 12
1242 | 102 | 40959-2P-75HP VLSC | VLSC_40959_2P_75HP | 1024.8269 | 1024.8269 | 4099.3075 | 4 | 1 | 5 | G | VLS_Inline | 4 | 4 | 4 | 8 | BranchMin_4BranchMax_8 | 8 | 5 | 14 | HeaderMin_5HeaderMax_14 | 14
1243 | 103 | 40959-2P-100HP VLSC | VLSC_40959_2P_100HP | 1116.5838 | 1116.5838 | 4466.3352 | 4 | 1 | 5 | G | VLS_Inline | 4 | 4 | 4 | 8 | BranchMin_4BranchMax_8 | 4 | 5 | 16 | HeaderMin_5HeaderMax_16 | 5
1243 | 103 | 40959-2P-100HP VLSC | VLSC_40959_2P_100HP | 1116.5838 | 1116.5838 | 4466.3352 | 4 | 1 | 5 | G | VLS_Inline | 4 | 4 | 4 | 8 | BranchMin_4BranchMax_8 | 4 | 5 | 16 | HeaderMin_5HeaderMax_16 | 6
1243 | 103 | 40959-2P-100HP VLSC | VLSC_40959_2P_100HP | 1116.5838 | 1116.5838 | 4466.3352 | 4 | 1 | 5 | G | VLS_Inline | 4 | 4 | 4 | 8 | BranchMin_4BranchMax_8 | 4 | 5 | 16 | HeaderMin_5HeaderMax_16 | 8
1243 | 103 | 40959-2P-100HP VLSC | VLSC_40959_2P_100HP | 1116.5838 | 1116.5838 | 4466.3352 | 4 | 1 | 5 | G | VLS_Inline | 4 | 4 | 4 | 8 | BranchMin_4BranchMax_8 | 4 | 5 | 16 | HeaderMin_5HeaderMax_16 | 10
1243 | 103 | 40959-2P-100HP VLSC | VLSC_40959_2P_100HP | 1116.5838 | 1116.5838 | 4466.3352 | 4 | 1 | 5 | G | VLS_Inline | 4 | 4 | 4 | 8 | BranchMin_4BranchMax_8 | 4 | 5 | 16 | HeaderMin_5HeaderMax_16 | 12
1243 | 103 | 40959-2P-100HP VLSC | VLSC_40959_2P_100HP | 1116.5838 | 1116.5838 | 4466.3352 | 4 | 1 | 5 | G | VLS_Inline | 4 | 4 | 4 | 8 | BranchMin_4BranchMax_8 | 4 | 5 | 16 | HeaderMin_5HeaderMax_16 | 14
1243 | 103 | 40959-2P-100HP VLSC | VLSC_40959_2P_100HP | 1116.5838 | 1116.5838 | 4466.3352 | 4 | 1 | 5 | G | VLS_Inline | 4 | 4 | 4 | 8 | BranchMin_4BranchMax_8 | 4 | 5 | 16 | HeaderMin_5HeaderMax_16 | 16
1243 | 103 | 40959-2P-100HP VLSC | VLSC_40959_2P_100HP | 1116.5838 | 1116.5838 | 4466.3352 | 4 | 1 | 5 | G | VLS_Inline | 4 | 4 | 4 | 8 | BranchMin_4BranchMax_8 | 5 | 5 | 16 | HeaderMin_5HeaderMax_16 | 5 | INVALID
1243 | 103 | 40959-2P-100HP VLSC | VLSC_40959_2P_100HP | 1116.5838 | 1116.5838 | 4466.3352 | 4 | 1 | 5 | G | VLS_Inline | 4 | 4 | 4 | 8 | BranchMin_4BranchMax_8 | 5 | 5 | 16 | HeaderMin_5HeaderMax_16 | 6
1243 | 103 | 40959-2P-100HP VLSC | VLSC_40959_2P_100HP | 1116.5838 | 1116.5838 | 4466.3352 | 4 | 1 | 5 | G | VLS_Inline | 4 | 4 | 4 | 8 | BranchMin_4BranchMax_8 | 5 | 5 | 16 | HeaderMin_5HeaderMax_16 | 8
1243 | 103 | 40959-2P-100HP VLSC | VLSC_40959_2P_100HP | 1116.5838 | 1116.5838 | 4466.3352 | 4 | 1 | 5 | G | VLS_Inline | 4 | 4 | 4 | 8 | BranchMin_4BranchMax_8 | 5 | 5 | 16 | HeaderMin_5HeaderMax_16 | 10
1243 | 103 | 40959-2P-100HP VLSC | VLSC_40959_2P_100HP | 1116.5838 | 1116.5838 | 4466.3352 | 4 | 1 | 5 | G | VLS_Inline | 4 | 4 | 4 | 8 | BranchMin_4BranchMax_8 | 5 | 5 | 16 | HeaderMin_5HeaderMax_16 | 12
1243 | 103 | 40959-2P-100HP VLSC | VLSC_40959_2P_100HP | 1116.5838 | 1116.5838 | 4466.3352 | 4 | 1 | 5 | G | VLS_Inline | 4 | 4 | 4 | 8 | BranchMin_4BranchMax_8 | 5 | 5 | 16 | HeaderMin_5HeaderMax_16 | 14
1243 | 103 | 40959-2P-100HP VLSC | VLSC_40959_2P_100HP | 1116.5838 | 1116.5838 | 4466.3352 | 4 | 1 | 5 | G | VLS_Inline | 4 | 4 | 4 | 8 | BranchMin_4BranchMax_8 | 5 | 5 | 16 | HeaderMin_5HeaderMax_16 | 16
1243 | 103 | 40959-2P-100HP VLSC | VLSC_40959_2P_100HP | 1116.5838 | 1116.5838 | 4466.3352 | 4 | 1 | 5 | G | VLS_Inline | 4 | 4 | 4 | 8 | BranchMin_4BranchMax_8 | 6 | 5 | 16 | HeaderMin_5HeaderMax_16 | 5 | INVALID
1243 | 103 | 40959-2P-100HP VLSC | VLSC_40959_2P_100HP | 1116.5838 | 1116.5838 | 4466.3352 | 4 | 1 | 5 | G | VLS_Inline | 4 | 4 | 4 | 8 | BranchMin_4BranchMax_8 | 6 | 5 | 16 | HeaderMin_5HeaderMax_16 | 6 | INVALID
1243 | 103 | 40959-2P-100HP VLSC | VLSC_40959_2P_100HP | 1116.5838 | 1116.5838 | 4466.3352 | 4 | 1 | 5 | G | VLS_Inline | 4 | 4 | 4 | 8 | BranchMin_4BranchMax_8 | 6 | 5 | 16 | HeaderMin_5HeaderMax_16 | 8
1243 | 103 | 40959-2P-100HP VLSC | VLSC_40959_2P_100HP | 1116.5838 | 1116.5838 | 4466.3352 | 4 | 1 | 5 | G | VLS_Inline | 4 | 4 | 4 | 8 | BranchMin_4BranchMax_8 | 6 | 5 | 16 | HeaderMin_5HeaderMax_16 | 10
1243 | 103 | 40959-2P-100HP VLSC | VLSC_40959_2P_100HP | 1116.5838 | 1116.5838 | 4466.3352 | 4 | 1 | 5 | G | VLS_Inline | 4 | 4 | 4 | 8 | BranchMin_4BranchMax_8 | 6 | 5 | 16 | HeaderMin_5HeaderMax_16 | 12
1243 | 103 | 40959-2P-100HP VLSC | VLSC_40959_2P_100HP | 1116.5838 | 1116.5838 | 4466.3352 | 4 | 1 | 5 | G | VLS_Inline | 4 | 4 | 4 | 8 | BranchMin_4BranchMax_8 | 6 | 5 | 16 | HeaderMin_5HeaderMax_16 | 14
1243 | 103 | 40959-2P-100HP VLSC | VLSC_40959_2P_100HP | 1116.5838 | 1116.5838 | 4466.3352 | 4 | 1 | 5 | G | VLS_Inline | 4 | 4 | 4 | 8 | BranchMin_4BranchMax_8 | 6 | 5 | 16 | HeaderMin_5HeaderMax_16 | 16
1243 | 103 | 40959-2P-100HP VLSC | VLSC_40959_2P_100HP | 1116.5838 | 1116.5838 | 4466.3352 | 4 | 1 | 5 | G | VLS_Inline | 4 | 4 | 4 | 8 | BranchMin_4BranchMax_8 | 8 | 5 | 16 | HeaderMin_5HeaderMax_16 | 5 | INVALID
1243 | 103 | 40959-2P-100HP VLSC | VLSC_40959_2P_100HP | 1116.5838 | 1116.5838 | 4466.3352 | 4 | 1 | 5 | G | VLS_Inline | 4 | 4 | 4 | 8 | BranchMin_4BranchMax_8 | 8 | 5 | 16 | HeaderMin_5HeaderMax_16 | 6 | INVALID
1243 | 103 | 40959-2P-100HP VLSC | VLSC_40959_2P_100HP | 1116.5838 | 1116.5838 | 4466.3352 | 4 | 1 | 5 | G | VLS_Inline | 4 | 4 | 4 | 8 | BranchMin_4BranchMax_8 | 8 | 5 | 16 | HeaderMin_5HeaderMax_16 | 8 | INVALID
1243 | 103 | 40959-2P-100HP VLSC | VLSC_40959_2P_100HP | 1116.5838 | 1116.5838 | 4466.3352 | 4 | 1 | 5 | G | VLS_Inline | 4 | 4 | 4 | 8 | BranchMin_4BranchMax_8 | 8 | 5 | 16 | HeaderMin_5HeaderMax_16 | 10
1243 | 103 | 40959-2P-100HP VLSC | VLSC_40959_2P_100HP | 1116.5838 | 1116.5838 | 4466.3352 | 4 | 1 | 5 | G | VLS_Inline | 4 | 4 | 4 | 8 | BranchMin_4BranchMax_8 | 8 | 5 | 16 | HeaderMin_5HeaderMax_16 | 12
1243 | 103 | 40959-2P-100HP VLSC | VLSC_40959_2P_100HP | 1116.5838 | 1116.5838 | 4466.3352 | 4 | 1 | 5 | G | VLS_Inline | 4 | 4 | 4 | 8 | BranchMin_4BranchMax_8 | 8 | 5 | 16 | HeaderMin_5HeaderMax_16 | 14
1243 | 103 | 40959-2P-100HP VLSC | VLSC_40959_2P_100HP | 1116.5838 | 1116.5838 | 4466.3352 | 4 | 1 | 5 | G | VLS_Inline | 4 | 4 | 4 | 8 | BranchMin_4BranchMax_8 | 8 | 5 | 16 | HeaderMin_5HeaderMax_16 | 16
1244 | 104 | 40959-4P-5HP VLSC | VLSC_40959_4P_5HP | 466.2681 | 466.2681 | 1865.0725 | 4 | 1 | 5 | G | VLS_Inline | 4 | 4 | 4 | 5 | BranchMin_4BranchMax_5 | 4 | 5 | 10 | HeaderMin_5HeaderMax_10 | 5
1244 | 104 | 40959-4P-5HP VLSC | VLSC_40959_4P_5HP | 466.2681 | 466.2681 | 1865.0725 | 4 | 1 | 5 | G | VLS_Inline | 4 | 4 | 4 | 5 | BranchMin_4BranchMax_5 | 4 | 5 | 10 | HeaderMin_5HeaderMax_10 | 6
1244 | 104 | 40959-4P-5HP VLSC | VLSC_40959_4P_5HP | 466.2681 | 466.2681 | 1865.0725 | 4 | 1 | 5 | G | VLS_Inline | 4 | 4 | 4 | 5 | BranchMin_4BranchMax_5 | 4 | 5 | 10 | HeaderMin_5HeaderMax_10 | 8
1244 | 104 | 40959-4P-5HP VLSC | VLSC_40959_4P_5HP | 466.2681 | 466.2681 | 1865.0725 | 4 | 1 | 5 | G | VLS_Inline | 4 | 4 | 4 | 5 | BranchMin_4BranchMax_5 | 4 | 5 | 10 | HeaderMin_5HeaderMax_10 | 10
1244 | 104 | 40959-4P-5HP VLSC | VLSC_40959_4P_5HP | 466.2681 | 466.2681 | 1865.0725 | 4 | 1 | 5 | G | VLS_Inline | 4 | 4 | 4 | 5 | BranchMin_4BranchMax_5 | 5 | 5 | 10 | HeaderMin_5HeaderMax_10 | 5 | INVALID
1244 | 104 | 40959-4P-5HP VLSC | VLSC_40959_4P_5HP | 466.2681 | 466.2681 | 1865.0725 | 4 | 1 | 5 | G | VLS_Inline | 4 | 4 | 4 | 5 | BranchMin_4BranchMax_5 | 5 | 5 | 10 | HeaderMin_5HeaderMax_10 | 6
1244 | 104 | 40959-4P-5HP VLSC | VLSC_40959_4P_5HP | 466.2681 | 466.2681 | 1865.0725 | 4 | 1 | 5 | G | VLS_Inline | 4 | 4 | 4 | 5 | BranchMin_4BranchMax_5 | 5 | 5 | 10 | HeaderMin_5HeaderMax_10 | 8
1244 | 104 | 40959-4P-5HP VLSC | VLSC_40959_4P_5HP | 466.2681 | 466.2681 | 1865.0725 | 4 | 1 | 5 | G | VLS_Inline | 4 | 4 | 4 | 5 | BranchMin_4BranchMax_5 | 5 | 5 | 10 | HeaderMin_5HeaderMax_10 | 10
1245 | 105 | 40959-4P-7.5HP VLSC | VLSC_40959_4P_7.5HP | 509.7501 | 509.7501 | 2039.0006 | 4 | 1 | 5 | G | VLS_Inline | 4 | 4 | 4 | 5 | BranchMin_4BranchMax_5 | 4 | 5 | 10 | HeaderMin_5HeaderMax_10 | 5
1245 | 105 | 40959-4P-7.5HP VLSC | VLSC_40959_4P_7.5HP | 509.7501 | 509.7501 | 2039.0006 | 4 | 1 | 5 | G | VLS_Inline | 4 | 4 | 4 | 5 | BranchMin_4BranchMax_5 | 4 | 5 | 10 | HeaderMin_5HeaderMax_10 | 6
1245 | 105 | 40959-4P-7.5HP VLSC | VLSC_40959_4P_7.5HP | 509.7501 | 509.7501 | 2039.0006 | 4 | 1 | 5 | G | VLS_Inline | 4 | 4 | 4 | 5 | BranchMin_4BranchMax_5 | 4 | 5 | 10 | HeaderMin_5HeaderMax_10 | 8
1245 | 105 | 40959-4P-7.5HP VLSC | VLSC_40959_4P_7.5HP | 509.7501 | 509.7501 | 2039.0006 | 4 | 1 | 5 | G | VLS_Inline | 4 | 4 | 4 | 5 | BranchMin_4BranchMax_5 | 4 | 5 | 10 | HeaderMin_5HeaderMax_10 | 10
1245 | 105 | 40959-4P-7.5HP VLSC | VLSC_40959_4P_7.5HP | 509.7501 | 509.7501 | 2039.0006 | 4 | 1 | 5 | G | VLS_Inline | 4 | 4 | 4 | 5 | BranchMin_4BranchMax_5 | 5 | 5 | 10 | HeaderMin_5HeaderMax_10 | 5 | INVALID
1245 | 105 | 40959-4P-7.5HP VLSC | VLSC_40959_4P_7.5HP | 509.7501 | 509.7501 | 2039.0006 | 4 | 1 | 5 | G | VLS_Inline | 4 | 4 | 4 | 5 | BranchMin_4BranchMax_5 | 5 | 5 | 10 | HeaderMin_5HeaderMax_10 | 6
1245 | 105 | 40959-4P-7.5HP VLSC | VLSC_40959_4P_7.5HP | 509.7501 | 509.7501 | 2039.0006 | 4 | 1 | 5 | G | VLS_Inline | 4 | 4 | 4 | 5 | BranchMin_4BranchMax_5 | 5 | 5 | 10 | HeaderMin_5HeaderMax_10 | 8
1245 | 105 | 40959-4P-7.5HP VLSC | VLSC_40959_4P_7.5HP | 509.7501 | 509.7501 | 2039.0006 | 4 | 1 | 5 | G | VLS_Inline | 4 | 4 | 4 | 5 | BranchMin_4BranchMax_5 | 5 | 5 | 10 | HeaderMin_5HeaderMax_10 | 10
1246 | 106 | 40959-4P-10HP VLSC | VLSC_40959_4P_10HP | 543.4703 | 543.4703 | 2173.8813 | 4 | 1 | 5 | G | VLS_Inline | 4 | 4 | 4 | 5 | BranchMin_4BranchMax_5 | 4 | 5 | 10 | HeaderMin_5HeaderMax_10 | 5
1246 | 106 | 40959-4P-10HP VLSC | VLSC_40959_4P_10HP | 543.4703 | 543.4703 | 2173.8813 | 4 | 1 | 5 | G | VLS_Inline | 4 | 4 | 4 | 5 | BranchMin_4BranchMax_5 | 4 | 5 | 10 | HeaderMin_5HeaderMax_10 | 6
1246 | 106 | 40959-4P-10HP VLSC | VLSC_40959_4P_10HP | 543.4703 | 543.4703 | 2173.8813 | 4 | 1 | 5 | G | VLS_Inline | 4 | 4 | 4 | 5 | BranchMin_4BranchMax_5 | 4 | 5 | 10 | HeaderMin_5HeaderMax_10 | 8
1246 | 106 | 40959-4P-10HP VLSC | VLSC_40959_4P_10HP | 543.4703 | 543.4703 | 2173.8813 | 4 | 1 | 5 | G | VLS_Inline | 4 | 4 | 4 | 5 | BranchMin_4BranchMax_5 | 4 | 5 | 10 | HeaderMin_5HeaderMax_10 | 10
1246 | 106 | 40959-4P-10HP VLSC | VLSC_40959_4P_10HP | 543.4703 | 543.4703 | 2173.8813 | 4 | 1 | 5 | G | VLS_Inline | 4 | 4 | 4 | 5 | BranchMin_4BranchMax_5 | 5 | 5 | 10 | HeaderMin_5HeaderMax_10 | 5 | INVALID
1246 | 106 | 40959-4P-10HP VLSC | VLSC_40959_4P_10HP | 543.4703 | 543.4703 | 2173.8813 | 4 | 1 | 5 | G | VLS_Inline | 4 | 4 | 4 | 5 | BranchMin_4BranchMax_5 | 5 | 5 | 10 | HeaderMin_5HeaderMax_10 | 6
1246 | 106 | 40959-4P-10HP VLSC | VLSC_40959_4P_10HP | 543.4703 | 543.4703 | 2173.8813 | 4 | 1 | 5 | G | VLS_Inline | 4 | 4 | 4 | 5 | BranchMin_4BranchMax_5 | 5 | 5 | 10 | HeaderMin_5HeaderMax_10 | 8
1246 | 106 | 40959-4P-10HP VLSC | VLSC_40959_4P_10HP | 543.4703 | 543.4703 | 2173.8813 | 4 | 1 | 5 | G | VLS_Inline | 4 | 4 | 4 | 5 | BranchMin_4BranchMax_5 | 5 | 5 | 10 | HeaderMin_5HeaderMax_10 | 10
1247 | 107 | 40959-4P-15HP VLSC | VLSC_40959_4P_15HP | 607.7455 | 607.7455 | 2430.9822 | 4 | 1 | 5 | G | VLS_Inline | 4 | 4 | 4 | 5 | BranchMin_4BranchMax_5 | 4 | 5 | 10 | HeaderMin_5HeaderMax_10 | 5
1247 | 107 | 40959-4P-15HP VLSC | VLSC_40959_4P_15HP | 607.7455 | 607.7455 | 2430.9822 | 4 | 1 | 5 | G | VLS_Inline | 4 | 4 | 4 | 5 | BranchMin_4BranchMax_5 | 4 | 5 | 10 | HeaderMin_5HeaderMax_10 | 6
1247 | 107 | 40959-4P-15HP VLSC | VLSC_40959_4P_15HP | 607.7455 | 607.7455 | 2430.9822 | 4 | 1 | 5 | G | VLS_Inline | 4 | 4 | 4 | 5 | BranchMin_4BranchMax_5 | 4 | 5 | 10 | HeaderMin_5HeaderMax_10 | 8
1247 | 107 | 40959-4P-15HP VLSC | VLSC_40959_4P_15HP | 607.7455 | 607.7455 | 2430.9822 | 4 | 1 | 5 | G | VLS_Inline | 4 | 4 | 4 | 5 | BranchMin_4BranchMax_5 | 4 | 5 | 10 | HeaderMin_5HeaderMax_10 | 10
1247 | 107 | 40959-4P-15HP VLSC | VLSC_40959_4P_15HP | 607.7455 | 607.7455 | 2430.9822 | 4 | 1 | 5 | G | VLS_Inline | 4 | 4 | 4 | 5 | BranchMin_4BranchMax_5 | 5 | 5 | 10 | HeaderMin_5HeaderMax_10 | 5 | INVALID
1247 | 107 | 40959-4P-15HP VLSC | VLSC_40959_4P_15HP | 607.7455 | 607.7455 | 2430.9822 | 4 | 1 | 5 | G | VLS_Inline | 4 | 4 | 4 | 5 | BranchMin_4BranchMax_5 | 5 | 5 | 10 | HeaderMin_5HeaderMax_10 | 6
1247 | 107 | 40959-4P-15HP VLSC | VLSC_40959_4P_15HP | 607.7455 | 607.7455 | 2430.9822 | 4 | 1 | 5 | G | VLS_Inline | 4 | 4 | 4 | 5 | BranchMin_4BranchMax_5 | 5 | 5 | 10 | HeaderMin_5HeaderMax_10 | 8
1247 | 107 | 40959-4P-15HP VLSC | VLSC_40959_4P_15HP | 607.7455 | 607.7455 | 2430.9822 | 4 | 1 | 5 | G | VLS_Inline | 4 | 4 | 4 | 5 | BranchMin_4BranchMax_5 | 5 | 5 | 10 | HeaderMin_5HeaderMax_10 | 10
1248 | 108 | 40127-4P-15HP VLSC | RC9904-3-9.87 | 667.9 | 667.9 | 2671.6 | 4 | 1 | 5 | G | VLS_Inline | 4 | 4 | 4 | 6 | BranchMin_4BranchMax_6 | 4 | 5 | 12 | HeaderMin_5HeaderMax_12 | 5
1248 | 108 | 40127-4P-15HP VLSC | RC9904-3-9.87 | 667.9 | 667.9 | 2671.6 | 4 | 1 | 5 | G | VLS_Inline | 4 | 4 | 4 | 6 | BranchMin_4BranchMax_6 | 4 | 5 | 12 | HeaderMin_5HeaderMax_12 | 6
1248 | 108 | 40127-4P-15HP VLSC | RC9904-3-9.87 | 667.9 | 667.9 | 2671.6 | 4 | 1 | 5 | G | VLS_Inline | 4 | 4 | 4 | 6 | BranchMin_4BranchMax_6 | 4 | 5 | 12 | HeaderMin_5HeaderMax_12 | 8
1248 | 108 | 40127-4P-15HP VLSC | RC9904-3-9.87 | 667.9 | 667.9 | 2671.6 | 4 | 1 | 5 | G | VLS_Inline | 4 | 4 | 4 | 6 | BranchMin_4BranchMax_6 | 4 | 5 | 12 | HeaderMin_5HeaderMax_12 | 10
1248 | 108 | 40127-4P-15HP VLSC | RC9904-3-9.87 | 667.9 | 667.9 | 2671.6 | 4 | 1 | 5 | G | VLS_Inline | 4 | 4 | 4 | 6 | BranchMin_4BranchMax_6 | 4 | 5 | 12 | HeaderMin_5HeaderMax_12 | 12
1248 | 108 | 40127-4P-15HP VLSC | RC9904-3-9.87 | 667.9 | 667.9 | 2671.6 | 4 | 1 | 5 | G | VLS_Inline | 4 | 4 | 4 | 6 | BranchMin_4BranchMax_6 | 5 | 5 | 12 | HeaderMin_5HeaderMax_12 | 5 | INVALID
1248 | 108 | 40127-4P-15HP VLSC | RC9904-3-9.87 | 667.9 | 667.9 | 2671.6 | 4 | 1 | 5 | G | VLS_Inline | 4 | 4 | 4 | 6 | BranchMin_4BranchMax_6 | 5 | 5 | 12 | HeaderMin_5HeaderMax_12 | 6
1248 | 108 | 40127-4P-15HP VLSC | RC9904-3-9.87 | 667.9 | 667.9 | 2671.6 | 4 | 1 | 5 | G | VLS_Inline | 4 | 4 | 4 | 6 | BranchMin_4BranchMax_6 | 5 | 5 | 12 | HeaderMin_5HeaderMax_12 | 8
1248 | 108 | 40127-4P-15HP VLSC | RC9904-3-9.87 | 667.9 | 667.9 | 2671.6 | 4 | 1 | 5 | G | VLS_Inline | 4 | 4 | 4 | 6 | BranchMin_4BranchMax_6 | 5 | 5 | 12 | HeaderMin_5HeaderMax_12 | 10
1248 | 108 | 40127-4P-15HP VLSC | RC9904-3-9.87 | 667.9 | 667.9 | 2671.6 | 4 | 1 | 5 | G | VLS_Inline | 4 | 4 | 4 | 6 | BranchMin_4BranchMax_6 | 5 | 5 | 12 | HeaderMin_5HeaderMax_12 | 12
1248 | 108 | 40127-4P-15HP VLSC | RC9904-3-9.87 | 667.9 | 667.9 | 2671.6 | 4 | 1 | 5 | G | VLS_Inline | 4 | 4 | 4 | 6 | BranchMin_4BranchMax_6 | 6 | 5 | 12 | HeaderMin_5HeaderMax_12 | 5 | INVALID
1248 | 108 | 40127-4P-15HP VLSC | RC9904-3-9.87 | 667.9 | 667.9 | 2671.6 | 4 | 1 | 5 | G | VLS_Inline | 4 | 4 | 4 | 6 | BranchMin_4BranchMax_6 | 6 | 5 | 12 | HeaderMin_5HeaderMax_12 | 6 | INVALID
1248 | 108 | 40127-4P-15HP VLSC | RC9904-3-9.87 | 667.9 | 667.9 | 2671.6 | 4 | 1 | 5 | G | VLS_Inline | 4 | 4 | 4 | 6 | BranchMin_4BranchMax_6 | 6 | 5 | 12 | HeaderMin_5HeaderMax_12 | 8
1248 | 108 | 40127-4P-15HP VLSC | RC9904-3-9.87 | 667.9 | 667.9 | 2671.6 | 4 | 1 | 5 | G | VLS_Inline | 4 | 4 | 4 | 6 | BranchMin_4BranchMax_6 | 6 | 5 | 12 | HeaderMin_5HeaderMax_12 | 10
1248 | 108 | 40127-4P-15HP VLSC | RC9904-3-9.87 | 667.9 | 667.9 | 2671.6 | 4 | 1 | 5 | G | VLS_Inline | 4 | 4 | 4 | 6 | BranchMin_4BranchMax_6 | 6 | 5 | 12 | HeaderMin_5HeaderMax_12 | 12
1249 | 109 | 40127-4P-20HP VLSC | RC9904-3-10.75 | 732.8 | 732.8 | 2931.2 | 4 | 1 | 5 | G | VLS_Inline | 4 | 4 | 4 | 6 | BranchMin_4BranchMax_6 | 4 | 5 | 12 | HeaderMin_5HeaderMax_12 | 5
1249 | 109 | 40127-4P-20HP VLSC | RC9904-3-10.75 | 732.8 | 732.8 | 2931.2 | 4 | 1 | 5 | G | VLS_Inline | 4 | 4 | 4 | 6 | BranchMin_4BranchMax_6 | 4 | 5 | 12 | HeaderMin_5HeaderMax_12 | 6
1249 | 109 | 40127-4P-20HP VLSC | RC9904-3-10.75 | 732.8 | 732.8 | 2931.2 | 4 | 1 | 5 | G | VLS_Inline | 4 | 4 | 4 | 6 | BranchMin_4BranchMax_6 | 4 | 5 | 12 | HeaderMin_5HeaderMax_12 | 8
1249 | 109 | 40127-4P-20HP VLSC | RC9904-3-10.75 | 732.8 | 732.8 | 2931.2 | 4 | 1 | 5 | G | VLS_Inline | 4 | 4 | 4 | 6 | BranchMin_4BranchMax_6 | 4 | 5 | 12 | HeaderMin_5HeaderMax_12 | 10
1249 | 109 | 40127-4P-20HP VLSC | RC9904-3-10.75 | 732.8 | 732.8 | 2931.2 | 4 | 1 | 5 | G | VLS_Inline | 4 | 4 | 4 | 6 | BranchMin_4BranchMax_6 | 4 | 5 | 12 | HeaderMin_5HeaderMax_12 | 12
1249 | 109 | 40127-4P-20HP VLSC | RC9904-3-10.75 | 732.8 | 732.8 | 2931.2 | 4 | 1 | 5 | G | VLS_Inline | 4 | 4 | 4 | 6 | BranchMin_4BranchMax_6 | 5 | 5 | 12 | HeaderMin_5HeaderMax_12 | 5 | INVALID
1249 | 109 | 40127-4P-20HP VLSC | RC9904-3-10.75 | 732.8 | 732.8 | 2931.2 | 4 | 1 | 5 | G | VLS_Inline | 4 | 4 | 4 | 6 | BranchMin_4BranchMax_6 | 5 | 5 | 12 | HeaderMin_5HeaderMax_12 | 6
1249 | 109 | 40127-4P-20HP VLSC | RC9904-3-10.75 | 732.8 | 732.8 | 2931.2 | 4 | 1 | 5 | G | VLS_Inline | 4 | 4 | 4 | 6 | BranchMin_4BranchMax_6 | 5 | 5 | 12 | HeaderMin_5HeaderMax_12 | 8
1249 | 109 | 40127-4P-20HP VLSC | RC9904-3-10.75 | 732.8 | 732.8 | 2931.2 | 4 | 1 | 5 | G | VLS_Inline | 4 | 4 | 4 | 6 | BranchMin_4BranchMax_6 | 5 | 5 | 12 | HeaderMin_5HeaderMax_12 | 10
1249 | 109 | 40127-4P-20HP VLSC | RC9904-3-10.75 | 732.8 | 732.8 | 2931.2 | 4 | 1 | 5 | G | VLS_Inline | 4 | 4 | 4 | 6 | BranchMin_4BranchMax_6 | 5 | 5 | 12 | HeaderMin_5HeaderMax_12 | 12
1249 | 109 | 40127-4P-20HP VLSC | RC9904-3-10.75 | 732.8 | 732.8 | 2931.2 | 4 | 1 | 5 | G | VLS_Inline | 4 | 4 | 4 | 6 | BranchMin_4BranchMax_6 | 6 | 5 | 12 | HeaderMin_5HeaderMax_12 | 5 | INVALID
1249 | 109 | 40127-4P-20HP VLSC | RC9904-3-10.75 | 732.8 | 732.8 | 2931.2 | 4 | 1 | 5 | G | VLS_Inline | 4 | 4 | 4 | 6 | BranchMin_4BranchMax_6 | 6 | 5 | 12 | HeaderMin_5HeaderMax_12 | 6 | INVALID
1249 | 109 | 40127-4P-20HP VLSC | RC9904-3-10.75 | 732.8 | 732.8 | 2931.2 | 4 | 1 | 5 | G | VLS_Inline | 4 | 4 | 4 | 6 | BranchMin_4BranchMax_6 | 6 | 5 | 12 | HeaderMin_5HeaderMax_12 | 8
1249 | 109 | 40127-4P-20HP VLSC | RC9904-3-10.75 | 732.8 | 732.8 | 2931.2 | 4 | 1 | 5 | G | VLS_Inline | 4 | 4 | 4 | 6 | BranchMin_4BranchMax_6 | 6 | 5 | 12 | HeaderMin_5HeaderMax_12 | 10
1249 | 109 | 40127-4P-20HP VLSC | RC9904-3-10.75 | 732.8 | 732.8 | 2931.2 | 4 | 1 | 5 | G | VLS_Inline | 4 | 4 | 4 | 6 | BranchMin_4BranchMax_6 | 6 | 5 | 12 | HeaderMin_5HeaderMax_12 | 12
1250 | 110 | 40127-4P-25HP VLSC | RC9904-3-11.39 | 774.6 | 774.6 | 3098.4 | 4 | 1 | 5 | G | VLS_Inline | 4 | 4 | 4 | 6 | BranchMin_4BranchMax_6 | 4 | 5 | 12 | HeaderMin_5HeaderMax_12 | 5
1250 | 110 | 40127-4P-25HP VLSC | RC9904-3-11.39 | 774.6 | 774.6 | 3098.4 | 4 | 1 | 5 | G | VLS_Inline | 4 | 4 | 4 | 6 | BranchMin_4BranchMax_6 | 4 | 5 | 12 | HeaderMin_5HeaderMax_12 | 6
1250 | 110 | 40127-4P-25HP VLSC | RC9904-3-11.39 | 774.6 | 774.6 | 3098.4 | 4 | 1 | 5 | G | VLS_Inline | 4 | 4 | 4 | 6 | BranchMin_4BranchMax_6 | 4 | 5 | 12 | HeaderMin_5HeaderMax_12 | 8
1250 | 110 | 40127-4P-25HP VLSC | RC9904-3-11.39 | 774.6 | 774.6 | 3098.4 | 4 | 1 | 5 | G | VLS_Inline | 4 | 4 | 4 | 6 | BranchMin_4BranchMax_6 | 4 | 5 | 12 | HeaderMin_5HeaderMax_12 | 10
1250 | 110 | 40127-4P-25HP VLSC | RC9904-3-11.39 | 774.6 | 774.6 | 3098.4 | 4 | 1 | 5 | G | VLS_Inline | 4 | 4 | 4 | 6 | BranchMin_4BranchMax_6 | 4 | 5 | 12 | HeaderMin_5HeaderMax_12 | 12
1250 | 110 | 40127-4P-25HP VLSC | RC9904-3-11.39 | 774.6 | 774.6 | 3098.4 | 4 | 1 | 5 | G | VLS_Inline | 4 | 4 | 4 | 6 | BranchMin_4BranchMax_6 | 5 | 5 | 12 | HeaderMin_5HeaderMax_12 | 5 | INVALID
1250 | 110 | 40127-4P-25HP VLSC | RC9904-3-11.39 | 774.6 | 774.6 | 3098.4 | 4 | 1 | 5 | G | VLS_Inline | 4 | 4 | 4 | 6 | BranchMin_4BranchMax_6 | 5 | 5 | 12 | HeaderMin_5HeaderMax_12 | 6
1250 | 110 | 40127-4P-25HP VLSC | RC9904-3-11.39 | 774.6 | 774.6 | 3098.4 | 4 | 1 | 5 | G | VLS_Inline | 4 | 4 | 4 | 6 | BranchMin_4BranchMax_6 | 5 | 5 | 12 | HeaderMin_5HeaderMax_12 | 8
1250 | 110 | 40127-4P-25HP VLSC | RC9904-3-11.39 | 774.6 | 774.6 | 3098.4 | 4 | 1 | 5 | G | VLS_Inline | 4 | 4 | 4 | 6 | BranchMin_4BranchMax_6 | 5 | 5 | 12 | HeaderMin_5HeaderMax_12 | 10
1250 | 110 | 40127-4P-25HP VLSC | RC9904-3-11.39 | 774.6 | 774.6 | 3098.4 | 4 | 1 | 5 | G | VLS_Inline | 4 | 4 | 4 | 6 | BranchMin_4BranchMax_6 | 5 | 5 | 12 | HeaderMin_5HeaderMax_12 | 12
1250 | 110 | 40127-4P-25HP VLSC | RC9904-3-11.39 | 774.6 | 774.6 | 3098.4 | 4 | 1 | 5 | G | VLS_Inline | 4 | 4 | 4 | 6 | BranchMin_4BranchMax_6 | 6 | 5 | 12 | HeaderMin_5HeaderMax_12 | 5 | INVALID
1250 | 110 | 40127-4P-25HP VLSC | RC9904-3-11.39 | 774.6 | 774.6 | 3098.4 | 4 | 1 | 5 | G | VLS_Inline | 4 | 4 | 4 | 6 | BranchMin_4BranchMax_6 | 6 | 5 | 12 | HeaderMin_5HeaderMax_12 | 6 | INVALID
1250 | 110 | 40127-4P-25HP VLSC | RC9904-3-11.39 | 774.6 | 774.6 | 3098.4 | 4 | 1 | 5 | G | VLS_Inline | 4 | 4 | 4 | 6 | BranchMin_4BranchMax_6 | 6 | 5 | 12 | HeaderMin_5HeaderMax_12 | 8
1250 | 110 | 40127-4P-25HP VLSC | RC9904-3-11.39 | 774.6 | 774.6 | 3098.4 | 4 | 1 | 5 | G | VLS_Inline | 4 | 4 | 4 | 6 | BranchMin_4BranchMax_6 | 6 | 5 | 12 | HeaderMin_5HeaderMax_12 | 10
1250 | 110 | 40127-4P-25HP VLSC | RC9904-3-11.39 | 774.6 | 774.6 | 3098.4 | 4 | 1 | 5 | G | VLS_Inline | 4 | 4 | 4 | 6 | BranchMin_4BranchMax_6 | 6 | 5 | 12 | HeaderMin_5HeaderMax_12 | 12
1251 | 111 | 40127-4P-30HP VLSC | RC9904-3-12.10-4P | 813.5 | 813.5 | 3254 | 4 | 1 | 5 | G | VLS_Inline | 4 | 4 | 4 | 6 | BranchMin_4BranchMax_6 | 4 | 5 | 12 | HeaderMin_5HeaderMax_12 | 5
1251 | 111 | 40127-4P-30HP VLSC | RC9904-3-12.10-4P | 813.5 | 813.5 | 3254 | 4 | 1 | 5 | G | VLS_Inline | 4 | 4 | 4 | 6 | BranchMin_4BranchMax_6 | 4 | 5 | 12 | HeaderMin_5HeaderMax_12 | 6
1251 | 111 | 40127-4P-30HP VLSC | RC9904-3-12.10-4P | 813.5 | 813.5 | 3254 | 4 | 1 | 5 | G | VLS_Inline | 4 | 4 | 4 | 6 | BranchMin_4BranchMax_6 | 4 | 5 | 12 | HeaderMin_5HeaderMax_12 | 8
1251 | 111 | 40127-4P-30HP VLSC | RC9904-3-12.10-4P | 813.5 | 813.5 | 3254 | 4 | 1 | 5 | G | VLS_Inline | 4 | 4 | 4 | 6 | BranchMin_4BranchMax_6 | 4 | 5 | 12 | HeaderMin_5HeaderMax_12 | 10
1251 | 111 | 40127-4P-30HP VLSC | RC9904-3-12.10-4P | 813.5 | 813.5 | 3254 | 4 | 1 | 5 | G | VLS_Inline | 4 | 4 | 4 | 6 | BranchMin_4BranchMax_6 | 4 | 5 | 12 | HeaderMin_5HeaderMax_12 | 12
1251 | 111 | 40127-4P-30HP VLSC | RC9904-3-12.10-4P | 813.5 | 813.5 | 3254 | 4 | 1 | 5 | G | VLS_Inline | 4 | 4 | 4 | 6 | BranchMin_4BranchMax_6 | 5 | 5 | 12 | HeaderMin_5HeaderMax_12 | 5 | INVALID
1251 | 111 | 40127-4P-30HP VLSC | RC9904-3-12.10-4P | 813.5 | 813.5 | 3254 | 4 | 1 | 5 | G | VLS_Inline | 4 | 4 | 4 | 6 | BranchMin_4BranchMax_6 | 5 | 5 | 12 | HeaderMin_5HeaderMax_12 | 6
1251 | 111 | 40127-4P-30HP VLSC | RC9904-3-12.10-4P | 813.5 | 813.5 | 3254 | 4 | 1 | 5 | G | VLS_Inline | 4 | 4 | 4 | 6 | BranchMin_4BranchMax_6 | 5 | 5 | 12 | HeaderMin_5HeaderMax_12 | 8
1251 | 111 | 40127-4P-30HP VLSC | RC9904-3-12.10-4P | 813.5 | 813.5 | 3254 | 4 | 1 | 5 | G | VLS_Inline | 4 | 4 | 4 | 6 | BranchMin_4BranchMax_6 | 5 | 5 | 12 | HeaderMin_5HeaderMax_12 | 10
1251 | 111 | 40127-4P-30HP VLSC | RC9904-3-12.10-4P | 813.5 | 813.5 | 3254 | 4 | 1 | 5 | G | VLS_Inline | 4 | 4 | 4 | 6 | BranchMin_4BranchMax_6 | 5 | 5 | 12 | HeaderMin_5HeaderMax_12 | 12
1251 | 111 | 40127-4P-30HP VLSC | RC9904-3-12.10-4P | 813.5 | 813.5 | 3254 | 4 | 1 | 5 | G | VLS_Inline | 4 | 4 | 4 | 6 | BranchMin_4BranchMax_6 | 6 | 5 | 12 | HeaderMin_5HeaderMax_12 | 5 | INVALID
1251 | 111 | 40127-4P-30HP VLSC | RC9904-3-12.10-4P | 813.5 | 813.5 | 3254 | 4 | 1 | 5 | G | VLS_Inline | 4 | 4 | 4 | 6 | BranchMin_4BranchMax_6 | 6 | 5 | 12 | HeaderMin_5HeaderMax_12 | 6 | INVALID
1251 | 111 | 40127-4P-30HP VLSC | RC9904-3-12.10-4P | 813.5 | 813.5 | 3254 | 4 | 1 | 5 | G | VLS_Inline | 4 | 4 | 4 | 6 | BranchMin_4BranchMax_6 | 6 | 5 | 12 | HeaderMin_5HeaderMax_12 | 8
1251 | 111 | 40127-4P-30HP VLSC | RC9904-3-12.10-4P | 813.5 | 813.5 | 3254 | 4 | 1 | 5 | G | VLS_Inline | 4 | 4 | 4 | 6 | BranchMin_4BranchMax_6 | 6 | 5 | 12 | HeaderMin_5HeaderMax_12 | 10
1251 | 111 | 40127-4P-30HP VLSC | RC9904-3-12.10-4P | 813.5 | 813.5 | 3254 | 4 | 1 | 5 | G | VLS_Inline | 4 | 4 | 4 | 6 | BranchMin_4BranchMax_6 | 6 | 5 | 12 | HeaderMin_5HeaderMax_12 | 12
1252 | 112 | 40129-4P-15HP VLSC | VLSC_40129_4P_15HP | 616.3385 | 616.3385 | 2465.3539 | 4 | 1 | 5 | G | VLS_Inline | 4 | 4 | 4 | 5 | BranchMin_4BranchMax_5 | 4 | 5 | 10 | HeaderMin_5HeaderMax_10 | 5
1252 | 112 | 40129-4P-15HP VLSC | VLSC_40129_4P_15HP | 616.3385 | 616.3385 | 2465.3539 | 4 | 1 | 5 | G | VLS_Inline | 4 | 4 | 4 | 5 | BranchMin_4BranchMax_5 | 4 | 5 | 10 | HeaderMin_5HeaderMax_10 | 6
1252 | 112 | 40129-4P-15HP VLSC | VLSC_40129_4P_15HP | 616.3385 | 616.3385 | 2465.3539 | 4 | 1 | 5 | G | VLS_Inline | 4 | 4 | 4 | 5 | BranchMin_4BranchMax_5 | 4 | 5 | 10 | HeaderMin_5HeaderMax_10 | 8
1252 | 112 | 40129-4P-15HP VLSC | VLSC_40129_4P_15HP | 616.3385 | 616.3385 | 2465.3539 | 4 | 1 | 5 | G | VLS_Inline | 4 | 4 | 4 | 5 | BranchMin_4BranchMax_5 | 4 | 5 | 10 | HeaderMin_5HeaderMax_10 | 10
1252 | 112 | 40129-4P-15HP VLSC | VLSC_40129_4P_15HP | 616.3385 | 616.3385 | 2465.3539 | 4 | 1 | 5 | G | VLS_Inline | 4 | 4 | 4 | 5 | BranchMin_4BranchMax_5 | 5 | 5 | 10 | HeaderMin_5HeaderMax_10 | 5 | INVALID
1252 | 112 | 40129-4P-15HP VLSC | VLSC_40129_4P_15HP | 616.3385 | 616.3385 | 2465.3539 | 4 | 1 | 5 | G | VLS_Inline | 4 | 4 | 4 | 5 | BranchMin_4BranchMax_5 | 5 | 5 | 10 | HeaderMin_5HeaderMax_10 | 6
1252 | 112 | 40129-4P-15HP VLSC | VLSC_40129_4P_15HP | 616.3385 | 616.3385 | 2465.3539 | 4 | 1 | 5 | G | VLS_Inline | 4 | 4 | 4 | 5 | BranchMin_4BranchMax_5 | 5 | 5 | 10 | HeaderMin_5HeaderMax_10 | 8
1252 | 112 | 40129-4P-15HP VLSC | VLSC_40129_4P_15HP | 616.3385 | 616.3385 | 2465.3539 | 4 | 1 | 5 | G | VLS_Inline | 4 | 4 | 4 | 5 | BranchMin_4BranchMax_5 | 5 | 5 | 10 | HeaderMin_5HeaderMax_10 | 10
1253 | 113 | 40129-4P-20HP VLSC | VLSC_40129_4P_20HP | 707.5905 | 707.5905 | 2830.3621 | 4 | 1 | 5 | G | VLS_Inline | 4 | 4 | 4 | 6 | BranchMin_4BranchMax_6 | 4 | 5 | 12 | HeaderMin_5HeaderMax_12 | 5
1253 | 113 | 40129-4P-20HP VLSC | VLSC_40129_4P_20HP | 707.5905 | 707.5905 | 2830.3621 | 4 | 1 | 5 | G | VLS_Inline | 4 | 4 | 4 | 6 | BranchMin_4BranchMax_6 | 4 | 5 | 12 | HeaderMin_5HeaderMax_12 | 6
1253 | 113 | 40129-4P-20HP VLSC | VLSC_40129_4P_20HP | 707.5905 | 707.5905 | 2830.3621 | 4 | 1 | 5 | G | VLS_Inline | 4 | 4 | 4 | 6 | BranchMin_4BranchMax_6 | 4 | 5 | 12 | HeaderMin_5HeaderMax_12 | 8
1253 | 113 | 40129-4P-20HP VLSC | VLSC_40129_4P_20HP | 707.5905 | 707.5905 | 2830.3621 | 4 | 1 | 5 | G | VLS_Inline | 4 | 4 | 4 | 6 | BranchMin_4BranchMax_6 | 4 | 5 | 12 | HeaderMin_5HeaderMax_12 | 10
1253 | 113 | 40129-4P-20HP VLSC | VLSC_40129_4P_20HP | 707.5905 | 707.5905 | 2830.3621 | 4 | 1 | 5 | G | VLS_Inline | 4 | 4 | 4 | 6 | BranchMin_4BranchMax_6 | 4 | 5 | 12 | HeaderMin_5HeaderMax_12 | 12
1253 | 113 | 40129-4P-20HP VLSC | VLSC_40129_4P_20HP | 707.5905 | 707.5905 | 2830.3621 | 4 | 1 | 5 | G | VLS_Inline | 4 | 4 | 4 | 6 | BranchMin_4BranchMax_6 | 5 | 5 | 12 | HeaderMin_5HeaderMax_12 | 5 | INVALID
1253 | 113 | 40129-4P-20HP VLSC | VLSC_40129_4P_20HP | 707.5905 | 707.5905 | 2830.3621 | 4 | 1 | 5 | G | VLS_Inline | 4 | 4 | 4 | 6 | BranchMin_4BranchMax_6 | 5 | 5 | 12 | HeaderMin_5HeaderMax_12 | 6
1253 | 113 | 40129-4P-20HP VLSC | VLSC_40129_4P_20HP | 707.5905 | 707.5905 | 2830.3621 | 4 | 1 | 5 | G | VLS_Inline | 4 | 4 | 4 | 6 | BranchMin_4BranchMax_6 | 5 | 5 | 12 | HeaderMin_5HeaderMax_12 | 8
1253 | 113 | 40129-4P-20HP VLSC | VLSC_40129_4P_20HP | 707.5905 | 707.5905 | 2830.3621 | 4 | 1 | 5 | G | VLS_Inline | 4 | 4 | 4 | 6 | BranchMin_4BranchMax_6 | 5 | 5 | 12 | HeaderMin_5HeaderMax_12 | 10
1253 | 113 | 40129-4P-20HP VLSC | VLSC_40129_4P_20HP | 707.5905 | 707.5905 | 2830.3621 | 4 | 1 | 5 | G | VLS_Inline | 4 | 4 | 4 | 6 | BranchMin_4BranchMax_6 | 5 | 5 | 12 | HeaderMin_5HeaderMax_12 | 12
1253 | 113 | 40129-4P-20HP VLSC | VLSC_40129_4P_20HP | 707.5905 | 707.5905 | 2830.3621 | 4 | 1 | 5 | G | VLS_Inline | 4 | 4 | 4 | 6 | BranchMin_4BranchMax_6 | 6 | 5 | 12 | HeaderMin_5HeaderMax_12 | 5 | INVALID
1253 | 113 | 40129-4P-20HP VLSC | VLSC_40129_4P_20HP | 707.5905 | 707.5905 | 2830.3621 | 4 | 1 | 5 | G | VLS_Inline | 4 | 4 | 4 | 6 | BranchMin_4BranchMax_6 | 6 | 5 | 12 | HeaderMin_5HeaderMax_12 | 6 | INVALID
1253 | 113 | 40129-4P-20HP VLSC | VLSC_40129_4P_20HP | 707.5905 | 707.5905 | 2830.3621 | 4 | 1 | 5 | G | VLS_Inline | 4 | 4 | 4 | 6 | BranchMin_4BranchMax_6 | 6 | 5 | 12 | HeaderMin_5HeaderMax_12 | 8
1253 | 113 | 40129-4P-20HP VLSC | VLSC_40129_4P_20HP | 707.5905 | 707.5905 | 2830.3621 | 4 | 1 | 5 | G | VLS_Inline | 4 | 4 | 4 | 6 | BranchMin_4BranchMax_6 | 6 | 5 | 12 | HeaderMin_5HeaderMax_12 | 10
1253 | 113 | 40129-4P-20HP VLSC | VLSC_40129_4P_20HP | 707.5905 | 707.5905 | 2830.3621 | 4 | 1 | 5 | G | VLS_Inline | 4 | 4 | 4 | 6 | BranchMin_4BranchMax_6 | 6 | 5 | 12 | HeaderMin_5HeaderMax_12 | 12
1254 | 114 | 40129-4P-25HP VLSC | VLSC_40129_4P_25HP | 786.8099 | 786.8099 | 3147.2397 | 4 | 1 | 5 | G | VLS_Inline | 4 | 4 | 4 | 6 | BranchMin_4BranchMax_6 | 4 | 5 | 12 | HeaderMin_5HeaderMax_12 | 5
1254 | 114 | 40129-4P-25HP VLSC | VLSC_40129_4P_25HP | 786.8099 | 786.8099 | 3147.2397 | 4 | 1 | 5 | G | VLS_Inline | 4 | 4 | 4 | 6 | BranchMin_4BranchMax_6 | 4 | 5 | 12 | HeaderMin_5HeaderMax_12 | 6
1254 | 114 | 40129-4P-25HP VLSC | VLSC_40129_4P_25HP | 786.8099 | 786.8099 | 3147.2397 | 4 | 1 | 5 | G | VLS_Inline | 4 | 4 | 4 | 6 | BranchMin_4BranchMax_6 | 4 | 5 | 12 | HeaderMin_5HeaderMax_12 | 8
1254 | 114 | 40129-4P-25HP VLSC | VLSC_40129_4P_25HP | 786.8099 | 786.8099 | 3147.2397 | 4 | 1 | 5 | G | VLS_Inline | 4 | 4 | 4 | 6 | BranchMin_4BranchMax_6 | 4 | 5 | 12 | HeaderMin_5HeaderMax_12 | 10
1254 | 114 | 40129-4P-25HP VLSC | VLSC_40129_4P_25HP | 786.8099 | 786.8099 | 3147.2397 | 4 | 1 | 5 | G | VLS_Inline | 4 | 4 | 4 | 6 | BranchMin_4BranchMax_6 | 4 | 5 | 12 | HeaderMin_5HeaderMax_12 | 12
1254 | 114 | 40129-4P-25HP VLSC | VLSC_40129_4P_25HP | 786.8099 | 786.8099 | 3147.2397 | 4 | 1 | 5 | G | VLS_Inline | 4 | 4 | 4 | 6 | BranchMin_4BranchMax_6 | 5 | 5 | 12 | HeaderMin_5HeaderMax_12 | 5 | INVALID
1254 | 114 | 40129-4P-25HP VLSC | VLSC_40129_4P_25HP | 786.8099 | 786.8099 | 3147.2397 | 4 | 1 | 5 | G | VLS_Inline | 4 | 4 | 4 | 6 | BranchMin_4BranchMax_6 | 5 | 5 | 12 | HeaderMin_5HeaderMax_12 | 6
1254 | 114 | 40129-4P-25HP VLSC | VLSC_40129_4P_25HP | 786.8099 | 786.8099 | 3147.2397 | 4 | 1 | 5 | G | VLS_Inline | 4 | 4 | 4 | 6 | BranchMin_4BranchMax_6 | 5 | 5 | 12 | HeaderMin_5HeaderMax_12 | 8
1254 | 114 | 40129-4P-25HP VLSC | VLSC_40129_4P_25HP | 786.8099 | 786.8099 | 3147.2397 | 4 | 1 | 5 | G | VLS_Inline | 4 | 4 | 4 | 6 | BranchMin_4BranchMax_6 | 5 | 5 | 12 | HeaderMin_5HeaderMax_12 | 10
1254 | 114 | 40129-4P-25HP VLSC | VLSC_40129_4P_25HP | 786.8099 | 786.8099 | 3147.2397 | 4 | 1 | 5 | G | VLS_Inline | 4 | 4 | 4 | 6 | BranchMin_4BranchMax_6 | 5 | 5 | 12 | HeaderMin_5HeaderMax_12 | 12
1254 | 114 | 40129-4P-25HP VLSC | VLSC_40129_4P_25HP | 786.8099 | 786.8099 | 3147.2397 | 4 | 1 | 5 | G | VLS_Inline | 4 | 4 | 4 | 6 | BranchMin_4BranchMax_6 | 6 | 5 | 12 | HeaderMin_5HeaderMax_12 | 5 | INVALID
1254 | 114 | 40129-4P-25HP VLSC | VLSC_40129_4P_25HP | 786.8099 | 786.8099 | 3147.2397 | 4 | 1 | 5 | G | VLS_Inline | 4 | 4 | 4 | 6 | BranchMin_4BranchMax_6 | 6 | 5 | 12 | HeaderMin_5HeaderMax_12 | 6 | INVALID
1254 | 114 | 40129-4P-25HP VLSC | VLSC_40129_4P_25HP | 786.8099 | 786.8099 | 3147.2397 | 4 | 1 | 5 | G | VLS_Inline | 4 | 4 | 4 | 6 | BranchMin_4BranchMax_6 | 6 | 5 | 12 | HeaderMin_5HeaderMax_12 | 8
1254 | 114 | 40129-4P-25HP VLSC | VLSC_40129_4P_25HP | 786.8099 | 786.8099 | 3147.2397 | 4 | 1 | 5 | G | VLS_Inline | 4 | 4 | 4 | 6 | BranchMin_4BranchMax_6 | 6 | 5 | 12 | HeaderMin_5HeaderMax_12 | 10
1254 | 114 | 40129-4P-25HP VLSC | VLSC_40129_4P_25HP | 786.8099 | 786.8099 | 3147.2397 | 4 | 1 | 5 | G | VLS_Inline | 4 | 4 | 4 | 6 | BranchMin_4BranchMax_6 | 6 | 5 | 12 | HeaderMin_5HeaderMax_12 | 12
1255 | 115 | 40129-4P-30HP VLSC | VLSC_40129_4P_30HP | 825.5 | 825.5 | 3302 | 4 | 1 | 5 | G | VLS_Inline | 4 | 4 | 4 | 6 | BranchMin_4BranchMax_6 | 4 | 5 | 12 | HeaderMin_5HeaderMax_12 | 5
1255 | 115 | 40129-4P-30HP VLSC | VLSC_40129_4P_30HP | 825.5 | 825.5 | 3302 | 4 | 1 | 5 | G | VLS_Inline | 4 | 4 | 4 | 6 | BranchMin_4BranchMax_6 | 4 | 5 | 12 | HeaderMin_5HeaderMax_12 | 6
1255 | 115 | 40129-4P-30HP VLSC | VLSC_40129_4P_30HP | 825.5 | 825.5 | 3302 | 4 | 1 | 5 | G | VLS_Inline | 4 | 4 | 4 | 6 | BranchMin_4BranchMax_6 | 4 | 5 | 12 | HeaderMin_5HeaderMax_12 | 8
1255 | 115 | 40129-4P-30HP VLSC | VLSC_40129_4P_30HP | 825.5 | 825.5 | 3302 | 4 | 1 | 5 | G | VLS_Inline | 4 | 4 | 4 | 6 | BranchMin_4BranchMax_6 | 4 | 5 | 12 | HeaderMin_5HeaderMax_12 | 10
1255 | 115 | 40129-4P-30HP VLSC | VLSC_40129_4P_30HP | 825.5 | 825.5 | 3302 | 4 | 1 | 5 | G | VLS_Inline | 4 | 4 | 4 | 6 | BranchMin_4BranchMax_6 | 4 | 5 | 12 | HeaderMin_5HeaderMax_12 | 12
1255 | 115 | 40129-4P-30HP VLSC | VLSC_40129_4P_30HP | 825.5 | 825.5 | 3302 | 4 | 1 | 5 | G | VLS_Inline | 4 | 4 | 4 | 6 | BranchMin_4BranchMax_6 | 5 | 5 | 12 | HeaderMin_5HeaderMax_12 | 5 | INVALID
1255 | 115 | 40129-4P-30HP VLSC | VLSC_40129_4P_30HP | 825.5 | 825.5 | 3302 | 4 | 1 | 5 | G | VLS_Inline | 4 | 4 | 4 | 6 | BranchMin_4BranchMax_6 | 5 | 5 | 12 | HeaderMin_5HeaderMax_12 | 6
1255 | 115 | 40129-4P-30HP VLSC | VLSC_40129_4P_30HP | 825.5 | 825.5 | 3302 | 4 | 1 | 5 | G | VLS_Inline | 4 | 4 | 4 | 6 | BranchMin_4BranchMax_6 | 5 | 5 | 12 | HeaderMin_5HeaderMax_12 | 8
1255 | 115 | 40129-4P-30HP VLSC | VLSC_40129_4P_30HP | 825.5 | 825.5 | 3302 | 4 | 1 | 5 | G | VLS_Inline | 4 | 4 | 4 | 6 | BranchMin_4BranchMax_6 | 5 | 5 | 12 | HeaderMin_5HeaderMax_12 | 10
1255 | 115 | 40129-4P-30HP VLSC | VLSC_40129_4P_30HP | 825.5 | 825.5 | 3302 | 4 | 1 | 5 | G | VLS_Inline | 4 | 4 | 4 | 6 | BranchMin_4BranchMax_6 | 5 | 5 | 12 | HeaderMin_5HeaderMax_12 | 12
1255 | 115 | 40129-4P-30HP VLSC | VLSC_40129_4P_30HP | 825.5 | 825.5 | 3302 | 4 | 1 | 5 | G | VLS_Inline | 4 | 4 | 4 | 6 | BranchMin_4BranchMax_6 | 6 | 5 | 12 | HeaderMin_5HeaderMax_12 | 5 | INVALID
1255 | 115 | 40129-4P-30HP VLSC | VLSC_40129_4P_30HP | 825.5 | 825.5 | 3302 | 4 | 1 | 5 | G | VLS_Inline | 4 | 4 | 4 | 6 | BranchMin_4BranchMax_6 | 6 | 5 | 12 | HeaderMin_5HeaderMax_12 | 6 | INVALID
1255 | 115 | 40129-4P-30HP VLSC | VLSC_40129_4P_30HP | 825.5 | 825.5 | 3302 | 4 | 1 | 5 | G | VLS_Inline | 4 | 4 | 4 | 6 | BranchMin_4BranchMax_6 | 6 | 5 | 12 | HeaderMin_5HeaderMax_12 | 8
1255 | 115 | 40129-4P-30HP VLSC | VLSC_40129_4P_30HP | 825.5 | 825.5 | 3302 | 4 | 1 | 5 | G | VLS_Inline | 4 | 4 | 4 | 6 | BranchMin_4BranchMax_6 | 6 | 5 | 12 | HeaderMin_5HeaderMax_12 | 10
1255 | 115 | 40129-4P-30HP VLSC | VLSC_40129_4P_30HP | 825.5 | 825.5 | 3302 | 4 | 1 | 5 | G | VLS_Inline | 4 | 4 | 4 | 6 | BranchMin_4BranchMax_6 | 6 | 5 | 12 | HeaderMin_5HeaderMax_12 | 12
1256 | 116 | 40157-4P-30HP VLSC | RC9947-1-12.0-4P | 756.8 | 756.8 | 3027.2 | 4 | 1 | 5 | G | VLS_Inline | 4 | 4 | 4 | 6 | BranchMin_4BranchMax_6 | 4 | 5 | 12 | HeaderMin_5HeaderMax_12 | 5
1256 | 116 | 40157-4P-30HP VLSC | RC9947-1-12.0-4P | 756.8 | 756.8 | 3027.2 | 4 | 1 | 5 | G | VLS_Inline | 4 | 4 | 4 | 6 | BranchMin_4BranchMax_6 | 4 | 5 | 12 | HeaderMin_5HeaderMax_12 | 6
1256 | 116 | 40157-4P-30HP VLSC | RC9947-1-12.0-4P | 756.8 | 756.8 | 3027.2 | 4 | 1 | 5 | G | VLS_Inline | 4 | 4 | 4 | 6 | BranchMin_4BranchMax_6 | 4 | 5 | 12 | HeaderMin_5HeaderMax_12 | 8
1256 | 116 | 40157-4P-30HP VLSC | RC9947-1-12.0-4P | 756.8 | 756.8 | 3027.2 | 4 | 1 | 5 | G | VLS_Inline | 4 | 4 | 4 | 6 | BranchMin_4BranchMax_6 | 4 | 5 | 12 | HeaderMin_5HeaderMax_12 | 10
1256 | 116 | 40157-4P-30HP VLSC | RC9947-1-12.0-4P | 756.8 | 756.8 | 3027.2 | 4 | 1 | 5 | G | VLS_Inline | 4 | 4 | 4 | 6 | BranchMin_4BranchMax_6 | 4 | 5 | 12 | HeaderMin_5HeaderMax_12 | 12
1256 | 116 | 40157-4P-30HP VLSC | RC9947-1-12.0-4P | 756.8 | 756.8 | 3027.2 | 4 | 1 | 5 | G | VLS_Inline | 4 | 4 | 4 | 6 | BranchMin_4BranchMax_6 | 5 | 5 | 12 | HeaderMin_5HeaderMax_12 | 5 | INVALID
1256 | 116 | 40157-4P-30HP VLSC | RC9947-1-12.0-4P | 756.8 | 756.8 | 3027.2 | 4 | 1 | 5 | G | VLS_Inline | 4 | 4 | 4 | 6 | BranchMin_4BranchMax_6 | 5 | 5 | 12 | HeaderMin_5HeaderMax_12 | 6
1256 | 116 | 40157-4P-30HP VLSC | RC9947-1-12.0-4P | 756.8 | 756.8 | 3027.2 | 4 | 1 | 5 | G | VLS_Inline | 4 | 4 | 4 | 6 | BranchMin_4BranchMax_6 | 5 | 5 | 12 | HeaderMin_5HeaderMax_12 | 8
1256 | 116 | 40157-4P-30HP VLSC | RC9947-1-12.0-4P | 756.8 | 756.8 | 3027.2 | 4 | 1 | 5 | G | VLS_Inline | 4 | 4 | 4 | 6 | BranchMin_4BranchMax_6 | 5 | 5 | 12 | HeaderMin_5HeaderMax_12 | 10
1256 | 116 | 40157-4P-30HP VLSC | RC9947-1-12.0-4P | 756.8 | 756.8 | 3027.2 | 4 | 1 | 5 | G | VLS_Inline | 4 | 4 | 4 | 6 | BranchMin_4BranchMax_6 | 5 | 5 | 12 | HeaderMin_5HeaderMax_12 | 12
1256 | 116 | 40157-4P-30HP VLSC | RC9947-1-12.0-4P | 756.8 | 756.8 | 3027.2 | 4 | 1 | 5 | G | VLS_Inline | 4 | 4 | 4 | 6 | BranchMin_4BranchMax_6 | 6 | 5 | 12 | HeaderMin_5HeaderMax_12 | 5 | INVALID
1256 | 116 | 40157-4P-30HP VLSC | RC9947-1-12.0-4P | 756.8 | 756.8 | 3027.2 | 4 | 1 | 5 | G | VLS_Inline | 4 | 4 | 4 | 6 | BranchMin_4BranchMax_6 | 6 | 5 | 12 | HeaderMin_5HeaderMax_12 | 6 | INVALID
1256 | 116 | 40157-4P-30HP VLSC | RC9947-1-12.0-4P | 756.8 | 756.8 | 3027.2 | 4 | 1 | 5 | G | VLS_Inline | 4 | 4 | 4 | 6 | BranchMin_4BranchMax_6 | 6 | 5 | 12 | HeaderMin_5HeaderMax_12 | 8
1256 | 116 | 40157-4P-30HP VLSC | RC9947-1-12.0-4P | 756.8 | 756.8 | 3027.2 | 4 | 1 | 5 | G | VLS_Inline | 4 | 4 | 4 | 6 | BranchMin_4BranchMax_6 | 6 | 5 | 12 | HeaderMin_5HeaderMax_12 | 10
1256 | 116 | 40157-4P-30HP VLSC | RC9947-1-12.0-4P | 756.8 | 756.8 | 3027.2 | 4 | 1 | 5 | G | VLS_Inline | 4 | 4 | 4 | 6 | BranchMin_4BranchMax_6 | 6 | 5 | 12 | HeaderMin_5HeaderMax_12 | 12
1257 | 117 | 40157-4P-40HP VLSC | RC9947-1-13.41-4P | 830.5 | 830.5 | 3322 | 4 | 1 | 5 | G | VLS_Inline | 4 | 4 | 4 | 6 | BranchMin_4BranchMax_6 | 4 | 5 | 12 | HeaderMin_5HeaderMax_12 | 5
1257 | 117 | 40157-4P-40HP VLSC | RC9947-1-13.41-4P | 830.5 | 830.5 | 3322 | 4 | 1 | 5 | G | VLS_Inline | 4 | 4 | 4 | 6 | BranchMin_4BranchMax_6 | 4 | 5 | 12 | HeaderMin_5HeaderMax_12 | 6
1257 | 117 | 40157-4P-40HP VLSC | RC9947-1-13.41-4P | 830.5 | 830.5 | 3322 | 4 | 1 | 5 | G | VLS_Inline | 4 | 4 | 4 | 6 | BranchMin_4BranchMax_6 | 4 | 5 | 12 | HeaderMin_5HeaderMax_12 | 8
1257 | 117 | 40157-4P-40HP VLSC | RC9947-1-13.41-4P | 830.5 | 830.5 | 3322 | 4 | 1 | 5 | G | VLS_Inline | 4 | 4 | 4 | 6 | BranchMin_4BranchMax_6 | 4 | 5 | 12 | HeaderMin_5HeaderMax_12 | 10
1257 | 117 | 40157-4P-40HP VLSC | RC9947-1-13.41-4P | 830.5 | 830.5 | 3322 | 4 | 1 | 5 | G | VLS_Inline | 4 | 4 | 4 | 6 | BranchMin_4BranchMax_6 | 4 | 5 | 12 | HeaderMin_5HeaderMax_12 | 12
1257 | 117 | 40157-4P-40HP VLSC | RC9947-1-13.41-4P | 830.5 | 830.5 | 3322 | 4 | 1 | 5 | G | VLS_Inline | 4 | 4 | 4 | 6 | BranchMin_4BranchMax_6 | 5 | 5 | 12 | HeaderMin_5HeaderMax_12 | 5 | INVALID
1257 | 117 | 40157-4P-40HP VLSC | RC9947-1-13.41-4P | 830.5 | 830.5 | 3322 | 4 | 1 | 5 | G | VLS_Inline | 4 | 4 | 4 | 6 | BranchMin_4BranchMax_6 | 5 | 5 | 12 | HeaderMin_5HeaderMax_12 | 6
1257 | 117 | 40157-4P-40HP VLSC | RC9947-1-13.41-4P | 830.5 | 830.5 | 3322 | 4 | 1 | 5 | G | VLS_Inline | 4 | 4 | 4 | 6 | BranchMin_4BranchMax_6 | 5 | 5 | 12 | HeaderMin_5HeaderMax_12 | 8
1257 | 117 | 40157-4P-40HP VLSC | RC9947-1-13.41-4P | 830.5 | 830.5 | 3322 | 4 | 1 | 5 | G | VLS_Inline | 4 | 4 | 4 | 6 | BranchMin_4BranchMax_6 | 5 | 5 | 12 | HeaderMin_5HeaderMax_12 | 10
1257 | 117 | 40157-4P-40HP VLSC | RC9947-1-13.41-4P | 830.5 | 830.5 | 3322 | 4 | 1 | 5 | G | VLS_Inline | 4 | 4 | 4 | 6 | BranchMin_4BranchMax_6 | 5 | 5 | 12 | HeaderMin_5HeaderMax_12 | 12
1257 | 117 | 40157-4P-40HP VLSC | RC9947-1-13.41-4P | 830.5 | 830.5 | 3322 | 4 | 1 | 5 | G | VLS_Inline | 4 | 4 | 4 | 6 | BranchMin_4BranchMax_6 | 6 | 5 | 12 | HeaderMin_5HeaderMax_12 | 5 | INVALID
1257 | 117 | 40157-4P-40HP VLSC | RC9947-1-13.41-4P | 830.5 | 830.5 | 3322 | 4 | 1 | 5 | G | VLS_Inline | 4 | 4 | 4 | 6 | BranchMin_4BranchMax_6 | 6 | 5 | 12 | HeaderMin_5HeaderMax_12 | 6 | INVALID
1257 | 117 | 40157-4P-40HP VLSC | RC9947-1-13.41-4P | 830.5 | 830.5 | 3322 | 4 | 1 | 5 | G | VLS_Inline | 4 | 4 | 4 | 6 | BranchMin_4BranchMax_6 | 6 | 5 | 12 | HeaderMin_5HeaderMax_12 | 8
1257 | 117 | 40157-4P-40HP VLSC | RC9947-1-13.41-4P | 830.5 | 830.5 | 3322 | 4 | 1 | 5 | G | VLS_Inline | 4 | 4 | 4 | 6 | BranchMin_4BranchMax_6 | 6 | 5 | 12 | HeaderMin_5HeaderMax_12 | 10
1257 | 117 | 40157-4P-40HP VLSC | RC9947-1-13.41-4P | 830.5 | 830.5 | 3322 | 4 | 1 | 5 | G | VLS_Inline | 4 | 4 | 4 | 6 | BranchMin_4BranchMax_6 | 6 | 5 | 12 | HeaderMin_5HeaderMax_12 | 12
1258 | 118 | 40157-4P-50HP VLSC | RC9947-1-14.10-4P | 873.3 | 873.3 | 3493.2 | 4 | 1 | 5 | G | VLS_Inline | 4 | 4 | 4 | 6 | BranchMin_4BranchMax_6 | 4 | 5 | 12 | HeaderMin_5HeaderMax_12 | 5
1258 | 118 | 40157-4P-50HP VLSC | RC9947-1-14.10-4P | 873.3 | 873.3 | 3493.2 | 4 | 1 | 5 | G | VLS_Inline | 4 | 4 | 4 | 6 | BranchMin_4BranchMax_6 | 4 | 5 | 12 | HeaderMin_5HeaderMax_12 | 6
1258 | 118 | 40157-4P-50HP VLSC | RC9947-1-14.10-4P | 873.3 | 873.3 | 3493.2 | 4 | 1 | 5 | G | VLS_Inline | 4 | 4 | 4 | 6 | BranchMin_4BranchMax_6 | 4 | 5 | 12 | HeaderMin_5HeaderMax_12 | 8
1258 | 118 | 40157-4P-50HP VLSC | RC9947-1-14.10-4P | 873.3 | 873.3 | 3493.2 | 4 | 1 | 5 | G | VLS_Inline | 4 | 4 | 4 | 6 | BranchMin_4BranchMax_6 | 4 | 5 | 12 | HeaderMin_5HeaderMax_12 | 10
1258 | 118 | 40157-4P-50HP VLSC | RC9947-1-14.10-4P | 873.3 | 873.3 | 3493.2 | 4 | 1 | 5 | G | VLS_Inline | 4 | 4 | 4 | 6 | BranchMin_4BranchMax_6 | 4 | 5 | 12 | HeaderMin_5HeaderMax_12 | 12
1258 | 118 | 40157-4P-50HP VLSC | RC9947-1-14.10-4P | 873.3 | 873.3 | 3493.2 | 4 | 1 | 5 | G | VLS_Inline | 4 | 4 | 4 | 6 | BranchMin_4BranchMax_6 | 5 | 5 | 12 | HeaderMin_5HeaderMax_12 | 5 | INVALID
1258 | 118 | 40157-4P-50HP VLSC | RC9947-1-14.10-4P | 873.3 | 873.3 | 3493.2 | 4 | 1 | 5 | G | VLS_Inline | 4 | 4 | 4 | 6 | BranchMin_4BranchMax_6 | 5 | 5 | 12 | HeaderMin_5HeaderMax_12 | 6
1258 | 118 | 40157-4P-50HP VLSC | RC9947-1-14.10-4P | 873.3 | 873.3 | 3493.2 | 4 | 1 | 5 | G | VLS_Inline | 4 | 4 | 4 | 6 | BranchMin_4BranchMax_6 | 5 | 5 | 12 | HeaderMin_5HeaderMax_12 | 8
1258 | 118 | 40157-4P-50HP VLSC | RC9947-1-14.10-4P | 873.3 | 873.3 | 3493.2 | 4 | 1 | 5 | G | VLS_Inline | 4 | 4 | 4 | 6 | BranchMin_4BranchMax_6 | 5 | 5 | 12 | HeaderMin_5HeaderMax_12 | 10
1258 | 118 | 40157-4P-50HP VLSC | RC9947-1-14.10-4P | 873.3 | 873.3 | 3493.2 | 4 | 1 | 5 | G | VLS_Inline | 4 | 4 | 4 | 6 | BranchMin_4BranchMax_6 | 5 | 5 | 12 | HeaderMin_5HeaderMax_12 | 12
1258 | 118 | 40157-4P-50HP VLSC | RC9947-1-14.10-4P | 873.3 | 873.3 | 3493.2 | 4 | 1 | 5 | G | VLS_Inline | 4 | 4 | 4 | 6 | BranchMin_4BranchMax_6 | 6 | 5 | 12 | HeaderMin_5HeaderMax_12 | 5 | INVALID
1258 | 118 | 40157-4P-50HP VLSC | RC9947-1-14.10-4P | 873.3 | 873.3 | 3493.2 | 4 | 1 | 5 | G | VLS_Inline | 4 | 4 | 4 | 6 | BranchMin_4BranchMax_6 | 6 | 5 | 12 | HeaderMin_5HeaderMax_12 | 6 | INVALID
1258 | 118 | 40157-4P-50HP VLSC | RC9947-1-14.10-4P | 873.3 | 873.3 | 3493.2 | 4 | 1 | 5 | G | VLS_Inline | 4 | 4 | 4 | 6 | BranchMin_4BranchMax_6 | 6 | 5 | 12 | HeaderMin_5HeaderMax_12 | 8
1258 | 118 | 40157-4P-50HP VLSC | RC9947-1-14.10-4P | 873.3 | 873.3 | 3493.2 | 4 | 1 | 5 | G | VLS_Inline | 4 | 4 | 4 | 6 | BranchMin_4BranchMax_6 | 6 | 5 | 12 | HeaderMin_5HeaderMax_12 | 10
1258 | 118 | 40157-4P-50HP VLSC | RC9947-1-14.10-4P | 873.3 | 873.3 | 3493.2 | 4 | 1 | 5 | G | VLS_Inline | 4 | 4 | 4 | 6 | BranchMin_4BranchMax_6 | 6 | 5 | 12 | HeaderMin_5HeaderMax_12 | 12
1259 | 119 | 40159-4P-30HP VLSC | VLSC_40159_4P_30HP | 639.1572 | 639.1572 | 2556.6287 | 4 | 1 | 5 | G | VLS_Inline | 4 | 4 | 4 | 5 | BranchMin_4BranchMax_5 | 4 | 5 | 12 | HeaderMin_5HeaderMax_12 | 5
1259 | 119 | 40159-4P-30HP VLSC | VLSC_40159_4P_30HP | 639.1572 | 639.1572 | 2556.6287 | 4 | 1 | 5 | G | VLS_Inline | 4 | 4 | 4 | 5 | BranchMin_4BranchMax_5 | 4 | 5 | 12 | HeaderMin_5HeaderMax_12 | 6
1259 | 119 | 40159-4P-30HP VLSC | VLSC_40159_4P_30HP | 639.1572 | 639.1572 | 2556.6287 | 4 | 1 | 5 | G | VLS_Inline | 4 | 4 | 4 | 5 | BranchMin_4BranchMax_5 | 4 | 5 | 12 | HeaderMin_5HeaderMax_12 | 8
1259 | 119 | 40159-4P-30HP VLSC | VLSC_40159_4P_30HP | 639.1572 | 639.1572 | 2556.6287 | 4 | 1 | 5 | G | VLS_Inline | 4 | 4 | 4 | 5 | BranchMin_4BranchMax_5 | 4 | 5 | 12 | HeaderMin_5HeaderMax_12 | 10
1259 | 119 | 40159-4P-30HP VLSC | VLSC_40159_4P_30HP | 639.1572 | 639.1572 | 2556.6287 | 4 | 1 | 5 | G | VLS_Inline | 4 | 4 | 4 | 5 | BranchMin_4BranchMax_5 | 4 | 5 | 12 | HeaderMin_5HeaderMax_12 | 12
1259 | 119 | 40159-4P-30HP VLSC | VLSC_40159_4P_30HP | 639.1572 | 639.1572 | 2556.6287 | 4 | 1 | 5 | G | VLS_Inline | 4 | 4 | 4 | 5 | BranchMin_4BranchMax_5 | 5 | 5 | 12 | HeaderMin_5HeaderMax_12 | 5 | INVALID
1259 | 119 | 40159-4P-30HP VLSC | VLSC_40159_4P_30HP | 639.1572 | 639.1572 | 2556.6287 | 4 | 1 | 5 | G | VLS_Inline | 4 | 4 | 4 | 5 | BranchMin_4BranchMax_5 | 5 | 5 | 12 | HeaderMin_5HeaderMax_12 | 6
1259 | 119 | 40159-4P-30HP VLSC | VLSC_40159_4P_30HP | 639.1572 | 639.1572 | 2556.6287 | 4 | 1 | 5 | G | VLS_Inline | 4 | 4 | 4 | 5 | BranchMin_4BranchMax_5 | 5 | 5 | 12 | HeaderMin_5HeaderMax_12 | 8
1259 | 119 | 40159-4P-30HP VLSC | VLSC_40159_4P_30HP | 639.1572 | 639.1572 | 2556.6287 | 4 | 1 | 5 | G | VLS_Inline | 4 | 4 | 4 | 5 | BranchMin_4BranchMax_5 | 5 | 5 | 12 | HeaderMin_5HeaderMax_12 | 10
1259 | 119 | 40159-4P-30HP VLSC | VLSC_40159_4P_30HP | 639.1572 | 639.1572 | 2556.6287 | 4 | 1 | 5 | G | VLS_Inline | 4 | 4 | 4 | 5 | BranchMin_4BranchMax_5 | 5 | 5 | 12 | HeaderMin_5HeaderMax_12 | 12
1260 | 120 | 40159-4P-40HP VLSC | VLSC_40159_4P_40HP | 794.9133 | 794.9133 | 3179.6532 | 4 | 1 | 5 | G | VLS_Inline | 4 | 4 | 4 | 6 | BranchMin_4BranchMax_6 | 4 | 5 | 12 | HeaderMin_5HeaderMax_12 | 5
1260 | 120 | 40159-4P-40HP VLSC | VLSC_40159_4P_40HP | 794.9133 | 794.9133 | 3179.6532 | 4 | 1 | 5 | G | VLS_Inline | 4 | 4 | 4 | 6 | BranchMin_4BranchMax_6 | 4 | 5 | 12 | HeaderMin_5HeaderMax_12 | 6
1260 | 120 | 40159-4P-40HP VLSC | VLSC_40159_4P_40HP | 794.9133 | 794.9133 | 3179.6532 | 4 | 1 | 5 | G | VLS_Inline | 4 | 4 | 4 | 6 | BranchMin_4BranchMax_6 | 4 | 5 | 12 | HeaderMin_5HeaderMax_12 | 8
1260 | 120 | 40159-4P-40HP VLSC | VLSC_40159_4P_40HP | 794.9133 | 794.9133 | 3179.6532 | 4 | 1 | 5 | G | VLS_Inline | 4 | 4 | 4 | 6 | BranchMin_4BranchMax_6 | 4 | 5 | 12 | HeaderMin_5HeaderMax_12 | 10
1260 | 120 | 40159-4P-40HP VLSC | VLSC_40159_4P_40HP | 794.9133 | 794.9133 | 3179.6532 | 4 | 1 | 5 | G | VLS_Inline | 4 | 4 | 4 | 6 | BranchMin_4BranchMax_6 | 4 | 5 | 12 | HeaderMin_5HeaderMax_12 | 12
1260 | 120 | 40159-4P-40HP VLSC | VLSC_40159_4P_40HP | 794.9133 | 794.9133 | 3179.6532 | 4 | 1 | 5 | G | VLS_Inline | 4 | 4 | 4 | 6 | BranchMin_4BranchMax_6 | 5 | 5 | 12 | HeaderMin_5HeaderMax_12 | 5 | INVALID
1260 | 120 | 40159-4P-40HP VLSC | VLSC_40159_4P_40HP | 794.9133 | 794.9133 | 3179.6532 | 4 | 1 | 5 | G | VLS_Inline | 4 | 4 | 4 | 6 | BranchMin_4BranchMax_6 | 5 | 5 | 12 | HeaderMin_5HeaderMax_12 | 6
1260 | 120 | 40159-4P-40HP VLSC | VLSC_40159_4P_40HP | 794.9133 | 794.9133 | 3179.6532 | 4 | 1 | 5 | G | VLS_Inline | 4 | 4 | 4 | 6 | BranchMin_4BranchMax_6 | 5 | 5 | 12 | HeaderMin_5HeaderMax_12 | 8
1260 | 120 | 40159-4P-40HP VLSC | VLSC_40159_4P_40HP | 794.9133 | 794.9133 | 3179.6532 | 4 | 1 | 5 | G | VLS_Inline | 4 | 4 | 4 | 6 | BranchMin_4BranchMax_6 | 5 | 5 | 12 | HeaderMin_5HeaderMax_12 | 10
1260 | 120 | 40159-4P-40HP VLSC | VLSC_40159_4P_40HP | 794.9133 | 794.9133 | 3179.6532 | 4 | 1 | 5 | G | VLS_Inline | 4 | 4 | 4 | 6 | BranchMin_4BranchMax_6 | 5 | 5 | 12 | HeaderMin_5HeaderMax_12 | 12
1260 | 120 | 40159-4P-40HP VLSC | VLSC_40159_4P_40HP | 794.9133 | 794.9133 | 3179.6532 | 4 | 1 | 5 | G | VLS_Inline | 4 | 4 | 4 | 6 | BranchMin_4BranchMax_6 | 6 | 5 | 12 | HeaderMin_5HeaderMax_12 | 5 | INVALID
1260 | 120 | 40159-4P-40HP VLSC | VLSC_40159_4P_40HP | 794.9133 | 794.9133 | 3179.6532 | 4 | 1 | 5 | G | VLS_Inline | 4 | 4 | 4 | 6 | BranchMin_4BranchMax_6 | 6 | 5 | 12 | HeaderMin_5HeaderMax_12 | 6 | INVALID
1260 | 120 | 40159-4P-40HP VLSC | VLSC_40159_4P_40HP | 794.9133 | 794.9133 | 3179.6532 | 4 | 1 | 5 | G | VLS_Inline | 4 | 4 | 4 | 6 | BranchMin_4BranchMax_6 | 6 | 5 | 12 | HeaderMin_5HeaderMax_12 | 8
1260 | 120 | 40159-4P-40HP VLSC | VLSC_40159_4P_40HP | 794.9133 | 794.9133 | 3179.6532 | 4 | 1 | 5 | G | VLS_Inline | 4 | 4 | 4 | 6 | BranchMin_4BranchMax_6 | 6 | 5 | 12 | HeaderMin_5HeaderMax_12 | 10
1260 | 120 | 40159-4P-40HP VLSC | VLSC_40159_4P_40HP | 794.9133 | 794.9133 | 3179.6532 | 4 | 1 | 5 | G | VLS_Inline | 4 | 4 | 4 | 6 | BranchMin_4BranchMax_6 | 6 | 5 | 12 | HeaderMin_5HeaderMax_12 | 12
1261 | 121 | 40159-4P-50HP VLSC | VLSC_40159_4P_50HP | 882.342 | 882.342 | 3529.3682 | 4 | 1 | 5 | G | VLS_Inline | 4 | 4 | 4 | 6 | BranchMin_4BranchMax_6 | 4 | 5 | 12 | HeaderMin_5HeaderMax_12 | 5
1261 | 121 | 40159-4P-50HP VLSC | VLSC_40159_4P_50HP | 882.342 | 882.342 | 3529.3682 | 4 | 1 | 5 | G | VLS_Inline | 4 | 4 | 4 | 6 | BranchMin_4BranchMax_6 | 4 | 5 | 12 | HeaderMin_5HeaderMax_12 | 6
1261 | 121 | 40159-4P-50HP VLSC | VLSC_40159_4P_50HP | 882.342 | 882.342 | 3529.3682 | 4 | 1 | 5 | G | VLS_Inline | 4 | 4 | 4 | 6 | BranchMin_4BranchMax_6 | 4 | 5 | 12 | HeaderMin_5HeaderMax_12 | 8
1261 | 121 | 40159-4P-50HP VLSC | VLSC_40159_4P_50HP | 882.342 | 882.342 | 3529.3682 | 4 | 1 | 5 | G | VLS_Inline | 4 | 4 | 4 | 6 | BranchMin_4BranchMax_6 | 4 | 5 | 12 | HeaderMin_5HeaderMax_12 | 10
1261 | 121 | 40159-4P-50HP VLSC | VLSC_40159_4P_50HP | 882.342 | 882.342 | 3529.3682 | 4 | 1 | 5 | G | VLS_Inline | 4 | 4 | 4 | 6 | BranchMin_4BranchMax_6 | 4 | 5 | 12 | HeaderMin_5HeaderMax_12 | 12
1261 | 121 | 40159-4P-50HP VLSC | VLSC_40159_4P_50HP | 882.342 | 882.342 | 3529.3682 | 4 | 1 | 5 | G | VLS_Inline | 4 | 4 | 4 | 6 | BranchMin_4BranchMax_6 | 5 | 5 | 12 | HeaderMin_5HeaderMax_12 | 5 | INVALID
1261 | 121 | 40159-4P-50HP VLSC | VLSC_40159_4P_50HP | 882.342 | 882.342 | 3529.3682 | 4 | 1 | 5 | G | VLS_Inline | 4 | 4 | 4 | 6 | BranchMin_4BranchMax_6 | 5 | 5 | 12 | HeaderMin_5HeaderMax_12 | 6
1261 | 121 | 40159-4P-50HP VLSC | VLSC_40159_4P_50HP | 882.342 | 882.342 | 3529.3682 | 4 | 1 | 5 | G | VLS_Inline | 4 | 4 | 4 | 6 | BranchMin_4BranchMax_6 | 5 | 5 | 12 | HeaderMin_5HeaderMax_12 | 8
1261 | 121 | 40159-4P-50HP VLSC | VLSC_40159_4P_50HP | 882.342 | 882.342 | 3529.3682 | 4 | 1 | 5 | G | VLS_Inline | 4 | 4 | 4 | 6 | BranchMin_4BranchMax_6 | 5 | 5 | 12 | HeaderMin_5HeaderMax_12 | 10
1261 | 121 | 40159-4P-50HP VLSC | VLSC_40159_4P_50HP | 882.342 | 882.342 | 3529.3682 | 4 | 1 | 5 | G | VLS_Inline | 4 | 4 | 4 | 6 | BranchMin_4BranchMax_6 | 5 | 5 | 12 | HeaderMin_5HeaderMax_12 | 12
1261 | 121 | 40159-4P-50HP VLSC | VLSC_40159_4P_50HP | 882.342 | 882.342 | 3529.3682 | 4 | 1 | 5 | G | VLS_Inline | 4 | 4 | 4 | 6 | BranchMin_4BranchMax_6 | 6 | 5 | 12 | HeaderMin_5HeaderMax_12 | 5 | INVALID
1261 | 121 | 40159-4P-50HP VLSC | VLSC_40159_4P_50HP | 882.342 | 882.342 | 3529.3682 | 4 | 1 | 5 | G | VLS_Inline | 4 | 4 | 4 | 6 | BranchMin_4BranchMax_6 | 6 | 5 | 12 | HeaderMin_5HeaderMax_12 | 6 | INVALID
1261 | 121 | 40159-4P-50HP VLSC | VLSC_40159_4P_50HP | 882.342 | 882.342 | 3529.3682 | 4 | 1 | 5 | G | VLS_Inline | 4 | 4 | 4 | 6 | BranchMin_4BranchMax_6 | 6 | 5 | 12 | HeaderMin_5HeaderMax_12 | 8
1261 | 121 | 40159-4P-50HP VLSC | VLSC_40159_4P_50HP | 882.342 | 882.342 | 3529.3682 | 4 | 1 | 5 | G | VLS_Inline | 4 | 4 | 4 | 6 | BranchMin_4BranchMax_6 | 6 | 5 | 12 | HeaderMin_5HeaderMax_12 | 10
1261 | 121 | 40159-4P-50HP VLSC | VLSC_40159_4P_50HP | 882.342 | 882.342 | 3529.3682 | 4 | 1 | 5 | G | VLS_Inline | 4 | 4 | 4 | 6 | BranchMin_4BranchMax_6 | 6 | 5 | 12 | HeaderMin_5HeaderMax_12 | 12
1262 | 122 | 50707-2P-30HP VLSC | VLSC_50707_2P_30HP | 935.9263 | 935.9263 | 3743.7052 | 4 | 1 | 5 | G | VLS_Inline | 5 | 5 | 5 | 6 | BranchMin_5BranchMax_6 | 5 | 6 | 14 | HeaderMin_6HeaderMax_14 | 6
1262 | 122 | 50707-2P-30HP VLSC | VLSC_50707_2P_30HP | 935.9263 | 935.9263 | 3743.7052 | 4 | 1 | 5 | G | VLS_Inline | 5 | 5 | 5 | 6 | BranchMin_5BranchMax_6 | 5 | 6 | 14 | HeaderMin_6HeaderMax_14 | 8
1262 | 122 | 50707-2P-30HP VLSC | VLSC_50707_2P_30HP | 935.9263 | 935.9263 | 3743.7052 | 4 | 1 | 5 | G | VLS_Inline | 5 | 5 | 5 | 6 | BranchMin_5BranchMax_6 | 5 | 6 | 14 | HeaderMin_6HeaderMax_14 | 10
1262 | 122 | 50707-2P-30HP VLSC | VLSC_50707_2P_30HP | 935.9263 | 935.9263 | 3743.7052 | 4 | 1 | 5 | G | VLS_Inline | 5 | 5 | 5 | 6 | BranchMin_5BranchMax_6 | 5 | 6 | 14 | HeaderMin_6HeaderMax_14 | 12
1262 | 122 | 50707-2P-30HP VLSC | VLSC_50707_2P_30HP | 935.9263 | 935.9263 | 3743.7052 | 4 | 1 | 5 | G | VLS_Inline | 5 | 5 | 5 | 6 | BranchMin_5BranchMax_6 | 5 | 6 | 14 | HeaderMin_6HeaderMax_14 | 14
1262 | 122 | 50707-2P-30HP VLSC | VLSC_50707_2P_30HP | 935.9263 | 935.9263 | 3743.7052 | 4 | 1 | 5 | G | VLS_Inline | 5 | 5 | 5 | 6 | BranchMin_5BranchMax_6 | 6 | 6 | 14 | HeaderMin_6HeaderMax_14 | 6 | INVALID
1262 | 122 | 50707-2P-30HP VLSC | VLSC_50707_2P_30HP | 935.9263 | 935.9263 | 3743.7052 | 4 | 1 | 5 | G | VLS_Inline | 5 | 5 | 5 | 6 | BranchMin_5BranchMax_6 | 6 | 6 | 14 | HeaderMin_6HeaderMax_14 | 8
1262 | 122 | 50707-2P-30HP VLSC | VLSC_50707_2P_30HP | 935.9263 | 935.9263 | 3743.7052 | 4 | 1 | 5 | G | VLS_Inline | 5 | 5 | 5 | 6 | BranchMin_5BranchMax_6 | 6 | 6 | 14 | HeaderMin_6HeaderMax_14 | 10
1262 | 122 | 50707-2P-30HP VLSC | VLSC_50707_2P_30HP | 935.9263 | 935.9263 | 3743.7052 | 4 | 1 | 5 | G | VLS_Inline | 5 | 5 | 5 | 6 | BranchMin_5BranchMax_6 | 6 | 6 | 14 | HeaderMin_6HeaderMax_14 | 12
1262 | 122 | 50707-2P-30HP VLSC | VLSC_50707_2P_30HP | 935.9263 | 935.9263 | 3743.7052 | 4 | 1 | 5 | G | VLS_Inline | 5 | 5 | 5 | 6 | BranchMin_5BranchMax_6 | 6 | 6 | 14 | HeaderMin_6HeaderMax_14 | 14
1263 | 123 | 50707-2P-40HP VLSC | VLSC_50707_2P_40HP | 1136.2741 | 1136.2741 | 4545.0963 | 4 | 1 | 5 | G | VLS_Inline | 5 | 5 | 5 | 8 | BranchMin_5BranchMax_8 | 5 | 6 | 16 | HeaderMin_6HeaderMax_16 | 6
1263 | 123 | 50707-2P-40HP VLSC | VLSC_50707_2P_40HP | 1136.2741 | 1136.2741 | 4545.0963 | 4 | 1 | 5 | G | VLS_Inline | 5 | 5 | 5 | 8 | BranchMin_5BranchMax_8 | 5 | 6 | 16 | HeaderMin_6HeaderMax_16 | 8
1263 | 123 | 50707-2P-40HP VLSC | VLSC_50707_2P_40HP | 1136.2741 | 1136.2741 | 4545.0963 | 4 | 1 | 5 | G | VLS_Inline | 5 | 5 | 5 | 8 | BranchMin_5BranchMax_8 | 5 | 6 | 16 | HeaderMin_6HeaderMax_16 | 10
1263 | 123 | 50707-2P-40HP VLSC | VLSC_50707_2P_40HP | 1136.2741 | 1136.2741 | 4545.0963 | 4 | 1 | 5 | G | VLS_Inline | 5 | 5 | 5 | 8 | BranchMin_5BranchMax_8 | 5 | 6 | 16 | HeaderMin_6HeaderMax_16 | 12
1263 | 123 | 50707-2P-40HP VLSC | VLSC_50707_2P_40HP | 1136.2741 | 1136.2741 | 4545.0963 | 4 | 1 | 5 | G | VLS_Inline | 5 | 5 | 5 | 8 | BranchMin_5BranchMax_8 | 5 | 6 | 16 | HeaderMin_6HeaderMax_16 | 14
1263 | 123 | 50707-2P-40HP VLSC | VLSC_50707_2P_40HP | 1136.2741 | 1136.2741 | 4545.0963 | 4 | 1 | 5 | G | VLS_Inline | 5 | 5 | 5 | 8 | BranchMin_5BranchMax_8 | 5 | 6 | 16 | HeaderMin_6HeaderMax_16 | 16
1263 | 123 | 50707-2P-40HP VLSC | VLSC_50707_2P_40HP | 1136.2741 | 1136.2741 | 4545.0963 | 4 | 1 | 5 | G | VLS_Inline | 5 | 5 | 5 | 8 | BranchMin_5BranchMax_8 | 6 | 6 | 16 | HeaderMin_6HeaderMax_16 | 6 | INVALID
1263 | 123 | 50707-2P-40HP VLSC | VLSC_50707_2P_40HP | 1136.2741 | 1136.2741 | 4545.0963 | 4 | 1 | 5 | G | VLS_Inline | 5 | 5 | 5 | 8 | BranchMin_5BranchMax_8 | 6 | 6 | 16 | HeaderMin_6HeaderMax_16 | 8
1263 | 123 | 50707-2P-40HP VLSC | VLSC_50707_2P_40HP | 1136.2741 | 1136.2741 | 4545.0963 | 4 | 1 | 5 | G | VLS_Inline | 5 | 5 | 5 | 8 | BranchMin_5BranchMax_8 | 6 | 6 | 16 | HeaderMin_6HeaderMax_16 | 10
1263 | 123 | 50707-2P-40HP VLSC | VLSC_50707_2P_40HP | 1136.2741 | 1136.2741 | 4545.0963 | 4 | 1 | 5 | G | VLS_Inline | 5 | 5 | 5 | 8 | BranchMin_5BranchMax_8 | 6 | 6 | 16 | HeaderMin_6HeaderMax_16 | 12
1263 | 123 | 50707-2P-40HP VLSC | VLSC_50707_2P_40HP | 1136.2741 | 1136.2741 | 4545.0963 | 4 | 1 | 5 | G | VLS_Inline | 5 | 5 | 5 | 8 | BranchMin_5BranchMax_8 | 6 | 6 | 16 | HeaderMin_6HeaderMax_16 | 14
1263 | 123 | 50707-2P-40HP VLSC | VLSC_50707_2P_40HP | 1136.2741 | 1136.2741 | 4545.0963 | 4 | 1 | 5 | G | VLS_Inline | 5 | 5 | 5 | 8 | BranchMin_5BranchMax_8 | 6 | 6 | 16 | HeaderMin_6HeaderMax_16 | 16
1263 | 123 | 50707-2P-40HP VLSC | VLSC_50707_2P_40HP | 1136.2741 | 1136.2741 | 4545.0963 | 4 | 1 | 5 | G | VLS_Inline | 5 | 5 | 5 | 8 | BranchMin_5BranchMax_8 | 8 | 6 | 16 | HeaderMin_6HeaderMax_16 | 6 | INVALID
1263 | 123 | 50707-2P-40HP VLSC | VLSC_50707_2P_40HP | 1136.2741 | 1136.2741 | 4545.0963 | 4 | 1 | 5 | G | VLS_Inline | 5 | 5 | 5 | 8 | BranchMin_5BranchMax_8 | 8 | 6 | 16 | HeaderMin_6HeaderMax_16 | 8 | INVALID
1263 | 123 | 50707-2P-40HP VLSC | VLSC_50707_2P_40HP | 1136.2741 | 1136.2741 | 4545.0963 | 4 | 1 | 5 | G | VLS_Inline | 5 | 5 | 5 | 8 | BranchMin_5BranchMax_8 | 8 | 6 | 16 | HeaderMin_6HeaderMax_16 | 10
1263 | 123 | 50707-2P-40HP VLSC | VLSC_50707_2P_40HP | 1136.2741 | 1136.2741 | 4545.0963 | 4 | 1 | 5 | G | VLS_Inline | 5 | 5 | 5 | 8 | BranchMin_5BranchMax_8 | 8 | 6 | 16 | HeaderMin_6HeaderMax_16 | 12
1263 | 123 | 50707-2P-40HP VLSC | VLSC_50707_2P_40HP | 1136.2741 | 1136.2741 | 4545.0963 | 4 | 1 | 5 | G | VLS_Inline | 5 | 5 | 5 | 8 | BranchMin_5BranchMax_8 | 8 | 6 | 16 | HeaderMin_6HeaderMax_16 | 14
1263 | 123 | 50707-2P-40HP VLSC | VLSC_50707_2P_40HP | 1136.2741 | 1136.2741 | 4545.0963 | 4 | 1 | 5 | G | VLS_Inline | 5 | 5 | 5 | 8 | BranchMin_5BranchMax_8 | 8 | 6 | 16 | HeaderMin_6HeaderMax_16 | 16
1264 | 124 | 50707-2P-50HP VLSC | VLSC_50707_2P_50HP | 1332.9681 | 1332.9681 | 5331.8724 | 4 | 1 | 5 | G | VLS_Inline | 5 | 5 | 5 | 8 | BranchMin_5BranchMax_8 | 5 | 6 | 16 | HeaderMin_6HeaderMax_16 | 6
1264 | 124 | 50707-2P-50HP VLSC | VLSC_50707_2P_50HP | 1332.9681 | 1332.9681 | 5331.8724 | 4 | 1 | 5 | G | VLS_Inline | 5 | 5 | 5 | 8 | BranchMin_5BranchMax_8 | 5 | 6 | 16 | HeaderMin_6HeaderMax_16 | 8
1264 | 124 | 50707-2P-50HP VLSC | VLSC_50707_2P_50HP | 1332.9681 | 1332.9681 | 5331.8724 | 4 | 1 | 5 | G | VLS_Inline | 5 | 5 | 5 | 8 | BranchMin_5BranchMax_8 | 5 | 6 | 16 | HeaderMin_6HeaderMax_16 | 10
1264 | 124 | 50707-2P-50HP VLSC | VLSC_50707_2P_50HP | 1332.9681 | 1332.9681 | 5331.8724 | 4 | 1 | 5 | G | VLS_Inline | 5 | 5 | 5 | 8 | BranchMin_5BranchMax_8 | 5 | 6 | 16 | HeaderMin_6HeaderMax_16 | 12
1264 | 124 | 50707-2P-50HP VLSC | VLSC_50707_2P_50HP | 1332.9681 | 1332.9681 | 5331.8724 | 4 | 1 | 5 | G | VLS_Inline | 5 | 5 | 5 | 8 | BranchMin_5BranchMax_8 | 5 | 6 | 16 | HeaderMin_6HeaderMax_16 | 14
1264 | 124 | 50707-2P-50HP VLSC | VLSC_50707_2P_50HP | 1332.9681 | 1332.9681 | 5331.8724 | 4 | 1 | 5 | G | VLS_Inline | 5 | 5 | 5 | 8 | BranchMin_5BranchMax_8 | 5 | 6 | 16 | HeaderMin_6HeaderMax_16 | 16
1264 | 124 | 50707-2P-50HP VLSC | VLSC_50707_2P_50HP | 1332.9681 | 1332.9681 | 5331.8724 | 4 | 1 | 5 | G | VLS_Inline | 5 | 5 | 5 | 8 | BranchMin_5BranchMax_8 | 6 | 6 | 16 | HeaderMin_6HeaderMax_16 | 6 | INVALID
1264 | 124 | 50707-2P-50HP VLSC | VLSC_50707_2P_50HP | 1332.9681 | 1332.9681 | 5331.8724 | 4 | 1 | 5 | G | VLS_Inline | 5 | 5 | 5 | 8 | BranchMin_5BranchMax_8 | 6 | 6 | 16 | HeaderMin_6HeaderMax_16 | 8
1264 | 124 | 50707-2P-50HP VLSC | VLSC_50707_2P_50HP | 1332.9681 | 1332.9681 | 5331.8724 | 4 | 1 | 5 | G | VLS_Inline | 5 | 5 | 5 | 8 | BranchMin_5BranchMax_8 | 6 | 6 | 16 | HeaderMin_6HeaderMax_16 | 10
1264 | 124 | 50707-2P-50HP VLSC | VLSC_50707_2P_50HP | 1332.9681 | 1332.9681 | 5331.8724 | 4 | 1 | 5 | G | VLS_Inline | 5 | 5 | 5 | 8 | BranchMin_5BranchMax_8 | 6 | 6 | 16 | HeaderMin_6HeaderMax_16 | 12
1264 | 124 | 50707-2P-50HP VLSC | VLSC_50707_2P_50HP | 1332.9681 | 1332.9681 | 5331.8724 | 4 | 1 | 5 | G | VLS_Inline | 5 | 5 | 5 | 8 | BranchMin_5BranchMax_8 | 6 | 6 | 16 | HeaderMin_6HeaderMax_16 | 14
1264 | 124 | 50707-2P-50HP VLSC | VLSC_50707_2P_50HP | 1332.9681 | 1332.9681 | 5331.8724 | 4 | 1 | 5 | G | VLS_Inline | 5 | 5 | 5 | 8 | BranchMin_5BranchMax_8 | 6 | 6 | 16 | HeaderMin_6HeaderMax_16 | 16
1264 | 124 | 50707-2P-50HP VLSC | VLSC_50707_2P_50HP | 1332.9681 | 1332.9681 | 5331.8724 | 4 | 1 | 5 | G | VLS_Inline | 5 | 5 | 5 | 8 | BranchMin_5BranchMax_8 | 8 | 6 | 16 | HeaderMin_6HeaderMax_16 | 6 | INVALID
1264 | 124 | 50707-2P-50HP VLSC | VLSC_50707_2P_50HP | 1332.9681 | 1332.9681 | 5331.8724 | 4 | 1 | 5 | G | VLS_Inline | 5 | 5 | 5 | 8 | BranchMin_5BranchMax_8 | 8 | 6 | 16 | HeaderMin_6HeaderMax_16 | 8 | INVALID
1264 | 124 | 50707-2P-50HP VLSC | VLSC_50707_2P_50HP | 1332.9681 | 1332.9681 | 5331.8724 | 4 | 1 | 5 | G | VLS_Inline | 5 | 5 | 5 | 8 | BranchMin_5BranchMax_8 | 8 | 6 | 16 | HeaderMin_6HeaderMax_16 | 10
1264 | 124 | 50707-2P-50HP VLSC | VLSC_50707_2P_50HP | 1332.9681 | 1332.9681 | 5331.8724 | 4 | 1 | 5 | G | VLS_Inline | 5 | 5 | 5 | 8 | BranchMin_5BranchMax_8 | 8 | 6 | 16 | HeaderMin_6HeaderMax_16 | 12
1264 | 124 | 50707-2P-50HP VLSC | VLSC_50707_2P_50HP | 1332.9681 | 1332.9681 | 5331.8724 | 4 | 1 | 5 | G | VLS_Inline | 5 | 5 | 5 | 8 | BranchMin_5BranchMax_8 | 8 | 6 | 16 | HeaderMin_6HeaderMax_16 | 14
1264 | 124 | 50707-2P-50HP VLSC | VLSC_50707_2P_50HP | 1332.9681 | 1332.9681 | 5331.8724 | 4 | 1 | 5 | G | VLS_Inline | 5 | 5 | 5 | 8 | BranchMin_5BranchMax_8 | 8 | 6 | 16 | HeaderMin_6HeaderMax_16 | 16
1265 | 125 | 50707-2P-60HP VLSC | VLSC_50707_2P_60HP | 1528.3535 | 1528.3535 | 6113.414 | 4 | 1 | 5 | G | VLS_Inline | 5 | 5 | 5 | 8 | BranchMin_5BranchMax_8 | 5 | 6 | 18 | HeaderMin_6HeaderMax_18 | 6
1265 | 125 | 50707-2P-60HP VLSC | VLSC_50707_2P_60HP | 1528.3535 | 1528.3535 | 6113.414 | 4 | 1 | 5 | G | VLS_Inline | 5 | 5 | 5 | 8 | BranchMin_5BranchMax_8 | 5 | 6 | 18 | HeaderMin_6HeaderMax_18 | 8
1265 | 125 | 50707-2P-60HP VLSC | VLSC_50707_2P_60HP | 1528.3535 | 1528.3535 | 6113.414 | 4 | 1 | 5 | G | VLS_Inline | 5 | 5 | 5 | 8 | BranchMin_5BranchMax_8 | 5 | 6 | 18 | HeaderMin_6HeaderMax_18 | 10
1265 | 125 | 50707-2P-60HP VLSC | VLSC_50707_2P_60HP | 1528.3535 | 1528.3535 | 6113.414 | 4 | 1 | 5 | G | VLS_Inline | 5 | 5 | 5 | 8 | BranchMin_5BranchMax_8 | 5 | 6 | 18 | HeaderMin_6HeaderMax_18 | 12
1265 | 125 | 50707-2P-60HP VLSC | VLSC_50707_2P_60HP | 1528.3535 | 1528.3535 | 6113.414 | 4 | 1 | 5 | G | VLS_Inline | 5 | 5 | 5 | 8 | BranchMin_5BranchMax_8 | 5 | 6 | 18 | HeaderMin_6HeaderMax_18 | 14
1265 | 125 | 50707-2P-60HP VLSC | VLSC_50707_2P_60HP | 1528.3535 | 1528.3535 | 6113.414 | 4 | 1 | 5 | G | VLS_Inline | 5 | 5 | 5 | 8 | BranchMin_5BranchMax_8 | 5 | 6 | 18 | HeaderMin_6HeaderMax_18 | 16
1265 | 125 | 50707-2P-60HP VLSC | VLSC_50707_2P_60HP | 1528.3535 | 1528.3535 | 6113.414 | 4 | 1 | 5 | G | VLS_Inline | 5 | 5 | 5 | 8 | BranchMin_5BranchMax_8 | 5 | 6 | 18 | HeaderMin_6HeaderMax_18 | 18
1265 | 125 | 50707-2P-60HP VLSC | VLSC_50707_2P_60HP | 1528.3535 | 1528.3535 | 6113.414 | 4 | 1 | 5 | G | VLS_Inline | 5 | 5 | 5 | 8 | BranchMin_5BranchMax_8 | 6 | 6 | 18 | HeaderMin_6HeaderMax_18 | 6 | INVALID
1265 | 125 | 50707-2P-60HP VLSC | VLSC_50707_2P_60HP | 1528.3535 | 1528.3535 | 6113.414 | 4 | 1 | 5 | G | VLS_Inline | 5 | 5 | 5 | 8 | BranchMin_5BranchMax_8 | 6 | 6 | 18 | HeaderMin_6HeaderMax_18 | 8
1265 | 125 | 50707-2P-60HP VLSC | VLSC_50707_2P_60HP | 1528.3535 | 1528.3535 | 6113.414 | 4 | 1 | 5 | G | VLS_Inline | 5 | 5 | 5 | 8 | BranchMin_5BranchMax_8 | 6 | 6 | 18 | HeaderMin_6HeaderMax_18 | 10
1265 | 125 | 50707-2P-60HP VLSC | VLSC_50707_2P_60HP | 1528.3535 | 1528.3535 | 6113.414 | 4 | 1 | 5 | G | VLS_Inline | 5 | 5 | 5 | 8 | BranchMin_5BranchMax_8 | 6 | 6 | 18 | HeaderMin_6HeaderMax_18 | 12
1265 | 125 | 50707-2P-60HP VLSC | VLSC_50707_2P_60HP | 1528.3535 | 1528.3535 | 6113.414 | 4 | 1 | 5 | G | VLS_Inline | 5 | 5 | 5 | 8 | BranchMin_5BranchMax_8 | 6 | 6 | 18 | HeaderMin_6HeaderMax_18 | 14
1265 | 125 | 50707-2P-60HP VLSC | VLSC_50707_2P_60HP | 1528.3535 | 1528.3535 | 6113.414 | 4 | 1 | 5 | G | VLS_Inline | 5 | 5 | 5 | 8 | BranchMin_5BranchMax_8 | 6 | 6 | 18 | HeaderMin_6HeaderMax_18 | 16
1265 | 125 | 50707-2P-60HP VLSC | VLSC_50707_2P_60HP | 1528.3535 | 1528.3535 | 6113.414 | 4 | 1 | 5 | G | VLS_Inline | 5 | 5 | 5 | 8 | BranchMin_5BranchMax_8 | 6 | 6 | 18 | HeaderMin_6HeaderMax_18 | 18
1265 | 125 | 50707-2P-60HP VLSC | VLSC_50707_2P_60HP | 1528.3535 | 1528.3535 | 6113.414 | 4 | 1 | 5 | G | VLS_Inline | 5 | 5 | 5 | 8 | BranchMin_5BranchMax_8 | 8 | 6 | 18 | HeaderMin_6HeaderMax_18 | 6 | INVALID
1265 | 125 | 50707-2P-60HP VLSC | VLSC_50707_2P_60HP | 1528.3535 | 1528.3535 | 6113.414 | 4 | 1 | 5 | G | VLS_Inline | 5 | 5 | 5 | 8 | BranchMin_5BranchMax_8 | 8 | 6 | 18 | HeaderMin_6HeaderMax_18 | 8 | INVALID
1265 | 125 | 50707-2P-60HP VLSC | VLSC_50707_2P_60HP | 1528.3535 | 1528.3535 | 6113.414 | 4 | 1 | 5 | G | VLS_Inline | 5 | 5 | 5 | 8 | BranchMin_5BranchMax_8 | 8 | 6 | 18 | HeaderMin_6HeaderMax_18 | 10
1265 | 125 | 50707-2P-60HP VLSC | VLSC_50707_2P_60HP | 1528.3535 | 1528.3535 | 6113.414 | 4 | 1 | 5 | G | VLS_Inline | 5 | 5 | 5 | 8 | BranchMin_5BranchMax_8 | 8 | 6 | 18 | HeaderMin_6HeaderMax_18 | 12
1265 | 125 | 50707-2P-60HP VLSC | VLSC_50707_2P_60HP | 1528.3535 | 1528.3535 | 6113.414 | 4 | 1 | 5 | G | VLS_Inline | 5 | 5 | 5 | 8 | BranchMin_5BranchMax_8 | 8 | 6 | 18 | HeaderMin_6HeaderMax_18 | 14
1265 | 125 | 50707-2P-60HP VLSC | VLSC_50707_2P_60HP | 1528.3535 | 1528.3535 | 6113.414 | 4 | 1 | 5 | G | VLS_Inline | 5 | 5 | 5 | 8 | BranchMin_5BranchMax_8 | 8 | 6 | 18 | HeaderMin_6HeaderMax_18 | 16
1265 | 125 | 50707-2P-60HP VLSC | VLSC_50707_2P_60HP | 1528.3535 | 1528.3535 | 6113.414 | 4 | 1 | 5 | G | VLS_Inline | 5 | 5 | 5 | 8 | BranchMin_5BranchMax_8 | 8 | 6 | 18 | HeaderMin_6HeaderMax_18 | 18
1266 | 126 | 50707-4P-5HP VLSC | VLSC_50707_4P_5HP | 626.346 | 626.346 | 2505.3838 | 4 | 1 | 5 | G | VLS_Inline | 5 | 5 | 5 | 5 | BranchMin_5BranchMax_5 | 5 | 6 | 12 | HeaderMin_6HeaderMax_12 | 6
1266 | 126 | 50707-4P-5HP VLSC | VLSC_50707_4P_5HP | 626.346 | 626.346 | 2505.3838 | 4 | 1 | 5 | G | VLS_Inline | 5 | 5 | 5 | 5 | BranchMin_5BranchMax_5 | 5 | 6 | 12 | HeaderMin_6HeaderMax_12 | 8
1266 | 126 | 50707-4P-5HP VLSC | VLSC_50707_4P_5HP | 626.346 | 626.346 | 2505.3838 | 4 | 1 | 5 | G | VLS_Inline | 5 | 5 | 5 | 5 | BranchMin_5BranchMax_5 | 5 | 6 | 12 | HeaderMin_6HeaderMax_12 | 10
1266 | 126 | 50707-4P-5HP VLSC | VLSC_50707_4P_5HP | 626.346 | 626.346 | 2505.3838 | 4 | 1 | 5 | G | VLS_Inline | 5 | 5 | 5 | 5 | BranchMin_5BranchMax_5 | 5 | 6 | 12 | HeaderMin_6HeaderMax_12 | 12
1267 | 127 | 50707-4P-7.5HP VLSC | VLSC_50707_4P_7.5HP | 764.9699 | 764.9699 | 3059.8797 | 4 | 1 | 5 | G | VLS_Inline | 5 | 5 | 5 | 6 | BranchMin_5BranchMax_6 | 5 | 6 | 12 | HeaderMin_6HeaderMax_12 | 6
1267 | 127 | 50707-4P-7.5HP VLSC | VLSC_50707_4P_7.5HP | 764.9699 | 764.9699 | 3059.8797 | 4 | 1 | 5 | G | VLS_Inline | 5 | 5 | 5 | 6 | BranchMin_5BranchMax_6 | 5 | 6 | 12 | HeaderMin_6HeaderMax_12 | 8
1267 | 127 | 50707-4P-7.5HP VLSC | VLSC_50707_4P_7.5HP | 764.9699 | 764.9699 | 3059.8797 | 4 | 1 | 5 | G | VLS_Inline | 5 | 5 | 5 | 6 | BranchMin_5BranchMax_6 | 5 | 6 | 12 | HeaderMin_6HeaderMax_12 | 10
1267 | 127 | 50707-4P-7.5HP VLSC | VLSC_50707_4P_7.5HP | 764.9699 | 764.9699 | 3059.8797 | 4 | 1 | 5 | G | VLS_Inline | 5 | 5 | 5 | 6 | BranchMin_5BranchMax_6 | 5 | 6 | 12 | HeaderMin_6HeaderMax_12 | 12
1267 | 127 | 50707-4P-7.5HP VLSC | VLSC_50707_4P_7.5HP | 764.9699 | 764.9699 | 3059.8797 | 4 | 1 | 5 | G | VLS_Inline | 5 | 5 | 5 | 6 | BranchMin_5BranchMax_6 | 6 | 6 | 12 | HeaderMin_6HeaderMax_12 | 6 | INVALID
1267 | 127 | 50707-4P-7.5HP VLSC | VLSC_50707_4P_7.5HP | 764.9699 | 764.9699 | 3059.8797 | 4 | 1 | 5 | G | VLS_Inline | 5 | 5 | 5 | 6 | BranchMin_5BranchMax_6 | 6 | 6 | 12 | HeaderMin_6HeaderMax_12 | 8
1267 | 127 | 50707-4P-7.5HP VLSC | VLSC_50707_4P_7.5HP | 764.9699 | 764.9699 | 3059.8797 | 4 | 1 | 5 | G | VLS_Inline | 5 | 5 | 5 | 6 | BranchMin_5BranchMax_6 | 6 | 6 | 12 | HeaderMin_6HeaderMax_12 | 10
1267 | 127 | 50707-4P-7.5HP VLSC | VLSC_50707_4P_7.5HP | 764.9699 | 764.9699 | 3059.8797 | 4 | 1 | 5 | G | VLS_Inline | 5 | 5 | 5 | 6 | BranchMin_5BranchMax_6 | 6 | 6 | 12 | HeaderMin_6HeaderMax_12 | 12
1268 | 128 | 50957-4P-7.5HP VLSC | RC2552-7.24 | 682.0481 | 682.0481 | 2728.1922 | 4 | 1 | 5 | G | VLS_Inline | 5 | 5 | 5 | 6 | BranchMin_5BranchMax_6 | 5 | 6 | 12 | HeaderMin_6HeaderMax_12 | 6
1268 | 128 | 50957-4P-7.5HP VLSC | RC2552-7.24 | 682.0481 | 682.0481 | 2728.1922 | 4 | 1 | 5 | G | VLS_Inline | 5 | 5 | 5 | 6 | BranchMin_5BranchMax_6 | 5 | 6 | 12 | HeaderMin_6HeaderMax_12 | 8
1268 | 128 | 50957-4P-7.5HP VLSC | RC2552-7.24 | 682.0481 | 682.0481 | 2728.1922 | 4 | 1 | 5 | G | VLS_Inline | 5 | 5 | 5 | 6 | BranchMin_5BranchMax_6 | 5 | 6 | 12 | HeaderMin_6HeaderMax_12 | 10
1268 | 128 | 50957-4P-7.5HP VLSC | RC2552-7.24 | 682.0481 | 682.0481 | 2728.1922 | 4 | 1 | 5 | G | VLS_Inline | 5 | 5 | 5 | 6 | BranchMin_5BranchMax_6 | 5 | 6 | 12 | HeaderMin_6HeaderMax_12 | 12
1268 | 128 | 50957-4P-7.5HP VLSC | RC2552-7.24 | 682.0481 | 682.0481 | 2728.1922 | 4 | 1 | 5 | G | VLS_Inline | 5 | 5 | 5 | 6 | BranchMin_5BranchMax_6 | 6 | 6 | 12 | HeaderMin_6HeaderMax_12 | 6 | INVALID
1268 | 128 | 50957-4P-7.5HP VLSC | RC2552-7.24 | 682.0481 | 682.0481 | 2728.1922 | 4 | 1 | 5 | G | VLS_Inline | 5 | 5 | 5 | 6 | BranchMin_5BranchMax_6 | 6 | 6 | 12 | HeaderMin_6HeaderMax_12 | 8
1268 | 128 | 50957-4P-7.5HP VLSC | RC2552-7.24 | 682.0481 | 682.0481 | 2728.1922 | 4 | 1 | 5 | G | VLS_Inline | 5 | 5 | 5 | 6 | BranchMin_5BranchMax_6 | 6 | 6 | 12 | HeaderMin_6HeaderMax_12 | 10
1268 | 128 | 50957-4P-7.5HP VLSC | RC2552-7.24 | 682.0481 | 682.0481 | 2728.1922 | 4 | 1 | 5 | G | VLS_Inline | 5 | 5 | 5 | 6 | BranchMin_5BranchMax_6 | 6 | 6 | 12 | HeaderMin_6HeaderMax_12 | 12
1269 | 129 | 50957-4P-10HP VLSC | RC2552-8.02 | 802.7921 | 802.7921 | 3211.1683 | 4 | 1 | 5 | G | VLS_Inline | 5 | 5 | 5 | 6 | BranchMin_5BranchMax_6 | 5 | 6 | 12 | HeaderMin_6HeaderMax_12 | 6
1269 | 129 | 50957-4P-10HP VLSC | RC2552-8.02 | 802.7921 | 802.7921 | 3211.1683 | 4 | 1 | 5 | G | VLS_Inline | 5 | 5 | 5 | 6 | BranchMin_5BranchMax_6 | 5 | 6 | 12 | HeaderMin_6HeaderMax_12 | 8
1269 | 129 | 50957-4P-10HP VLSC | RC2552-8.02 | 802.7921 | 802.7921 | 3211.1683 | 4 | 1 | 5 | G | VLS_Inline | 5 | 5 | 5 | 6 | BranchMin_5BranchMax_6 | 5 | 6 | 12 | HeaderMin_6HeaderMax_12 | 10
1269 | 129 | 50957-4P-10HP VLSC | RC2552-8.02 | 802.7921 | 802.7921 | 3211.1683 | 4 | 1 | 5 | G | VLS_Inline | 5 | 5 | 5 | 6 | BranchMin_5BranchMax_6 | 5 | 6 | 12 | HeaderMin_6HeaderMax_12 | 12
1269 | 129 | 50957-4P-10HP VLSC | RC2552-8.02 | 802.7921 | 802.7921 | 3211.1683 | 4 | 1 | 5 | G | VLS_Inline | 5 | 5 | 5 | 6 | BranchMin_5BranchMax_6 | 6 | 6 | 12 | HeaderMin_6HeaderMax_12 | 6 | INVALID
1269 | 129 | 50957-4P-10HP VLSC | RC2552-8.02 | 802.7921 | 802.7921 | 3211.1683 | 4 | 1 | 5 | G | VLS_Inline | 5 | 5 | 5 | 6 | BranchMin_5BranchMax_6 | 6 | 6 | 12 | HeaderMin_6HeaderMax_12 | 8
1269 | 129 | 50957-4P-10HP VLSC | RC2552-8.02 | 802.7921 | 802.7921 | 3211.1683 | 4 | 1 | 5 | G | VLS_Inline | 5 | 5 | 5 | 6 | BranchMin_5BranchMax_6 | 6 | 6 | 12 | HeaderMin_6HeaderMax_12 | 10
1269 | 129 | 50957-4P-10HP VLSC | RC2552-8.02 | 802.7921 | 802.7921 | 3211.1683 | 4 | 1 | 5 | G | VLS_Inline | 5 | 5 | 5 | 6 | BranchMin_5BranchMax_6 | 6 | 6 | 12 | HeaderMin_6HeaderMax_12 | 12
1270 | 130 | 50957-4P-15HP VLSC | RC2552-9.10 | 932.9167 | 932.9167 | 3731.667 | 4 | 1 | 5 | G | VLS_Inline | 5 | 5 | 5 | 6 | BranchMin_5BranchMax_6 | 5 | 6 | 14 | HeaderMin_6HeaderMax_14 | 6
1270 | 130 | 50957-4P-15HP VLSC | RC2552-9.10 | 932.9167 | 932.9167 | 3731.667 | 4 | 1 | 5 | G | VLS_Inline | 5 | 5 | 5 | 6 | BranchMin_5BranchMax_6 | 5 | 6 | 14 | HeaderMin_6HeaderMax_14 | 8
1270 | 130 | 50957-4P-15HP VLSC | RC2552-9.10 | 932.9167 | 932.9167 | 3731.667 | 4 | 1 | 5 | G | VLS_Inline | 5 | 5 | 5 | 6 | BranchMin_5BranchMax_6 | 5 | 6 | 14 | HeaderMin_6HeaderMax_14 | 10
1270 | 130 | 50957-4P-15HP VLSC | RC2552-9.10 | 932.9167 | 932.9167 | 3731.667 | 4 | 1 | 5 | G | VLS_Inline | 5 | 5 | 5 | 6 | BranchMin_5BranchMax_6 | 5 | 6 | 14 | HeaderMin_6HeaderMax_14 | 12
1270 | 130 | 50957-4P-15HP VLSC | RC2552-9.10 | 932.9167 | 932.9167 | 3731.667 | 4 | 1 | 5 | G | VLS_Inline | 5 | 5 | 5 | 6 | BranchMin_5BranchMax_6 | 5 | 6 | 14 | HeaderMin_6HeaderMax_14 | 14
1270 | 130 | 50957-4P-15HP VLSC | RC2552-9.10 | 932.9167 | 932.9167 | 3731.667 | 4 | 1 | 5 | G | VLS_Inline | 5 | 5 | 5 | 6 | BranchMin_5BranchMax_6 | 6 | 6 | 14 | HeaderMin_6HeaderMax_14 | 6 | INVALID
1270 | 130 | 50957-4P-15HP VLSC | RC2552-9.10 | 932.9167 | 932.9167 | 3731.667 | 4 | 1 | 5 | G | VLS_Inline | 5 | 5 | 5 | 6 | BranchMin_5BranchMax_6 | 6 | 6 | 14 | HeaderMin_6HeaderMax_14 | 8
1270 | 130 | 50957-4P-15HP VLSC | RC2552-9.10 | 932.9167 | 932.9167 | 3731.667 | 4 | 1 | 5 | G | VLS_Inline | 5 | 5 | 5 | 6 | BranchMin_5BranchMax_6 | 6 | 6 | 14 | HeaderMin_6HeaderMax_14 | 10
1270 | 130 | 50957-4P-15HP VLSC | RC2552-9.10 | 932.9167 | 932.9167 | 3731.667 | 4 | 1 | 5 | G | VLS_Inline | 5 | 5 | 5 | 6 | BranchMin_5BranchMax_6 | 6 | 6 | 14 | HeaderMin_6HeaderMax_14 | 12
1270 | 130 | 50957-4P-15HP VLSC | RC2552-9.10 | 932.9167 | 932.9167 | 3731.667 | 4 | 1 | 5 | G | VLS_Inline | 5 | 5 | 5 | 6 | BranchMin_5BranchMax_6 | 6 | 6 | 14 | HeaderMin_6HeaderMax_14 | 14
1271 | 131 | 50957-4P-20HP VLSC | RC2552-9.6 | 1000.0001 | 1000.0001 | 4000.0003 | 4 | 1 | 5 | G | VLS_Inline | 5 | 5 | 5 | 8 | BranchMin_5BranchMax_8 | 5 | 6 | 14 | HeaderMin_6HeaderMax_14 | 6
1271 | 131 | 50957-4P-20HP VLSC | RC2552-9.6 | 1000.0001 | 1000.0001 | 4000.0003 | 4 | 1 | 5 | G | VLS_Inline | 5 | 5 | 5 | 8 | BranchMin_5BranchMax_8 | 5 | 6 | 14 | HeaderMin_6HeaderMax_14 | 8
1271 | 131 | 50957-4P-20HP VLSC | RC2552-9.6 | 1000.0001 | 1000.0001 | 4000.0003 | 4 | 1 | 5 | G | VLS_Inline | 5 | 5 | 5 | 8 | BranchMin_5BranchMax_8 | 5 | 6 | 14 | HeaderMin_6HeaderMax_14 | 10
1271 | 131 | 50957-4P-20HP VLSC | RC2552-9.6 | 1000.0001 | 1000.0001 | 4000.0003 | 4 | 1 | 5 | G | VLS_Inline | 5 | 5 | 5 | 8 | BranchMin_5BranchMax_8 | 5 | 6 | 14 | HeaderMin_6HeaderMax_14 | 12
1271 | 131 | 50957-4P-20HP VLSC | RC2552-9.6 | 1000.0001 | 1000.0001 | 4000.0003 | 4 | 1 | 5 | G | VLS_Inline | 5 | 5 | 5 | 8 | BranchMin_5BranchMax_8 | 5 | 6 | 14 | HeaderMin_6HeaderMax_14 | 14
1271 | 131 | 50957-4P-20HP VLSC | RC2552-9.6 | 1000.0001 | 1000.0001 | 4000.0003 | 4 | 1 | 5 | G | VLS_Inline | 5 | 5 | 5 | 8 | BranchMin_5BranchMax_8 | 6 | 6 | 14 | HeaderMin_6HeaderMax_14 | 6 | INVALID
1271 | 131 | 50957-4P-20HP VLSC | RC2552-9.6 | 1000.0001 | 1000.0001 | 4000.0003 | 4 | 1 | 5 | G | VLS_Inline | 5 | 5 | 5 | 8 | BranchMin_5BranchMax_8 | 6 | 6 | 14 | HeaderMin_6HeaderMax_14 | 8
1271 | 131 | 50957-4P-20HP VLSC | RC2552-9.6 | 1000.0001 | 1000.0001 | 4000.0003 | 4 | 1 | 5 | G | VLS_Inline | 5 | 5 | 5 | 8 | BranchMin_5BranchMax_8 | 6 | 6 | 14 | HeaderMin_6HeaderMax_14 | 10
1271 | 131 | 50957-4P-20HP VLSC | RC2552-9.6 | 1000.0001 | 1000.0001 | 4000.0003 | 4 | 1 | 5 | G | VLS_Inline | 5 | 5 | 5 | 8 | BranchMin_5BranchMax_8 | 6 | 6 | 14 | HeaderMin_6HeaderMax_14 | 12
1271 | 131 | 50957-4P-20HP VLSC | RC2552-9.6 | 1000.0001 | 1000.0001 | 4000.0003 | 4 | 1 | 5 | G | VLS_Inline | 5 | 5 | 5 | 8 | BranchMin_5BranchMax_8 | 6 | 6 | 14 | HeaderMin_6HeaderMax_14 | 14
1271 | 131 | 50957-4P-20HP VLSC | RC2552-9.6 | 1000.0001 | 1000.0001 | 4000.0003 | 4 | 1 | 5 | G | VLS_Inline | 5 | 5 | 5 | 8 | BranchMin_5BranchMax_8 | 8 | 6 | 14 | HeaderMin_6HeaderMax_14 | 6 | INVALID
1271 | 131 | 50957-4P-20HP VLSC | RC2552-9.6 | 1000.0001 | 1000.0001 | 4000.0003 | 4 | 1 | 5 | G | VLS_Inline | 5 | 5 | 5 | 8 | BranchMin_5BranchMax_8 | 8 | 6 | 14 | HeaderMin_6HeaderMax_14 | 8 | INVALID
1271 | 131 | 50957-4P-20HP VLSC | RC2552-9.6 | 1000.0001 | 1000.0001 | 4000.0003 | 4 | 1 | 5 | G | VLS_Inline | 5 | 5 | 5 | 8 | BranchMin_5BranchMax_8 | 8 | 6 | 14 | HeaderMin_6HeaderMax_14 | 10
1271 | 131 | 50957-4P-20HP VLSC | RC2552-9.6 | 1000.0001 | 1000.0001 | 4000.0003 | 4 | 1 | 5 | G | VLS_Inline | 5 | 5 | 5 | 8 | BranchMin_5BranchMax_8 | 8 | 6 | 14 | HeaderMin_6HeaderMax_14 | 12
1271 | 131 | 50957-4P-20HP VLSC | RC2552-9.6 | 1000.0001 | 1000.0001 | 4000.0003 | 4 | 1 | 5 | G | VLS_Inline | 5 | 5 | 5 | 8 | BranchMin_5BranchMax_8 | 8 | 6 | 14 | HeaderMin_6HeaderMax_14 | 14
1272 | 132 | 5095A-4P-7.5HP VLSC | VLSC_5095A_4P_7.5HP | 753.2463 | 753.2463 | 3012.9853 | 4 | 1 | 5 | G | VLS_Inline | 5 | 5 | 5 | 6 | BranchMin_5BranchMax_6 | 5 | 6 | 12 | HeaderMin_6HeaderMax_12 | 6
1272 | 132 | 5095A-4P-7.5HP VLSC | VLSC_5095A_4P_7.5HP | 753.2463 | 753.2463 | 3012.9853 | 4 | 1 | 5 | G | VLS_Inline | 5 | 5 | 5 | 6 | BranchMin_5BranchMax_6 | 5 | 6 | 12 | HeaderMin_6HeaderMax_12 | 8
1272 | 132 | 5095A-4P-7.5HP VLSC | VLSC_5095A_4P_7.5HP | 753.2463 | 753.2463 | 3012.9853 | 4 | 1 | 5 | G | VLS_Inline | 5 | 5 | 5 | 6 | BranchMin_5BranchMax_6 | 5 | 6 | 12 | HeaderMin_6HeaderMax_12 | 10
1272 | 132 | 5095A-4P-7.5HP VLSC | VLSC_5095A_4P_7.5HP | 753.2463 | 753.2463 | 3012.9853 | 4 | 1 | 5 | G | VLS_Inline | 5 | 5 | 5 | 6 | BranchMin_5BranchMax_6 | 5 | 6 | 12 | HeaderMin_6HeaderMax_12 | 12
1272 | 132 | 5095A-4P-7.5HP VLSC | VLSC_5095A_4P_7.5HP | 753.2463 | 753.2463 | 3012.9853 | 4 | 1 | 5 | G | VLS_Inline | 5 | 5 | 5 | 6 | BranchMin_5BranchMax_6 | 6 | 6 | 12 | HeaderMin_6HeaderMax_12 | 6 | INVALID
1272 | 132 | 5095A-4P-7.5HP VLSC | VLSC_5095A_4P_7.5HP | 753.2463 | 753.2463 | 3012.9853 | 4 | 1 | 5 | G | VLS_Inline | 5 | 5 | 5 | 6 | BranchMin_5BranchMax_6 | 6 | 6 | 12 | HeaderMin_6HeaderMax_12 | 8
1272 | 132 | 5095A-4P-7.5HP VLSC | VLSC_5095A_4P_7.5HP | 753.2463 | 753.2463 | 3012.9853 | 4 | 1 | 5 | G | VLS_Inline | 5 | 5 | 5 | 6 | BranchMin_5BranchMax_6 | 6 | 6 | 12 | HeaderMin_6HeaderMax_12 | 10
1272 | 132 | 5095A-4P-7.5HP VLSC | VLSC_5095A_4P_7.5HP | 753.2463 | 753.2463 | 3012.9853 | 4 | 1 | 5 | G | VLS_Inline | 5 | 5 | 5 | 6 | BranchMin_5BranchMax_6 | 6 | 6 | 12 | HeaderMin_6HeaderMax_12 | 12
1273 | 133 | 5095A-4P-10HP VLSC | VLSC_5095A_4P_10HP | 820.4429 | 820.4429 | 3281.7717 | 4 | 1 | 5 | G | VLS_Inline | 5 | 5 | 5 | 6 | BranchMin_5BranchMax_6 | 5 | 6 | 12 | HeaderMin_6HeaderMax_12 | 6
1273 | 133 | 5095A-4P-10HP VLSC | VLSC_5095A_4P_10HP | 820.4429 | 820.4429 | 3281.7717 | 4 | 1 | 5 | G | VLS_Inline | 5 | 5 | 5 | 6 | BranchMin_5BranchMax_6 | 5 | 6 | 12 | HeaderMin_6HeaderMax_12 | 8
1273 | 133 | 5095A-4P-10HP VLSC | VLSC_5095A_4P_10HP | 820.4429 | 820.4429 | 3281.7717 | 4 | 1 | 5 | G | VLS_Inline | 5 | 5 | 5 | 6 | BranchMin_5BranchMax_6 | 5 | 6 | 12 | HeaderMin_6HeaderMax_12 | 10
1273 | 133 | 5095A-4P-10HP VLSC | VLSC_5095A_4P_10HP | 820.4429 | 820.4429 | 3281.7717 | 4 | 1 | 5 | G | VLS_Inline | 5 | 5 | 5 | 6 | BranchMin_5BranchMax_6 | 5 | 6 | 12 | HeaderMin_6HeaderMax_12 | 12
1273 | 133 | 5095A-4P-10HP VLSC | VLSC_5095A_4P_10HP | 820.4429 | 820.4429 | 3281.7717 | 4 | 1 | 5 | G | VLS_Inline | 5 | 5 | 5 | 6 | BranchMin_5BranchMax_6 | 6 | 6 | 12 | HeaderMin_6HeaderMax_12 | 6 | INVALID
1273 | 133 | 5095A-4P-10HP VLSC | VLSC_5095A_4P_10HP | 820.4429 | 820.4429 | 3281.7717 | 4 | 1 | 5 | G | VLS_Inline | 5 | 5 | 5 | 6 | BranchMin_5BranchMax_6 | 6 | 6 | 12 | HeaderMin_6HeaderMax_12 | 8
1273 | 133 | 5095A-4P-10HP VLSC | VLSC_5095A_4P_10HP | 820.4429 | 820.4429 | 3281.7717 | 4 | 1 | 5 | G | VLS_Inline | 5 | 5 | 5 | 6 | BranchMin_5BranchMax_6 | 6 | 6 | 12 | HeaderMin_6HeaderMax_12 | 10
1273 | 133 | 5095A-4P-10HP VLSC | VLSC_5095A_4P_10HP | 820.4429 | 820.4429 | 3281.7717 | 4 | 1 | 5 | G | VLS_Inline | 5 | 5 | 5 | 6 | BranchMin_5BranchMax_6 | 6 | 6 | 12 | HeaderMin_6HeaderMax_12 | 12
1274 | 134 | 5095A-4P-15HP VLSC | VLSC_5095A_4P_15HP | 953.3171 | 953.3171 | 3813.2684 | 4 | 1 | 5 | G | VLS_Inline | 5 | 5 | 5 | 8 | BranchMin_5BranchMax_8 | 5 | 6 | 14 | HeaderMin_6HeaderMax_14 | 6
1274 | 134 | 5095A-4P-15HP VLSC | VLSC_5095A_4P_15HP | 953.3171 | 953.3171 | 3813.2684 | 4 | 1 | 5 | G | VLS_Inline | 5 | 5 | 5 | 8 | BranchMin_5BranchMax_8 | 5 | 6 | 14 | HeaderMin_6HeaderMax_14 | 8
1274 | 134 | 5095A-4P-15HP VLSC | VLSC_5095A_4P_15HP | 953.3171 | 953.3171 | 3813.2684 | 4 | 1 | 5 | G | VLS_Inline | 5 | 5 | 5 | 8 | BranchMin_5BranchMax_8 | 5 | 6 | 14 | HeaderMin_6HeaderMax_14 | 10
1274 | 134 | 5095A-4P-15HP VLSC | VLSC_5095A_4P_15HP | 953.3171 | 953.3171 | 3813.2684 | 4 | 1 | 5 | G | VLS_Inline | 5 | 5 | 5 | 8 | BranchMin_5BranchMax_8 | 5 | 6 | 14 | HeaderMin_6HeaderMax_14 | 12
1274 | 134 | 5095A-4P-15HP VLSC | VLSC_5095A_4P_15HP | 953.3171 | 953.3171 | 3813.2684 | 4 | 1 | 5 | G | VLS_Inline | 5 | 5 | 5 | 8 | BranchMin_5BranchMax_8 | 5 | 6 | 14 | HeaderMin_6HeaderMax_14 | 14
1274 | 134 | 5095A-4P-15HP VLSC | VLSC_5095A_4P_15HP | 953.3171 | 953.3171 | 3813.2684 | 4 | 1 | 5 | G | VLS_Inline | 5 | 5 | 5 | 8 | BranchMin_5BranchMax_8 | 6 | 6 | 14 | HeaderMin_6HeaderMax_14 | 6 | INVALID
1274 | 134 | 5095A-4P-15HP VLSC | VLSC_5095A_4P_15HP | 953.3171 | 953.3171 | 3813.2684 | 4 | 1 | 5 | G | VLS_Inline | 5 | 5 | 5 | 8 | BranchMin_5BranchMax_8 | 6 | 6 | 14 | HeaderMin_6HeaderMax_14 | 8
1274 | 134 | 5095A-4P-15HP VLSC | VLSC_5095A_4P_15HP | 953.3171 | 953.3171 | 3813.2684 | 4 | 1 | 5 | G | VLS_Inline | 5 | 5 | 5 | 8 | BranchMin_5BranchMax_8 | 6 | 6 | 14 | HeaderMin_6HeaderMax_14 | 10
1274 | 134 | 5095A-4P-15HP VLSC | VLSC_5095A_4P_15HP | 953.3171 | 953.3171 | 3813.2684 | 4 | 1 | 5 | G | VLS_Inline | 5 | 5 | 5 | 8 | BranchMin_5BranchMax_8 | 6 | 6 | 14 | HeaderMin_6HeaderMax_14 | 12
1274 | 134 | 5095A-4P-15HP VLSC | VLSC_5095A_4P_15HP | 953.3171 | 953.3171 | 3813.2684 | 4 | 1 | 5 | G | VLS_Inline | 5 | 5 | 5 | 8 | BranchMin_5BranchMax_8 | 6 | 6 | 14 | HeaderMin_6HeaderMax_14 | 14
1274 | 134 | 5095A-4P-15HP VLSC | VLSC_5095A_4P_15HP | 953.3171 | 953.3171 | 3813.2684 | 4 | 1 | 5 | G | VLS_Inline | 5 | 5 | 5 | 8 | BranchMin_5BranchMax_8 | 8 | 6 | 14 | HeaderMin_6HeaderMax_14 | 6 | INVALID
1274 | 134 | 5095A-4P-15HP VLSC | VLSC_5095A_4P_15HP | 953.3171 | 953.3171 | 3813.2684 | 4 | 1 | 5 | G | VLS_Inline | 5 | 5 | 5 | 8 | BranchMin_5BranchMax_8 | 8 | 6 | 14 | HeaderMin_6HeaderMax_14 | 8 | INVALID
1274 | 134 | 5095A-4P-15HP VLSC | VLSC_5095A_4P_15HP | 953.3171 | 953.3171 | 3813.2684 | 4 | 1 | 5 | G | VLS_Inline | 5 | 5 | 5 | 8 | BranchMin_5BranchMax_8 | 8 | 6 | 14 | HeaderMin_6HeaderMax_14 | 10
1274 | 134 | 5095A-4P-15HP VLSC | VLSC_5095A_4P_15HP | 953.3171 | 953.3171 | 3813.2684 | 4 | 1 | 5 | G | VLS_Inline | 5 | 5 | 5 | 8 | BranchMin_5BranchMax_8 | 8 | 6 | 14 | HeaderMin_6HeaderMax_14 | 12
1274 | 134 | 5095A-4P-15HP VLSC | VLSC_5095A_4P_15HP | 953.3171 | 953.3171 | 3813.2684 | 4 | 1 | 5 | G | VLS_Inline | 5 | 5 | 5 | 8 | BranchMin_5BranchMax_8 | 8 | 6 | 14 | HeaderMin_6HeaderMax_14 | 14
1275 | 135 | 5095A-4P-20HP VLSC | VLSC_5095A_4P_20HP | 1029.7585 | 1029.7585 | 4119.0339 | 4 | 1 | 5 | G | VLS_Inline | 5 | 5 | 5 | 8 | BranchMin_5BranchMax_8 | 5 | 6 | 14 | HeaderMin_6HeaderMax_14 | 6
1275 | 135 | 5095A-4P-20HP VLSC | VLSC_5095A_4P_20HP | 1029.7585 | 1029.7585 | 4119.0339 | 4 | 1 | 5 | G | VLS_Inline | 5 | 5 | 5 | 8 | BranchMin_5BranchMax_8 | 5 | 6 | 14 | HeaderMin_6HeaderMax_14 | 8
1275 | 135 | 5095A-4P-20HP VLSC | VLSC_5095A_4P_20HP | 1029.7585 | 1029.7585 | 4119.0339 | 4 | 1 | 5 | G | VLS_Inline | 5 | 5 | 5 | 8 | BranchMin_5BranchMax_8 | 5 | 6 | 14 | HeaderMin_6HeaderMax_14 | 10
1275 | 135 | 5095A-4P-20HP VLSC | VLSC_5095A_4P_20HP | 1029.7585 | 1029.7585 | 4119.0339 | 4 | 1 | 5 | G | VLS_Inline | 5 | 5 | 5 | 8 | BranchMin_5BranchMax_8 | 5 | 6 | 14 | HeaderMin_6HeaderMax_14 | 12
1275 | 135 | 5095A-4P-20HP VLSC | VLSC_5095A_4P_20HP | 1029.7585 | 1029.7585 | 4119.0339 | 4 | 1 | 5 | G | VLS_Inline | 5 | 5 | 5 | 8 | BranchMin_5BranchMax_8 | 5 | 6 | 14 | HeaderMin_6HeaderMax_14 | 14
1275 | 135 | 5095A-4P-20HP VLSC | VLSC_5095A_4P_20HP | 1029.7585 | 1029.7585 | 4119.0339 | 4 | 1 | 5 | G | VLS_Inline | 5 | 5 | 5 | 8 | BranchMin_5BranchMax_8 | 6 | 6 | 14 | HeaderMin_6HeaderMax_14 | 6 | INVALID
1275 | 135 | 5095A-4P-20HP VLSC | VLSC_5095A_4P_20HP | 1029.7585 | 1029.7585 | 4119.0339 | 4 | 1 | 5 | G | VLS_Inline | 5 | 5 | 5 | 8 | BranchMin_5BranchMax_8 | 6 | 6 | 14 | HeaderMin_6HeaderMax_14 | 8
1275 | 135 | 5095A-4P-20HP VLSC | VLSC_5095A_4P_20HP | 1029.7585 | 1029.7585 | 4119.0339 | 4 | 1 | 5 | G | VLS_Inline | 5 | 5 | 5 | 8 | BranchMin_5BranchMax_8 | 6 | 6 | 14 | HeaderMin_6HeaderMax_14 | 10
1275 | 135 | 5095A-4P-20HP VLSC | VLSC_5095A_4P_20HP | 1029.7585 | 1029.7585 | 4119.0339 | 4 | 1 | 5 | G | VLS_Inline | 5 | 5 | 5 | 8 | BranchMin_5BranchMax_8 | 6 | 6 | 14 | HeaderMin_6HeaderMax_14 | 12
1275 | 135 | 5095A-4P-20HP VLSC | VLSC_5095A_4P_20HP | 1029.7585 | 1029.7585 | 4119.0339 | 4 | 1 | 5 | G | VLS_Inline | 5 | 5 | 5 | 8 | BranchMin_5BranchMax_8 | 6 | 6 | 14 | HeaderMin_6HeaderMax_14 | 14
1275 | 135 | 5095A-4P-20HP VLSC | VLSC_5095A_4P_20HP | 1029.7585 | 1029.7585 | 4119.0339 | 4 | 1 | 5 | G | VLS_Inline | 5 | 5 | 5 | 8 | BranchMin_5BranchMax_8 | 8 | 6 | 14 | HeaderMin_6HeaderMax_14 | 6 | INVALID
1275 | 135 | 5095A-4P-20HP VLSC | VLSC_5095A_4P_20HP | 1029.7585 | 1029.7585 | 4119.0339 | 4 | 1 | 5 | G | VLS_Inline | 5 | 5 | 5 | 8 | BranchMin_5BranchMax_8 | 8 | 6 | 14 | HeaderMin_6HeaderMax_14 | 8 | INVALID
1275 | 135 | 5095A-4P-20HP VLSC | VLSC_5095A_4P_20HP | 1029.7585 | 1029.7585 | 4119.0339 | 4 | 1 | 5 | G | VLS_Inline | 5 | 5 | 5 | 8 | BranchMin_5BranchMax_8 | 8 | 6 | 14 | HeaderMin_6HeaderMax_14 | 10
1275 | 135 | 5095A-4P-20HP VLSC | VLSC_5095A_4P_20HP | 1029.7585 | 1029.7585 | 4119.0339 | 4 | 1 | 5 | G | VLS_Inline | 5 | 5 | 5 | 8 | BranchMin_5BranchMax_8 | 8 | 6 | 14 | HeaderMin_6HeaderMax_14 | 12
1275 | 135 | 5095A-4P-20HP VLSC | VLSC_5095A_4P_20HP | 1029.7585 | 1029.7585 | 4119.0339 | 4 | 1 | 5 | G | VLS_Inline | 5 | 5 | 5 | 8 | BranchMin_5BranchMax_8 | 8 | 6 | 14 | HeaderMin_6HeaderMax_14 | 14
1276 | 136 | 50959-2P-60HP VLSC | VLSC_50959_2P_60HP | 1330.3437 | 1330.3437 | 5321.3749 | 4 | 1 | 5 | G | VLS_Inline | 5 | 5 | 5 | 8 | BranchMin_5BranchMax_8 | 5 | 6 | 16 | HeaderMin_6HeaderMax_16 | 6
1276 | 136 | 50959-2P-60HP VLSC | VLSC_50959_2P_60HP | 1330.3437 | 1330.3437 | 5321.3749 | 4 | 1 | 5 | G | VLS_Inline | 5 | 5 | 5 | 8 | BranchMin_5BranchMax_8 | 5 | 6 | 16 | HeaderMin_6HeaderMax_16 | 8
1276 | 136 | 50959-2P-60HP VLSC | VLSC_50959_2P_60HP | 1330.3437 | 1330.3437 | 5321.3749 | 4 | 1 | 5 | G | VLS_Inline | 5 | 5 | 5 | 8 | BranchMin_5BranchMax_8 | 5 | 6 | 16 | HeaderMin_6HeaderMax_16 | 10
1276 | 136 | 50959-2P-60HP VLSC | VLSC_50959_2P_60HP | 1330.3437 | 1330.3437 | 5321.3749 | 4 | 1 | 5 | G | VLS_Inline | 5 | 5 | 5 | 8 | BranchMin_5BranchMax_8 | 5 | 6 | 16 | HeaderMin_6HeaderMax_16 | 12
1276 | 136 | 50959-2P-60HP VLSC | VLSC_50959_2P_60HP | 1330.3437 | 1330.3437 | 5321.3749 | 4 | 1 | 5 | G | VLS_Inline | 5 | 5 | 5 | 8 | BranchMin_5BranchMax_8 | 5 | 6 | 16 | HeaderMin_6HeaderMax_16 | 14
1276 | 136 | 50959-2P-60HP VLSC | VLSC_50959_2P_60HP | 1330.3437 | 1330.3437 | 5321.3749 | 4 | 1 | 5 | G | VLS_Inline | 5 | 5 | 5 | 8 | BranchMin_5BranchMax_8 | 5 | 6 | 16 | HeaderMin_6HeaderMax_16 | 16
1276 | 136 | 50959-2P-60HP VLSC | VLSC_50959_2P_60HP | 1330.3437 | 1330.3437 | 5321.3749 | 4 | 1 | 5 | G | VLS_Inline | 5 | 5 | 5 | 8 | BranchMin_5BranchMax_8 | 6 | 6 | 16 | HeaderMin_6HeaderMax_16 | 6 | INVALID
1276 | 136 | 50959-2P-60HP VLSC | VLSC_50959_2P_60HP | 1330.3437 | 1330.3437 | 5321.3749 | 4 | 1 | 5 | G | VLS_Inline | 5 | 5 | 5 | 8 | BranchMin_5BranchMax_8 | 6 | 6 | 16 | HeaderMin_6HeaderMax_16 | 8
1276 | 136 | 50959-2P-60HP VLSC | VLSC_50959_2P_60HP | 1330.3437 | 1330.3437 | 5321.3749 | 4 | 1 | 5 | G | VLS_Inline | 5 | 5 | 5 | 8 | BranchMin_5BranchMax_8 | 6 | 6 | 16 | HeaderMin_6HeaderMax_16 | 10
1276 | 136 | 50959-2P-60HP VLSC | VLSC_50959_2P_60HP | 1330.3437 | 1330.3437 | 5321.3749 | 4 | 1 | 5 | G | VLS_Inline | 5 | 5 | 5 | 8 | BranchMin_5BranchMax_8 | 6 | 6 | 16 | HeaderMin_6HeaderMax_16 | 12
1276 | 136 | 50959-2P-60HP VLSC | VLSC_50959_2P_60HP | 1330.3437 | 1330.3437 | 5321.3749 | 4 | 1 | 5 | G | VLS_Inline | 5 | 5 | 5 | 8 | BranchMin_5BranchMax_8 | 6 | 6 | 16 | HeaderMin_6HeaderMax_16 | 14
1276 | 136 | 50959-2P-60HP VLSC | VLSC_50959_2P_60HP | 1330.3437 | 1330.3437 | 5321.3749 | 4 | 1 | 5 | G | VLS_Inline | 5 | 5 | 5 | 8 | BranchMin_5BranchMax_8 | 6 | 6 | 16 | HeaderMin_6HeaderMax_16 | 16
1276 | 136 | 50959-2P-60HP VLSC | VLSC_50959_2P_60HP | 1330.3437 | 1330.3437 | 5321.3749 | 4 | 1 | 5 | G | VLS_Inline | 5 | 5 | 5 | 8 | BranchMin_5BranchMax_8 | 8 | 6 | 16 | HeaderMin_6HeaderMax_16 | 6 | INVALID
1276 | 136 | 50959-2P-60HP VLSC | VLSC_50959_2P_60HP | 1330.3437 | 1330.3437 | 5321.3749 | 4 | 1 | 5 | G | VLS_Inline | 5 | 5 | 5 | 8 | BranchMin_5BranchMax_8 | 8 | 6 | 16 | HeaderMin_6HeaderMax_16 | 8 | INVALID
1276 | 136 | 50959-2P-60HP VLSC | VLSC_50959_2P_60HP | 1330.3437 | 1330.3437 | 5321.3749 | 4 | 1 | 5 | G | VLS_Inline | 5 | 5 | 5 | 8 | BranchMin_5BranchMax_8 | 8 | 6 | 16 | HeaderMin_6HeaderMax_16 | 10
1276 | 136 | 50959-2P-60HP VLSC | VLSC_50959_2P_60HP | 1330.3437 | 1330.3437 | 5321.3749 | 4 | 1 | 5 | G | VLS_Inline | 5 | 5 | 5 | 8 | BranchMin_5BranchMax_8 | 8 | 6 | 16 | HeaderMin_6HeaderMax_16 | 12
1276 | 136 | 50959-2P-60HP VLSC | VLSC_50959_2P_60HP | 1330.3437 | 1330.3437 | 5321.3749 | 4 | 1 | 5 | G | VLS_Inline | 5 | 5 | 5 | 8 | BranchMin_5BranchMax_8 | 8 | 6 | 16 | HeaderMin_6HeaderMax_16 | 14
1276 | 136 | 50959-2P-60HP VLSC | VLSC_50959_2P_60HP | 1330.3437 | 1330.3437 | 5321.3749 | 4 | 1 | 5 | G | VLS_Inline | 5 | 5 | 5 | 8 | BranchMin_5BranchMax_8 | 8 | 6 | 16 | HeaderMin_6HeaderMax_16 | 16
1277 | 137 | 50959-2P-75HP VLSC | VLSC_50959_2P_75HP | 1378.5213 | 1378.5213 | 5514.0852 | 4 | 1 | 5 | G | VLS_Inline | 5 | 5 | 5 | 8 | BranchMin_5BranchMax_8 | 5 | 6 | 16 | HeaderMin_6HeaderMax_16 | 6
1277 | 137 | 50959-2P-75HP VLSC | VLSC_50959_2P_75HP | 1378.5213 | 1378.5213 | 5514.0852 | 4 | 1 | 5 | G | VLS_Inline | 5 | 5 | 5 | 8 | BranchMin_5BranchMax_8 | 5 | 6 | 16 | HeaderMin_6HeaderMax_16 | 8
1277 | 137 | 50959-2P-75HP VLSC | VLSC_50959_2P_75HP | 1378.5213 | 1378.5213 | 5514.0852 | 4 | 1 | 5 | G | VLS_Inline | 5 | 5 | 5 | 8 | BranchMin_5BranchMax_8 | 5 | 6 | 16 | HeaderMin_6HeaderMax_16 | 10
1277 | 137 | 50959-2P-75HP VLSC | VLSC_50959_2P_75HP | 1378.5213 | 1378.5213 | 5514.0852 | 4 | 1 | 5 | G | VLS_Inline | 5 | 5 | 5 | 8 | BranchMin_5BranchMax_8 | 5 | 6 | 16 | HeaderMin_6HeaderMax_16 | 12
1277 | 137 | 50959-2P-75HP VLSC | VLSC_50959_2P_75HP | 1378.5213 | 1378.5213 | 5514.0852 | 4 | 1 | 5 | G | VLS_Inline | 5 | 5 | 5 | 8 | BranchMin_5BranchMax_8 | 5 | 6 | 16 | HeaderMin_6HeaderMax_16 | 14
1277 | 137 | 50959-2P-75HP VLSC | VLSC_50959_2P_75HP | 1378.5213 | 1378.5213 | 5514.0852 | 4 | 1 | 5 | G | VLS_Inline | 5 | 5 | 5 | 8 | BranchMin_5BranchMax_8 | 5 | 6 | 16 | HeaderMin_6HeaderMax_16 | 16
1277 | 137 | 50959-2P-75HP VLSC | VLSC_50959_2P_75HP | 1378.5213 | 1378.5213 | 5514.0852 | 4 | 1 | 5 | G | VLS_Inline | 5 | 5 | 5 | 8 | BranchMin_5BranchMax_8 | 6 | 6 | 16 | HeaderMin_6HeaderMax_16 | 6 | INVALID
1277 | 137 | 50959-2P-75HP VLSC | VLSC_50959_2P_75HP | 1378.5213 | 1378.5213 | 5514.0852 | 4 | 1 | 5 | G | VLS_Inline | 5 | 5 | 5 | 8 | BranchMin_5BranchMax_8 | 6 | 6 | 16 | HeaderMin_6HeaderMax_16 | 8
1277 | 137 | 50959-2P-75HP VLSC | VLSC_50959_2P_75HP | 1378.5213 | 1378.5213 | 5514.0852 | 4 | 1 | 5 | G | VLS_Inline | 5 | 5 | 5 | 8 | BranchMin_5BranchMax_8 | 6 | 6 | 16 | HeaderMin_6HeaderMax_16 | 10
1277 | 137 | 50959-2P-75HP VLSC | VLSC_50959_2P_75HP | 1378.5213 | 1378.5213 | 5514.0852 | 4 | 1 | 5 | G | VLS_Inline | 5 | 5 | 5 | 8 | BranchMin_5BranchMax_8 | 6 | 6 | 16 | HeaderMin_6HeaderMax_16 | 12
1277 | 137 | 50959-2P-75HP VLSC | VLSC_50959_2P_75HP | 1378.5213 | 1378.5213 | 5514.0852 | 4 | 1 | 5 | G | VLS_Inline | 5 | 5 | 5 | 8 | BranchMin_5BranchMax_8 | 6 | 6 | 16 | HeaderMin_6HeaderMax_16 | 14
1277 | 137 | 50959-2P-75HP VLSC | VLSC_50959_2P_75HP | 1378.5213 | 1378.5213 | 5514.0852 | 4 | 1 | 5 | G | VLS_Inline | 5 | 5 | 5 | 8 | BranchMin_5BranchMax_8 | 6 | 6 | 16 | HeaderMin_6HeaderMax_16 | 16
1277 | 137 | 50959-2P-75HP VLSC | VLSC_50959_2P_75HP | 1378.5213 | 1378.5213 | 5514.0852 | 4 | 1 | 5 | G | VLS_Inline | 5 | 5 | 5 | 8 | BranchMin_5BranchMax_8 | 8 | 6 | 16 | HeaderMin_6HeaderMax_16 | 6 | INVALID
1277 | 137 | 50959-2P-75HP VLSC | VLSC_50959_2P_75HP | 1378.5213 | 1378.5213 | 5514.0852 | 4 | 1 | 5 | G | VLS_Inline | 5 | 5 | 5 | 8 | BranchMin_5BranchMax_8 | 8 | 6 | 16 | HeaderMin_6HeaderMax_16 | 8 | INVALID
1277 | 137 | 50959-2P-75HP VLSC | VLSC_50959_2P_75HP | 1378.5213 | 1378.5213 | 5514.0852 | 4 | 1 | 5 | G | VLS_Inline | 5 | 5 | 5 | 8 | BranchMin_5BranchMax_8 | 8 | 6 | 16 | HeaderMin_6HeaderMax_16 | 10
1277 | 137 | 50959-2P-75HP VLSC | VLSC_50959_2P_75HP | 1378.5213 | 1378.5213 | 5514.0852 | 4 | 1 | 5 | G | VLS_Inline | 5 | 5 | 5 | 8 | BranchMin_5BranchMax_8 | 8 | 6 | 16 | HeaderMin_6HeaderMax_16 | 12
1277 | 137 | 50959-2P-75HP VLSC | VLSC_50959_2P_75HP | 1378.5213 | 1378.5213 | 5514.0852 | 4 | 1 | 5 | G | VLS_Inline | 5 | 5 | 5 | 8 | BranchMin_5BranchMax_8 | 8 | 6 | 16 | HeaderMin_6HeaderMax_16 | 14
1277 | 137 | 50959-2P-75HP VLSC | VLSC_50959_2P_75HP | 1378.5213 | 1378.5213 | 5514.0852 | 4 | 1 | 5 | G | VLS_Inline | 5 | 5 | 5 | 8 | BranchMin_5BranchMax_8 | 8 | 6 | 16 | HeaderMin_6HeaderMax_16 | 16
1278 | 138 | 50959-2P-100HP VLSC | VLSC_50959_2P_100HP | 1467.9509 | 1467.9509 | 5871.8037 | 4 | 1 | 5 | G | VLS_Inline | 5 | 5 | 5 | 8 | BranchMin_5BranchMax_8 | 5 | 6 | 18 | HeaderMin_6HeaderMax_18 | 6
1278 | 138 | 50959-2P-100HP VLSC | VLSC_50959_2P_100HP | 1467.9509 | 1467.9509 | 5871.8037 | 4 | 1 | 5 | G | VLS_Inline | 5 | 5 | 5 | 8 | BranchMin_5BranchMax_8 | 5 | 6 | 18 | HeaderMin_6HeaderMax_18 | 8
1278 | 138 | 50959-2P-100HP VLSC | VLSC_50959_2P_100HP | 1467.9509 | 1467.9509 | 5871.8037 | 4 | 1 | 5 | G | VLS_Inline | 5 | 5 | 5 | 8 | BranchMin_5BranchMax_8 | 5 | 6 | 18 | HeaderMin_6HeaderMax_18 | 10
1278 | 138 | 50959-2P-100HP VLSC | VLSC_50959_2P_100HP | 1467.9509 | 1467.9509 | 5871.8037 | 4 | 1 | 5 | G | VLS_Inline | 5 | 5 | 5 | 8 | BranchMin_5BranchMax_8 | 5 | 6 | 18 | HeaderMin_6HeaderMax_18 | 12
1278 | 138 | 50959-2P-100HP VLSC | VLSC_50959_2P_100HP | 1467.9509 | 1467.9509 | 5871.8037 | 4 | 1 | 5 | G | VLS_Inline | 5 | 5 | 5 | 8 | BranchMin_5BranchMax_8 | 5 | 6 | 18 | HeaderMin_6HeaderMax_18 | 14
1278 | 138 | 50959-2P-100HP VLSC | VLSC_50959_2P_100HP | 1467.9509 | 1467.9509 | 5871.8037 | 4 | 1 | 5 | G | VLS_Inline | 5 | 5 | 5 | 8 | BranchMin_5BranchMax_8 | 5 | 6 | 18 | HeaderMin_6HeaderMax_18 | 16
1278 | 138 | 50959-2P-100HP VLSC | VLSC_50959_2P_100HP | 1467.9509 | 1467.9509 | 5871.8037 | 4 | 1 | 5 | G | VLS_Inline | 5 | 5 | 5 | 8 | BranchMin_5BranchMax_8 | 5 | 6 | 18 | HeaderMin_6HeaderMax_18 | 18
1278 | 138 | 50959-2P-100HP VLSC | VLSC_50959_2P_100HP | 1467.9509 | 1467.9509 | 5871.8037 | 4 | 1 | 5 | G | VLS_Inline | 5 | 5 | 5 | 8 | BranchMin_5BranchMax_8 | 6 | 6 | 18 | HeaderMin_6HeaderMax_18 | 6 | INVALID
1278 | 138 | 50959-2P-100HP VLSC | VLSC_50959_2P_100HP | 1467.9509 | 1467.9509 | 5871.8037 | 4 | 1 | 5 | G | VLS_Inline | 5 | 5 | 5 | 8 | BranchMin_5BranchMax_8 | 6 | 6 | 18 | HeaderMin_6HeaderMax_18 | 8
1278 | 138 | 50959-2P-100HP VLSC | VLSC_50959_2P_100HP | 1467.9509 | 1467.9509 | 5871.8037 | 4 | 1 | 5 | G | VLS_Inline | 5 | 5 | 5 | 8 | BranchMin_5BranchMax_8 | 6 | 6 | 18 | HeaderMin_6HeaderMax_18 | 10
1278 | 138 | 50959-2P-100HP VLSC | VLSC_50959_2P_100HP | 1467.9509 | 1467.9509 | 5871.8037 | 4 | 1 | 5 | G | VLS_Inline | 5 | 5 | 5 | 8 | BranchMin_5BranchMax_8 | 6 | 6 | 18 | HeaderMin_6HeaderMax_18 | 12
1278 | 138 | 50959-2P-100HP VLSC | VLSC_50959_2P_100HP | 1467.9509 | 1467.9509 | 5871.8037 | 4 | 1 | 5 | G | VLS_Inline | 5 | 5 | 5 | 8 | BranchMin_5BranchMax_8 | 6 | 6 | 18 | HeaderMin_6HeaderMax_18 | 14
1278 | 138 | 50959-2P-100HP VLSC | VLSC_50959_2P_100HP | 1467.9509 | 1467.9509 | 5871.8037 | 4 | 1 | 5 | G | VLS_Inline | 5 | 5 | 5 | 8 | BranchMin_5BranchMax_8 | 6 | 6 | 18 | HeaderMin_6HeaderMax_18 | 16
1278 | 138 | 50959-2P-100HP VLSC | VLSC_50959_2P_100HP | 1467.9509 | 1467.9509 | 5871.8037 | 4 | 1 | 5 | G | VLS_Inline | 5 | 5 | 5 | 8 | BranchMin_5BranchMax_8 | 6 | 6 | 18 | HeaderMin_6HeaderMax_18 | 18
1278 | 138 | 50959-2P-100HP VLSC | VLSC_50959_2P_100HP | 1467.9509 | 1467.9509 | 5871.8037 | 4 | 1 | 5 | G | VLS_Inline | 5 | 5 | 5 | 8 | BranchMin_5BranchMax_8 | 8 | 6 | 18 | HeaderMin_6HeaderMax_18 | 6 | INVALID
1278 | 138 | 50959-2P-100HP VLSC | VLSC_50959_2P_100HP | 1467.9509 | 1467.9509 | 5871.8037 | 4 | 1 | 5 | G | VLS_Inline | 5 | 5 | 5 | 8 | BranchMin_5BranchMax_8 | 8 | 6 | 18 | HeaderMin_6HeaderMax_18 | 8 | INVALID
1278 | 138 | 50959-2P-100HP VLSC | VLSC_50959_2P_100HP | 1467.9509 | 1467.9509 | 5871.8037 | 4 | 1 | 5 | G | VLS_Inline | 5 | 5 | 5 | 8 | BranchMin_5BranchMax_8 | 8 | 6 | 18 | HeaderMin_6HeaderMax_18 | 10
1278 | 138 | 50959-2P-100HP VLSC | VLSC_50959_2P_100HP | 1467.9509 | 1467.9509 | 5871.8037 | 4 | 1 | 5 | G | VLS_Inline | 5 | 5 | 5 | 8 | BranchMin_5BranchMax_8 | 8 | 6 | 18 | HeaderMin_6HeaderMax_18 | 12
1278 | 138 | 50959-2P-100HP VLSC | VLSC_50959_2P_100HP | 1467.9509 | 1467.9509 | 5871.8037 | 4 | 1 | 5 | G | VLS_Inline | 5 | 5 | 5 | 8 | BranchMin_5BranchMax_8 | 8 | 6 | 18 | HeaderMin_6HeaderMax_18 | 14
1278 | 138 | 50959-2P-100HP VLSC | VLSC_50959_2P_100HP | 1467.9509 | 1467.9509 | 5871.8037 | 4 | 1 | 5 | G | VLS_Inline | 5 | 5 | 5 | 8 | BranchMin_5BranchMax_8 | 8 | 6 | 18 | HeaderMin_6HeaderMax_18 | 16
1278 | 138 | 50959-2P-100HP VLSC | VLSC_50959_2P_100HP | 1467.9509 | 1467.9509 | 5871.8037 | 4 | 1 | 5 | G | VLS_Inline | 5 | 5 | 5 | 8 | BranchMin_5BranchMax_8 | 8 | 6 | 18 | HeaderMin_6HeaderMax_18 | 18
1279 | 139 | 50129-4P-15HP VLSC | VLSC_50129_4P_15HP | 844.864 | 844.864 | 3379.4558 | 4 | 1 | 5 | G | VLS_Inline | 5 | 5 | 5 | 6 | BranchMin_5BranchMax_6 | 5 | 6 | 12 | HeaderMin_6HeaderMax_12 | 6
1279 | 139 | 50129-4P-15HP VLSC | VLSC_50129_4P_15HP | 844.864 | 844.864 | 3379.4558 | 4 | 1 | 5 | G | VLS_Inline | 5 | 5 | 5 | 6 | BranchMin_5BranchMax_6 | 5 | 6 | 12 | HeaderMin_6HeaderMax_12 | 8
1279 | 139 | 50129-4P-15HP VLSC | VLSC_50129_4P_15HP | 844.864 | 844.864 | 3379.4558 | 4 | 1 | 5 | G | VLS_Inline | 5 | 5 | 5 | 6 | BranchMin_5BranchMax_6 | 5 | 6 | 12 | HeaderMin_6HeaderMax_12 | 10
1279 | 139 | 50129-4P-15HP VLSC | VLSC_50129_4P_15HP | 844.864 | 844.864 | 3379.4558 | 4 | 1 | 5 | G | VLS_Inline | 5 | 5 | 5 | 6 | BranchMin_5BranchMax_6 | 5 | 6 | 12 | HeaderMin_6HeaderMax_12 | 12
1279 | 139 | 50129-4P-15HP VLSC | VLSC_50129_4P_15HP | 844.864 | 844.864 | 3379.4558 | 4 | 1 | 5 | G | VLS_Inline | 5 | 5 | 5 | 6 | BranchMin_5BranchMax_6 | 6 | 6 | 12 | HeaderMin_6HeaderMax_12 | 6 | INVALID
1279 | 139 | 50129-4P-15HP VLSC | VLSC_50129_4P_15HP | 844.864 | 844.864 | 3379.4558 | 4 | 1 | 5 | G | VLS_Inline | 5 | 5 | 5 | 6 | BranchMin_5BranchMax_6 | 6 | 6 | 12 | HeaderMin_6HeaderMax_12 | 8
1279 | 139 | 50129-4P-15HP VLSC | VLSC_50129_4P_15HP | 844.864 | 844.864 | 3379.4558 | 4 | 1 | 5 | G | VLS_Inline | 5 | 5 | 5 | 6 | BranchMin_5BranchMax_6 | 6 | 6 | 12 | HeaderMin_6HeaderMax_12 | 10
1279 | 139 | 50129-4P-15HP VLSC | VLSC_50129_4P_15HP | 844.864 | 844.864 | 3379.4558 | 4 | 1 | 5 | G | VLS_Inline | 5 | 5 | 5 | 6 | BranchMin_5BranchMax_6 | 6 | 6 | 12 | HeaderMin_6HeaderMax_12 | 12
1280 | 140 | 50129-4P-20HP VLSC | VLSC_50129_4P_20HP | 982.3526 | 982.3526 | 3929.4104 | 4 | 1 | 5 | G | VLS_Inline | 5 | 5 | 5 | 8 | BranchMin_5BranchMax_8 | 5 | 6 | 14 | HeaderMin_6HeaderMax_14 | 6
1280 | 140 | 50129-4P-20HP VLSC | VLSC_50129_4P_20HP | 982.3526 | 982.3526 | 3929.4104 | 4 | 1 | 5 | G | VLS_Inline | 5 | 5 | 5 | 8 | BranchMin_5BranchMax_8 | 5 | 6 | 14 | HeaderMin_6HeaderMax_14 | 8
1280 | 140 | 50129-4P-20HP VLSC | VLSC_50129_4P_20HP | 982.3526 | 982.3526 | 3929.4104 | 4 | 1 | 5 | G | VLS_Inline | 5 | 5 | 5 | 8 | BranchMin_5BranchMax_8 | 5 | 6 | 14 | HeaderMin_6HeaderMax_14 | 10
1280 | 140 | 50129-4P-20HP VLSC | VLSC_50129_4P_20HP | 982.3526 | 982.3526 | 3929.4104 | 4 | 1 | 5 | G | VLS_Inline | 5 | 5 | 5 | 8 | BranchMin_5BranchMax_8 | 5 | 6 | 14 | HeaderMin_6HeaderMax_14 | 12
1280 | 140 | 50129-4P-20HP VLSC | VLSC_50129_4P_20HP | 982.3526 | 982.3526 | 3929.4104 | 4 | 1 | 5 | G | VLS_Inline | 5 | 5 | 5 | 8 | BranchMin_5BranchMax_8 | 5 | 6 | 14 | HeaderMin_6HeaderMax_14 | 14
1280 | 140 | 50129-4P-20HP VLSC | VLSC_50129_4P_20HP | 982.3526 | 982.3526 | 3929.4104 | 4 | 1 | 5 | G | VLS_Inline | 5 | 5 | 5 | 8 | BranchMin_5BranchMax_8 | 6 | 6 | 14 | HeaderMin_6HeaderMax_14 | 6 | INVALID
1280 | 140 | 50129-4P-20HP VLSC | VLSC_50129_4P_20HP | 982.3526 | 982.3526 | 3929.4104 | 4 | 1 | 5 | G | VLS_Inline | 5 | 5 | 5 | 8 | BranchMin_5BranchMax_8 | 6 | 6 | 14 | HeaderMin_6HeaderMax_14 | 8
1280 | 140 | 50129-4P-20HP VLSC | VLSC_50129_4P_20HP | 982.3526 | 982.3526 | 3929.4104 | 4 | 1 | 5 | G | VLS_Inline | 5 | 5 | 5 | 8 | BranchMin_5BranchMax_8 | 6 | 6 | 14 | HeaderMin_6HeaderMax_14 | 10
1280 | 140 | 50129-4P-20HP VLSC | VLSC_50129_4P_20HP | 982.3526 | 982.3526 | 3929.4104 | 4 | 1 | 5 | G | VLS_Inline | 5 | 5 | 5 | 8 | BranchMin_5BranchMax_8 | 6 | 6 | 14 | HeaderMin_6HeaderMax_14 | 12
1280 | 140 | 50129-4P-20HP VLSC | VLSC_50129_4P_20HP | 982.3526 | 982.3526 | 3929.4104 | 4 | 1 | 5 | G | VLS_Inline | 5 | 5 | 5 | 8 | BranchMin_5BranchMax_8 | 6 | 6 | 14 | HeaderMin_6HeaderMax_14 | 14
1280 | 140 | 50129-4P-20HP VLSC | VLSC_50129_4P_20HP | 982.3526 | 982.3526 | 3929.4104 | 4 | 1 | 5 | G | VLS_Inline | 5 | 5 | 5 | 8 | BranchMin_5BranchMax_8 | 8 | 6 | 14 | HeaderMin_6HeaderMax_14 | 6 | INVALID
1280 | 140 | 50129-4P-20HP VLSC | VLSC_50129_4P_20HP | 982.3526 | 982.3526 | 3929.4104 | 4 | 1 | 5 | G | VLS_Inline | 5 | 5 | 5 | 8 | BranchMin_5BranchMax_8 | 8 | 6 | 14 | HeaderMin_6HeaderMax_14 | 8 | INVALID
1280 | 140 | 50129-4P-20HP VLSC | VLSC_50129_4P_20HP | 982.3526 | 982.3526 | 3929.4104 | 4 | 1 | 5 | G | VLS_Inline | 5 | 5 | 5 | 8 | BranchMin_5BranchMax_8 | 8 | 6 | 14 | HeaderMin_6HeaderMax_14 | 10
1280 | 140 | 50129-4P-20HP VLSC | VLSC_50129_4P_20HP | 982.3526 | 982.3526 | 3929.4104 | 4 | 1 | 5 | G | VLS_Inline | 5 | 5 | 5 | 8 | BranchMin_5BranchMax_8 | 8 | 6 | 14 | HeaderMin_6HeaderMax_14 | 12
1280 | 140 | 50129-4P-20HP VLSC | VLSC_50129_4P_20HP | 982.3526 | 982.3526 | 3929.4104 | 4 | 1 | 5 | G | VLS_Inline | 5 | 5 | 5 | 8 | BranchMin_5BranchMax_8 | 8 | 6 | 14 | HeaderMin_6HeaderMax_14 | 14
1281 | 141 | 50129-4P-25HP VLSC | VLSC_50129_4P_25HP | 1104.8611 | 1104.8611 | 4419.4445 | 4 | 1 | 5 | G | VLS_Inline | 5 | 5 | 5 | 8 | BranchMin_5BranchMax_8 | 5 | 6 | 16 | HeaderMin_6HeaderMax_16 | 6
1281 | 141 | 50129-4P-25HP VLSC | VLSC_50129_4P_25HP | 1104.8611 | 1104.8611 | 4419.4445 | 4 | 1 | 5 | G | VLS_Inline | 5 | 5 | 5 | 8 | BranchMin_5BranchMax_8 | 5 | 6 | 16 | HeaderMin_6HeaderMax_16 | 8
1281 | 141 | 50129-4P-25HP VLSC | VLSC_50129_4P_25HP | 1104.8611 | 1104.8611 | 4419.4445 | 4 | 1 | 5 | G | VLS_Inline | 5 | 5 | 5 | 8 | BranchMin_5BranchMax_8 | 5 | 6 | 16 | HeaderMin_6HeaderMax_16 | 10
1281 | 141 | 50129-4P-25HP VLSC | VLSC_50129_4P_25HP | 1104.8611 | 1104.8611 | 4419.4445 | 4 | 1 | 5 | G | VLS_Inline | 5 | 5 | 5 | 8 | BranchMin_5BranchMax_8 | 5 | 6 | 16 | HeaderMin_6HeaderMax_16 | 12
1281 | 141 | 50129-4P-25HP VLSC | VLSC_50129_4P_25HP | 1104.8611 | 1104.8611 | 4419.4445 | 4 | 1 | 5 | G | VLS_Inline | 5 | 5 | 5 | 8 | BranchMin_5BranchMax_8 | 5 | 6 | 16 | HeaderMin_6HeaderMax_16 | 14
1281 | 141 | 50129-4P-25HP VLSC | VLSC_50129_4P_25HP | 1104.8611 | 1104.8611 | 4419.4445 | 4 | 1 | 5 | G | VLS_Inline | 5 | 5 | 5 | 8 | BranchMin_5BranchMax_8 | 5 | 6 | 16 | HeaderMin_6HeaderMax_16 | 16
1281 | 141 | 50129-4P-25HP VLSC | VLSC_50129_4P_25HP | 1104.8611 | 1104.8611 | 4419.4445 | 4 | 1 | 5 | G | VLS_Inline | 5 | 5 | 5 | 8 | BranchMin_5BranchMax_8 | 6 | 6 | 16 | HeaderMin_6HeaderMax_16 | 6 | INVALID
1281 | 141 | 50129-4P-25HP VLSC | VLSC_50129_4P_25HP | 1104.8611 | 1104.8611 | 4419.4445 | 4 | 1 | 5 | G | VLS_Inline | 5 | 5 | 5 | 8 | BranchMin_5BranchMax_8 | 6 | 6 | 16 | HeaderMin_6HeaderMax_16 | 8
1281 | 141 | 50129-4P-25HP VLSC | VLSC_50129_4P_25HP | 1104.8611 | 1104.8611 | 4419.4445 | 4 | 1 | 5 | G | VLS_Inline | 5 | 5 | 5 | 8 | BranchMin_5BranchMax_8 | 6 | 6 | 16 | HeaderMin_6HeaderMax_16 | 10
1281 | 141 | 50129-4P-25HP VLSC | VLSC_50129_4P_25HP | 1104.8611 | 1104.8611 | 4419.4445 | 4 | 1 | 5 | G | VLS_Inline | 5 | 5 | 5 | 8 | BranchMin_5BranchMax_8 | 6 | 6 | 16 | HeaderMin_6HeaderMax_16 | 12
1281 | 141 | 50129-4P-25HP VLSC | VLSC_50129_4P_25HP | 1104.8611 | 1104.8611 | 4419.4445 | 4 | 1 | 5 | G | VLS_Inline | 5 | 5 | 5 | 8 | BranchMin_5BranchMax_8 | 6 | 6 | 16 | HeaderMin_6HeaderMax_16 | 14
1281 | 141 | 50129-4P-25HP VLSC | VLSC_50129_4P_25HP | 1104.8611 | 1104.8611 | 4419.4445 | 4 | 1 | 5 | G | VLS_Inline | 5 | 5 | 5 | 8 | BranchMin_5BranchMax_8 | 6 | 6 | 16 | HeaderMin_6HeaderMax_16 | 16
1281 | 141 | 50129-4P-25HP VLSC | VLSC_50129_4P_25HP | 1104.8611 | 1104.8611 | 4419.4445 | 4 | 1 | 5 | G | VLS_Inline | 5 | 5 | 5 | 8 | BranchMin_5BranchMax_8 | 8 | 6 | 16 | HeaderMin_6HeaderMax_16 | 6 | INVALID
1281 | 141 | 50129-4P-25HP VLSC | VLSC_50129_4P_25HP | 1104.8611 | 1104.8611 | 4419.4445 | 4 | 1 | 5 | G | VLS_Inline | 5 | 5 | 5 | 8 | BranchMin_5BranchMax_8 | 8 | 6 | 16 | HeaderMin_6HeaderMax_16 | 8 | INVALID
1281 | 141 | 50129-4P-25HP VLSC | VLSC_50129_4P_25HP | 1104.8611 | 1104.8611 | 4419.4445 | 4 | 1 | 5 | G | VLS_Inline | 5 | 5 | 5 | 8 | BranchMin_5BranchMax_8 | 8 | 6 | 16 | HeaderMin_6HeaderMax_16 | 10
1281 | 141 | 50129-4P-25HP VLSC | VLSC_50129_4P_25HP | 1104.8611 | 1104.8611 | 4419.4445 | 4 | 1 | 5 | G | VLS_Inline | 5 | 5 | 5 | 8 | BranchMin_5BranchMax_8 | 8 | 6 | 16 | HeaderMin_6HeaderMax_16 | 12
1281 | 141 | 50129-4P-25HP VLSC | VLSC_50129_4P_25HP | 1104.8611 | 1104.8611 | 4419.4445 | 4 | 1 | 5 | G | VLS_Inline | 5 | 5 | 5 | 8 | BranchMin_5BranchMax_8 | 8 | 6 | 16 | HeaderMin_6HeaderMax_16 | 14
1281 | 141 | 50129-4P-25HP VLSC | VLSC_50129_4P_25HP | 1104.8611 | 1104.8611 | 4419.4445 | 4 | 1 | 5 | G | VLS_Inline | 5 | 5 | 5 | 8 | BranchMin_5BranchMax_8 | 8 | 6 | 16 | HeaderMin_6HeaderMax_16 | 16
1282 | 142 | 50129-4P-30HP VLSC | VLSC_50129_4P_30HP | 1214.4257 | 1214.4257 | 4857.7027 | 4 | 1 | 5 | G | VLS_Inline | 5 | 5 | 5 | 8 | BranchMin_5BranchMax_8 | 5 | 6 | 16 | HeaderMin_6HeaderMax_16 | 6
1282 | 142 | 50129-4P-30HP VLSC | VLSC_50129_4P_30HP | 1214.4257 | 1214.4257 | 4857.7027 | 4 | 1 | 5 | G | VLS_Inline | 5 | 5 | 5 | 8 | BranchMin_5BranchMax_8 | 5 | 6 | 16 | HeaderMin_6HeaderMax_16 | 8
1282 | 142 | 50129-4P-30HP VLSC | VLSC_50129_4P_30HP | 1214.4257 | 1214.4257 | 4857.7027 | 4 | 1 | 5 | G | VLS_Inline | 5 | 5 | 5 | 8 | BranchMin_5BranchMax_8 | 5 | 6 | 16 | HeaderMin_6HeaderMax_16 | 10
1282 | 142 | 50129-4P-30HP VLSC | VLSC_50129_4P_30HP | 1214.4257 | 1214.4257 | 4857.7027 | 4 | 1 | 5 | G | VLS_Inline | 5 | 5 | 5 | 8 | BranchMin_5BranchMax_8 | 5 | 6 | 16 | HeaderMin_6HeaderMax_16 | 12
1282 | 142 | 50129-4P-30HP VLSC | VLSC_50129_4P_30HP | 1214.4257 | 1214.4257 | 4857.7027 | 4 | 1 | 5 | G | VLS_Inline | 5 | 5 | 5 | 8 | BranchMin_5BranchMax_8 | 5 | 6 | 16 | HeaderMin_6HeaderMax_16 | 14
1282 | 142 | 50129-4P-30HP VLSC | VLSC_50129_4P_30HP | 1214.4257 | 1214.4257 | 4857.7027 | 4 | 1 | 5 | G | VLS_Inline | 5 | 5 | 5 | 8 | BranchMin_5BranchMax_8 | 5 | 6 | 16 | HeaderMin_6HeaderMax_16 | 16
1282 | 142 | 50129-4P-30HP VLSC | VLSC_50129_4P_30HP | 1214.4257 | 1214.4257 | 4857.7027 | 4 | 1 | 5 | G | VLS_Inline | 5 | 5 | 5 | 8 | BranchMin_5BranchMax_8 | 6 | 6 | 16 | HeaderMin_6HeaderMax_16 | 6 | INVALID
1282 | 142 | 50129-4P-30HP VLSC | VLSC_50129_4P_30HP | 1214.4257 | 1214.4257 | 4857.7027 | 4 | 1 | 5 | G | VLS_Inline | 5 | 5 | 5 | 8 | BranchMin_5BranchMax_8 | 6 | 6 | 16 | HeaderMin_6HeaderMax_16 | 8
1282 | 142 | 50129-4P-30HP VLSC | VLSC_50129_4P_30HP | 1214.4257 | 1214.4257 | 4857.7027 | 4 | 1 | 5 | G | VLS_Inline | 5 | 5 | 5 | 8 | BranchMin_5BranchMax_8 | 6 | 6 | 16 | HeaderMin_6HeaderMax_16 | 10
1282 | 142 | 50129-4P-30HP VLSC | VLSC_50129_4P_30HP | 1214.4257 | 1214.4257 | 4857.7027 | 4 | 1 | 5 | G | VLS_Inline | 5 | 5 | 5 | 8 | BranchMin_5BranchMax_8 | 6 | 6 | 16 | HeaderMin_6HeaderMax_16 | 12
1282 | 142 | 50129-4P-30HP VLSC | VLSC_50129_4P_30HP | 1214.4257 | 1214.4257 | 4857.7027 | 4 | 1 | 5 | G | VLS_Inline | 5 | 5 | 5 | 8 | BranchMin_5BranchMax_8 | 6 | 6 | 16 | HeaderMin_6HeaderMax_16 | 14
1282 | 142 | 50129-4P-30HP VLSC | VLSC_50129_4P_30HP | 1214.4257 | 1214.4257 | 4857.7027 | 4 | 1 | 5 | G | VLS_Inline | 5 | 5 | 5 | 8 | BranchMin_5BranchMax_8 | 6 | 6 | 16 | HeaderMin_6HeaderMax_16 | 16
1282 | 142 | 50129-4P-30HP VLSC | VLSC_50129_4P_30HP | 1214.4257 | 1214.4257 | 4857.7027 | 4 | 1 | 5 | G | VLS_Inline | 5 | 5 | 5 | 8 | BranchMin_5BranchMax_8 | 8 | 6 | 16 | HeaderMin_6HeaderMax_16 | 6 | INVALID
1282 | 142 | 50129-4P-30HP VLSC | VLSC_50129_4P_30HP | 1214.4257 | 1214.4257 | 4857.7027 | 4 | 1 | 5 | G | VLS_Inline | 5 | 5 | 5 | 8 | BranchMin_5BranchMax_8 | 8 | 6 | 16 | HeaderMin_6HeaderMax_16 | 8 | INVALID
1282 | 142 | 50129-4P-30HP VLSC | VLSC_50129_4P_30HP | 1214.4257 | 1214.4257 | 4857.7027 | 4 | 1 | 5 | G | VLS_Inline | 5 | 5 | 5 | 8 | BranchMin_5BranchMax_8 | 8 | 6 | 16 | HeaderMin_6HeaderMax_16 | 10
1282 | 142 | 50129-4P-30HP VLSC | VLSC_50129_4P_30HP | 1214.4257 | 1214.4257 | 4857.7027 | 4 | 1 | 5 | G | VLS_Inline | 5 | 5 | 5 | 8 | BranchMin_5BranchMax_8 | 8 | 6 | 16 | HeaderMin_6HeaderMax_16 | 12
1282 | 142 | 50129-4P-30HP VLSC | VLSC_50129_4P_30HP | 1214.4257 | 1214.4257 | 4857.7027 | 4 | 1 | 5 | G | VLS_Inline | 5 | 5 | 5 | 8 | BranchMin_5BranchMax_8 | 8 | 6 | 16 | HeaderMin_6HeaderMax_16 | 14
1282 | 142 | 50129-4P-30HP VLSC | VLSC_50129_4P_30HP | 1214.4257 | 1214.4257 | 4857.7027 | 4 | 1 | 5 | G | VLS_Inline | 5 | 5 | 5 | 8 | BranchMin_5BranchMax_8 | 8 | 6 | 16 | HeaderMin_6HeaderMax_16 | 16
1283 | 143 | 50129-4P-40HP VLSC | VLSC_50129_4P_40HP | 1383.6857 | 1383.6857 | 5534.743 | 4 | 1 | 5 | G | VLS_Inline | 5 | 5 | 5 | 8 | BranchMin_5BranchMax_8 | 5 | 6 | 16 | HeaderMin_6HeaderMax_16 | 6
1283 | 143 | 50129-4P-40HP VLSC | VLSC_50129_4P_40HP | 1383.6857 | 1383.6857 | 5534.743 | 4 | 1 | 5 | G | VLS_Inline | 5 | 5 | 5 | 8 | BranchMin_5BranchMax_8 | 5 | 6 | 16 | HeaderMin_6HeaderMax_16 | 8
1283 | 143 | 50129-4P-40HP VLSC | VLSC_50129_4P_40HP | 1383.6857 | 1383.6857 | 5534.743 | 4 | 1 | 5 | G | VLS_Inline | 5 | 5 | 5 | 8 | BranchMin_5BranchMax_8 | 5 | 6 | 16 | HeaderMin_6HeaderMax_16 | 10
1283 | 143 | 50129-4P-40HP VLSC | VLSC_50129_4P_40HP | 1383.6857 | 1383.6857 | 5534.743 | 4 | 1 | 5 | G | VLS_Inline | 5 | 5 | 5 | 8 | BranchMin_5BranchMax_8 | 5 | 6 | 16 | HeaderMin_6HeaderMax_16 | 12
1283 | 143 | 50129-4P-40HP VLSC | VLSC_50129_4P_40HP | 1383.6857 | 1383.6857 | 5534.743 | 4 | 1 | 5 | G | VLS_Inline | 5 | 5 | 5 | 8 | BranchMin_5BranchMax_8 | 5 | 6 | 16 | HeaderMin_6HeaderMax_16 | 14
1283 | 143 | 50129-4P-40HP VLSC | VLSC_50129_4P_40HP | 1383.6857 | 1383.6857 | 5534.743 | 4 | 1 | 5 | G | VLS_Inline | 5 | 5 | 5 | 8 | BranchMin_5BranchMax_8 | 5 | 6 | 16 | HeaderMin_6HeaderMax_16 | 16
1283 | 143 | 50129-4P-40HP VLSC | VLSC_50129_4P_40HP | 1383.6857 | 1383.6857 | 5534.743 | 4 | 1 | 5 | G | VLS_Inline | 5 | 5 | 5 | 8 | BranchMin_5BranchMax_8 | 6 | 6 | 16 | HeaderMin_6HeaderMax_16 | 6 | INVALID
1283 | 143 | 50129-4P-40HP VLSC | VLSC_50129_4P_40HP | 1383.6857 | 1383.6857 | 5534.743 | 4 | 1 | 5 | G | VLS_Inline | 5 | 5 | 5 | 8 | BranchMin_5BranchMax_8 | 6 | 6 | 16 | HeaderMin_6HeaderMax_16 | 8
1283 | 143 | 50129-4P-40HP VLSC | VLSC_50129_4P_40HP | 1383.6857 | 1383.6857 | 5534.743 | 4 | 1 | 5 | G | VLS_Inline | 5 | 5 | 5 | 8 | BranchMin_5BranchMax_8 | 6 | 6 | 16 | HeaderMin_6HeaderMax_16 | 10
1283 | 143 | 50129-4P-40HP VLSC | VLSC_50129_4P_40HP | 1383.6857 | 1383.6857 | 5534.743 | 4 | 1 | 5 | G | VLS_Inline | 5 | 5 | 5 | 8 | BranchMin_5BranchMax_8 | 6 | 6 | 16 | HeaderMin_6HeaderMax_16 | 12
1283 | 143 | 50129-4P-40HP VLSC | VLSC_50129_4P_40HP | 1383.6857 | 1383.6857 | 5534.743 | 4 | 1 | 5 | G | VLS_Inline | 5 | 5 | 5 | 8 | BranchMin_5BranchMax_8 | 6 | 6 | 16 | HeaderMin_6HeaderMax_16 | 14
1283 | 143 | 50129-4P-40HP VLSC | VLSC_50129_4P_40HP | 1383.6857 | 1383.6857 | 5534.743 | 4 | 1 | 5 | G | VLS_Inline | 5 | 5 | 5 | 8 | BranchMin_5BranchMax_8 | 6 | 6 | 16 | HeaderMin_6HeaderMax_16 | 16
1283 | 143 | 50129-4P-40HP VLSC | VLSC_50129_4P_40HP | 1383.6857 | 1383.6857 | 5534.743 | 4 | 1 | 5 | G | VLS_Inline | 5 | 5 | 5 | 8 | BranchMin_5BranchMax_8 | 8 | 6 | 16 | HeaderMin_6HeaderMax_16 | 6 | INVALID
1283 | 143 | 50129-4P-40HP VLSC | VLSC_50129_4P_40HP | 1383.6857 | 1383.6857 | 5534.743 | 4 | 1 | 5 | G | VLS_Inline | 5 | 5 | 5 | 8 | BranchMin_5BranchMax_8 | 8 | 6 | 16 | HeaderMin_6HeaderMax_16 | 8 | INVALID
1283 | 143 | 50129-4P-40HP VLSC | VLSC_50129_4P_40HP | 1383.6857 | 1383.6857 | 5534.743 | 4 | 1 | 5 | G | VLS_Inline | 5 | 5 | 5 | 8 | BranchMin_5BranchMax_8 | 8 | 6 | 16 | HeaderMin_6HeaderMax_16 | 10
1283 | 143 | 50129-4P-40HP VLSC | VLSC_50129_4P_40HP | 1383.6857 | 1383.6857 | 5534.743 | 4 | 1 | 5 | G | VLS_Inline | 5 | 5 | 5 | 8 | BranchMin_5BranchMax_8 | 8 | 6 | 16 | HeaderMin_6HeaderMax_16 | 12
1283 | 143 | 50129-4P-40HP VLSC | VLSC_50129_4P_40HP | 1383.6857 | 1383.6857 | 5534.743 | 4 | 1 | 5 | G | VLS_Inline | 5 | 5 | 5 | 8 | BranchMin_5BranchMax_8 | 8 | 6 | 16 | HeaderMin_6HeaderMax_16 | 14
1283 | 143 | 50129-4P-40HP VLSC | VLSC_50129_4P_40HP | 1383.6857 | 1383.6857 | 5534.743 | 4 | 1 | 5 | G | VLS_Inline | 5 | 5 | 5 | 8 | BranchMin_5BranchMax_8 | 8 | 6 | 16 | HeaderMin_6HeaderMax_16 | 16
1284 | 144 | 50129-4P-50HP VLSC | VLSC_50129_4P_50HP | 1551.2098 | 1551.2098 | 6204.8391 | 4 | 1 | 5 | G | VLS_Inline | 5 | 5 | 5 | 8 | BranchMin_5BranchMax_8 | 5 | 6 | 18 | HeaderMin_6HeaderMax_18 | 6
1284 | 144 | 50129-4P-50HP VLSC | VLSC_50129_4P_50HP | 1551.2098 | 1551.2098 | 6204.8391 | 4 | 1 | 5 | G | VLS_Inline | 5 | 5 | 5 | 8 | BranchMin_5BranchMax_8 | 5 | 6 | 18 | HeaderMin_6HeaderMax_18 | 8
1284 | 144 | 50129-4P-50HP VLSC | VLSC_50129_4P_50HP | 1551.2098 | 1551.2098 | 6204.8391 | 4 | 1 | 5 | G | VLS_Inline | 5 | 5 | 5 | 8 | BranchMin_5BranchMax_8 | 5 | 6 | 18 | HeaderMin_6HeaderMax_18 | 10
1284 | 144 | 50129-4P-50HP VLSC | VLSC_50129_4P_50HP | 1551.2098 | 1551.2098 | 6204.8391 | 4 | 1 | 5 | G | VLS_Inline | 5 | 5 | 5 | 8 | BranchMin_5BranchMax_8 | 5 | 6 | 18 | HeaderMin_6HeaderMax_18 | 12
1284 | 144 | 50129-4P-50HP VLSC | VLSC_50129_4P_50HP | 1551.2098 | 1551.2098 | 6204.8391 | 4 | 1 | 5 | G | VLS_Inline | 5 | 5 | 5 | 8 | BranchMin_5BranchMax_8 | 5 | 6 | 18 | HeaderMin_6HeaderMax_18 | 14
1284 | 144 | 50129-4P-50HP VLSC | VLSC_50129_4P_50HP | 1551.2098 | 1551.2098 | 6204.8391 | 4 | 1 | 5 | G | VLS_Inline | 5 | 5 | 5 | 8 | BranchMin_5BranchMax_8 | 5 | 6 | 18 | HeaderMin_6HeaderMax_18 | 16
1284 | 144 | 50129-4P-50HP VLSC | VLSC_50129_4P_50HP | 1551.2098 | 1551.2098 | 6204.8391 | 4 | 1 | 5 | G | VLS_Inline | 5 | 5 | 5 | 8 | BranchMin_5BranchMax_8 | 5 | 6 | 18 | HeaderMin_6HeaderMax_18 | 18
1284 | 144 | 50129-4P-50HP VLSC | VLSC_50129_4P_50HP | 1551.2098 | 1551.2098 | 6204.8391 | 4 | 1 | 5 | G | VLS_Inline | 5 | 5 | 5 | 8 | BranchMin_5BranchMax_8 | 6 | 6 | 18 | HeaderMin_6HeaderMax_18 | 6 | INVALID
1284 | 144 | 50129-4P-50HP VLSC | VLSC_50129_4P_50HP | 1551.2098 | 1551.2098 | 6204.8391 | 4 | 1 | 5 | G | VLS_Inline | 5 | 5 | 5 | 8 | BranchMin_5BranchMax_8 | 6 | 6 | 18 | HeaderMin_6HeaderMax_18 | 8
1284 | 144 | 50129-4P-50HP VLSC | VLSC_50129_4P_50HP | 1551.2098 | 1551.2098 | 6204.8391 | 4 | 1 | 5 | G | VLS_Inline | 5 | 5 | 5 | 8 | BranchMin_5BranchMax_8 | 6 | 6 | 18 | HeaderMin_6HeaderMax_18 | 10
1284 | 144 | 50129-4P-50HP VLSC | VLSC_50129_4P_50HP | 1551.2098 | 1551.2098 | 6204.8391 | 4 | 1 | 5 | G | VLS_Inline | 5 | 5 | 5 | 8 | BranchMin_5BranchMax_8 | 6 | 6 | 18 | HeaderMin_6HeaderMax_18 | 12
1284 | 144 | 50129-4P-50HP VLSC | VLSC_50129_4P_50HP | 1551.2098 | 1551.2098 | 6204.8391 | 4 | 1 | 5 | G | VLS_Inline | 5 | 5 | 5 | 8 | BranchMin_5BranchMax_8 | 6 | 6 | 18 | HeaderMin_6HeaderMax_18 | 14
1284 | 144 | 50129-4P-50HP VLSC | VLSC_50129_4P_50HP | 1551.2098 | 1551.2098 | 6204.8391 | 4 | 1 | 5 | G | VLS_Inline | 5 | 5 | 5 | 8 | BranchMin_5BranchMax_8 | 6 | 6 | 18 | HeaderMin_6HeaderMax_18 | 16
1284 | 144 | 50129-4P-50HP VLSC | VLSC_50129_4P_50HP | 1551.2098 | 1551.2098 | 6204.8391 | 4 | 1 | 5 | G | VLS_Inline | 5 | 5 | 5 | 8 | BranchMin_5BranchMax_8 | 6 | 6 | 18 | HeaderMin_6HeaderMax_18 | 18
1284 | 144 | 50129-4P-50HP VLSC | VLSC_50129_4P_50HP | 1551.2098 | 1551.2098 | 6204.8391 | 4 | 1 | 5 | G | VLS_Inline | 5 | 5 | 5 | 8 | BranchMin_5BranchMax_8 | 8 | 6 | 18 | HeaderMin_6HeaderMax_18 | 6 | INVALID
1284 | 144 | 50129-4P-50HP VLSC | VLSC_50129_4P_50HP | 1551.2098 | 1551.2098 | 6204.8391 | 4 | 1 | 5 | G | VLS_Inline | 5 | 5 | 5 | 8 | BranchMin_5BranchMax_8 | 8 | 6 | 18 | HeaderMin_6HeaderMax_18 | 8 | INVALID
1284 | 144 | 50129-4P-50HP VLSC | VLSC_50129_4P_50HP | 1551.2098 | 1551.2098 | 6204.8391 | 4 | 1 | 5 | G | VLS_Inline | 5 | 5 | 5 | 8 | BranchMin_5BranchMax_8 | 8 | 6 | 18 | HeaderMin_6HeaderMax_18 | 10
1284 | 144 | 50129-4P-50HP VLSC | VLSC_50129_4P_50HP | 1551.2098 | 1551.2098 | 6204.8391 | 4 | 1 | 5 | G | VLS_Inline | 5 | 5 | 5 | 8 | BranchMin_5BranchMax_8 | 8 | 6 | 18 | HeaderMin_6HeaderMax_18 | 12
1284 | 144 | 50129-4P-50HP VLSC | VLSC_50129_4P_50HP | 1551.2098 | 1551.2098 | 6204.8391 | 4 | 1 | 5 | G | VLS_Inline | 5 | 5 | 5 | 8 | BranchMin_5BranchMax_8 | 8 | 6 | 18 | HeaderMin_6HeaderMax_18 | 14
1284 | 144 | 50129-4P-50HP VLSC | VLSC_50129_4P_50HP | 1551.2098 | 1551.2098 | 6204.8391 | 4 | 1 | 5 | G | VLS_Inline | 5 | 5 | 5 | 8 | BranchMin_5BranchMax_8 | 8 | 6 | 18 | HeaderMin_6HeaderMax_18 | 16
1284 | 144 | 50129-4P-50HP VLSC | VLSC_50129_4P_50HP | 1551.2098 | 1551.2098 | 6204.8391 | 4 | 1 | 5 | G | VLS_Inline | 5 | 5 | 5 | 8 | BranchMin_5BranchMax_8 | 8 | 6 | 18 | HeaderMin_6HeaderMax_18 | 18
1285 | 145 | 50129-4P-60HP VLSC | VLSC_50129_4P_60HP | 1664.6746 | 1664.6746 | 6658.6983 | 4 | 1 | 5 | G | VLS_Inline | 5 | 5 | 5 | 10 | BranchMin_5BranchMax_10 | 5 | 6 | 18 | HeaderMin_6HeaderMax_18 | 6
1285 | 145 | 50129-4P-60HP VLSC | VLSC_50129_4P_60HP | 1664.6746 | 1664.6746 | 6658.6983 | 4 | 1 | 5 | G | VLS_Inline | 5 | 5 | 5 | 10 | BranchMin_5BranchMax_10 | 5 | 6 | 18 | HeaderMin_6HeaderMax_18 | 8
1285 | 145 | 50129-4P-60HP VLSC | VLSC_50129_4P_60HP | 1664.6746 | 1664.6746 | 6658.6983 | 4 | 1 | 5 | G | VLS_Inline | 5 | 5 | 5 | 10 | BranchMin_5BranchMax_10 | 5 | 6 | 18 | HeaderMin_6HeaderMax_18 | 10
1285 | 145 | 50129-4P-60HP VLSC | VLSC_50129_4P_60HP | 1664.6746 | 1664.6746 | 6658.6983 | 4 | 1 | 5 | G | VLS_Inline | 5 | 5 | 5 | 10 | BranchMin_5BranchMax_10 | 5 | 6 | 18 | HeaderMin_6HeaderMax_18 | 12
1285 | 145 | 50129-4P-60HP VLSC | VLSC_50129_4P_60HP | 1664.6746 | 1664.6746 | 6658.6983 | 4 | 1 | 5 | G | VLS_Inline | 5 | 5 | 5 | 10 | BranchMin_5BranchMax_10 | 5 | 6 | 18 | HeaderMin_6HeaderMax_18 | 14
1285 | 145 | 50129-4P-60HP VLSC | VLSC_50129_4P_60HP | 1664.6746 | 1664.6746 | 6658.6983 | 4 | 1 | 5 | G | VLS_Inline | 5 | 5 | 5 | 10 | BranchMin_5BranchMax_10 | 5 | 6 | 18 | HeaderMin_6HeaderMax_18 | 16
1285 | 145 | 50129-4P-60HP VLSC | VLSC_50129_4P_60HP | 1664.6746 | 1664.6746 | 6658.6983 | 4 | 1 | 5 | G | VLS_Inline | 5 | 5 | 5 | 10 | BranchMin_5BranchMax_10 | 5 | 6 | 18 | HeaderMin_6HeaderMax_18 | 18
1285 | 145 | 50129-4P-60HP VLSC | VLSC_50129_4P_60HP | 1664.6746 | 1664.6746 | 6658.6983 | 4 | 1 | 5 | G | VLS_Inline | 5 | 5 | 5 | 10 | BranchMin_5BranchMax_10 | 6 | 6 | 18 | HeaderMin_6HeaderMax_18 | 6 | INVALID
1285 | 145 | 50129-4P-60HP VLSC | VLSC_50129_4P_60HP | 1664.6746 | 1664.6746 | 6658.6983 | 4 | 1 | 5 | G | VLS_Inline | 5 | 5 | 5 | 10 | BranchMin_5BranchMax_10 | 6 | 6 | 18 | HeaderMin_6HeaderMax_18 | 8
1285 | 145 | 50129-4P-60HP VLSC | VLSC_50129_4P_60HP | 1664.6746 | 1664.6746 | 6658.6983 | 4 | 1 | 5 | G | VLS_Inline | 5 | 5 | 5 | 10 | BranchMin_5BranchMax_10 | 6 | 6 | 18 | HeaderMin_6HeaderMax_18 | 10
1285 | 145 | 50129-4P-60HP VLSC | VLSC_50129_4P_60HP | 1664.6746 | 1664.6746 | 6658.6983 | 4 | 1 | 5 | G | VLS_Inline | 5 | 5 | 5 | 10 | BranchMin_5BranchMax_10 | 6 | 6 | 18 | HeaderMin_6HeaderMax_18 | 12
1285 | 145 | 50129-4P-60HP VLSC | VLSC_50129_4P_60HP | 1664.6746 | 1664.6746 | 6658.6983 | 4 | 1 | 5 | G | VLS_Inline | 5 | 5 | 5 | 10 | BranchMin_5BranchMax_10 | 6 | 6 | 18 | HeaderMin_6HeaderMax_18 | 14
1285 | 145 | 50129-4P-60HP VLSC | VLSC_50129_4P_60HP | 1664.6746 | 1664.6746 | 6658.6983 | 4 | 1 | 5 | G | VLS_Inline | 5 | 5 | 5 | 10 | BranchMin_5BranchMax_10 | 6 | 6 | 18 | HeaderMin_6HeaderMax_18 | 16
1285 | 145 | 50129-4P-60HP VLSC | VLSC_50129_4P_60HP | 1664.6746 | 1664.6746 | 6658.6983 | 4 | 1 | 5 | G | VLS_Inline | 5 | 5 | 5 | 10 | BranchMin_5BranchMax_10 | 6 | 6 | 18 | HeaderMin_6HeaderMax_18 | 18
1285 | 145 | 50129-4P-60HP VLSC | VLSC_50129_4P_60HP | 1664.6746 | 1664.6746 | 6658.6983 | 4 | 1 | 5 | G | VLS_Inline | 5 | 5 | 5 | 10 | BranchMin_5BranchMax_10 | 8 | 6 | 18 | HeaderMin_6HeaderMax_18 | 6 | INVALID
1285 | 145 | 50129-4P-60HP VLSC | VLSC_50129_4P_60HP | 1664.6746 | 1664.6746 | 6658.6983 | 4 | 1 | 5 | G | VLS_Inline | 5 | 5 | 5 | 10 | BranchMin_5BranchMax_10 | 8 | 6 | 18 | HeaderMin_6HeaderMax_18 | 8 | INVALID
1285 | 145 | 50129-4P-60HP VLSC | VLSC_50129_4P_60HP | 1664.6746 | 1664.6746 | 6658.6983 | 4 | 1 | 5 | G | VLS_Inline | 5 | 5 | 5 | 10 | BranchMin_5BranchMax_10 | 8 | 6 | 18 | HeaderMin_6HeaderMax_18 | 10
1285 | 145 | 50129-4P-60HP VLSC | VLSC_50129_4P_60HP | 1664.6746 | 1664.6746 | 6658.6983 | 4 | 1 | 5 | G | VLS_Inline | 5 | 5 | 5 | 10 | BranchMin_5BranchMax_10 | 8 | 6 | 18 | HeaderMin_6HeaderMax_18 | 12
1285 | 145 | 50129-4P-60HP VLSC | VLSC_50129_4P_60HP | 1664.6746 | 1664.6746 | 6658.6983 | 4 | 1 | 5 | G | VLS_Inline | 5 | 5 | 5 | 10 | BranchMin_5BranchMax_10 | 8 | 6 | 18 | HeaderMin_6HeaderMax_18 | 14
1285 | 145 | 50129-4P-60HP VLSC | VLSC_50129_4P_60HP | 1664.6746 | 1664.6746 | 6658.6983 | 4 | 1 | 5 | G | VLS_Inline | 5 | 5 | 5 | 10 | BranchMin_5BranchMax_10 | 8 | 6 | 18 | HeaderMin_6HeaderMax_18 | 16
1285 | 145 | 50129-4P-60HP VLSC | VLSC_50129_4P_60HP | 1664.6746 | 1664.6746 | 6658.6983 | 4 | 1 | 5 | G | VLS_Inline | 5 | 5 | 5 | 10 | BranchMin_5BranchMax_10 | 8 | 6 | 18 | HeaderMin_6HeaderMax_18 | 18
1285 | 145 | 50129-4P-60HP VLSC | VLSC_50129_4P_60HP | 1664.6746 | 1664.6746 | 6658.6983 | 4 | 1 | 5 | G | VLS_Inline | 5 | 5 | 5 | 10 | BranchMin_5BranchMax_10 | 10 | 6 | 18 | HeaderMin_6HeaderMax_18 | 6 | INVALID
1285 | 145 | 50129-4P-60HP VLSC | VLSC_50129_4P_60HP | 1664.6746 | 1664.6746 | 6658.6983 | 4 | 1 | 5 | G | VLS_Inline | 5 | 5 | 5 | 10 | BranchMin_5BranchMax_10 | 10 | 6 | 18 | HeaderMin_6HeaderMax_18 | 8 | INVALID
1285 | 145 | 50129-4P-60HP VLSC | VLSC_50129_4P_60HP | 1664.6746 | 1664.6746 | 6658.6983 | 4 | 1 | 5 | G | VLS_Inline | 5 | 5 | 5 | 10 | BranchMin_5BranchMax_10 | 10 | 6 | 18 | HeaderMin_6HeaderMax_18 | 10 | INVALID
1285 | 145 | 50129-4P-60HP VLSC | VLSC_50129_4P_60HP | 1664.6746 | 1664.6746 | 6658.6983 | 4 | 1 | 5 | G | VLS_Inline | 5 | 5 | 5 | 10 | BranchMin_5BranchMax_10 | 10 | 6 | 18 | HeaderMin_6HeaderMax_18 | 12
1285 | 145 | 50129-4P-60HP VLSC | VLSC_50129_4P_60HP | 1664.6746 | 1664.6746 | 6658.6983 | 4 | 1 | 5 | G | VLS_Inline | 5 | 5 | 5 | 10 | BranchMin_5BranchMax_10 | 10 | 6 | 18 | HeaderMin_6HeaderMax_18 | 14
1285 | 145 | 50129-4P-60HP VLSC | VLSC_50129_4P_60HP | 1664.6746 | 1664.6746 | 6658.6983 | 4 | 1 | 5 | G | VLS_Inline | 5 | 5 | 5 | 10 | BranchMin_5BranchMax_10 | 10 | 6 | 18 | HeaderMin_6HeaderMax_18 | 16
1285 | 145 | 50129-4P-60HP VLSC | VLSC_50129_4P_60HP | 1664.6746 | 1664.6746 | 6658.6983 | 4 | 1 | 5 | G | VLS_Inline | 5 | 5 | 5 | 10 | BranchMin_5BranchMax_10 | 10 | 6 | 18 | HeaderMin_6HeaderMax_18 | 18
1286 | 146 | 5012A-4P-10HP VLSC | RC9940-8.37 | 840.7876 | 840.7876 | 3363.1503 | 4 | 1 | 5 | G | VLS_Inline | 5 | 5 | 5 | 6 | BranchMin_5BranchMax_6 | 5 | 6 | 12 | HeaderMin_6HeaderMax_12 | 6
1286 | 146 | 5012A-4P-10HP VLSC | RC9940-8.37 | 840.7876 | 840.7876 | 3363.1503 | 4 | 1 | 5 | G | VLS_Inline | 5 | 5 | 5 | 6 | BranchMin_5BranchMax_6 | 5 | 6 | 12 | HeaderMin_6HeaderMax_12 | 8
1286 | 146 | 5012A-4P-10HP VLSC | RC9940-8.37 | 840.7876 | 840.7876 | 3363.1503 | 4 | 1 | 5 | G | VLS_Inline | 5 | 5 | 5 | 6 | BranchMin_5BranchMax_6 | 5 | 6 | 12 | HeaderMin_6HeaderMax_12 | 10
1286 | 146 | 5012A-4P-10HP VLSC | RC9940-8.37 | 840.7876 | 840.7876 | 3363.1503 | 4 | 1 | 5 | G | VLS_Inline | 5 | 5 | 5 | 6 | BranchMin_5BranchMax_6 | 5 | 6 | 12 | HeaderMin_6HeaderMax_12 | 12
1286 | 146 | 5012A-4P-10HP VLSC | RC9940-8.37 | 840.7876 | 840.7876 | 3363.1503 | 4 | 1 | 5 | G | VLS_Inline | 5 | 5 | 5 | 6 | BranchMin_5BranchMax_6 | 6 | 6 | 12 | HeaderMin_6HeaderMax_12 | 6 | INVALID
1286 | 146 | 5012A-4P-10HP VLSC | RC9940-8.37 | 840.7876 | 840.7876 | 3363.1503 | 4 | 1 | 5 | G | VLS_Inline | 5 | 5 | 5 | 6 | BranchMin_5BranchMax_6 | 6 | 6 | 12 | HeaderMin_6HeaderMax_12 | 8
1286 | 146 | 5012A-4P-10HP VLSC | RC9940-8.37 | 840.7876 | 840.7876 | 3363.1503 | 4 | 1 | 5 | G | VLS_Inline | 5 | 5 | 5 | 6 | BranchMin_5BranchMax_6 | 6 | 6 | 12 | HeaderMin_6HeaderMax_12 | 10
1286 | 146 | 5012A-4P-10HP VLSC | RC9940-8.37 | 840.7876 | 840.7876 | 3363.1503 | 4 | 1 | 5 | G | VLS_Inline | 5 | 5 | 5 | 6 | BranchMin_5BranchMax_6 | 6 | 6 | 12 | HeaderMin_6HeaderMax_12 | 12
1287 | 147 | 5012A-4P-15HP VLSC | RC9940-9.62 | 995.4751 | 995.4751 | 3981.9003 | 4 | 1 | 5 | G | VLS_Inline | 5 | 5 | 5 | 8 | BranchMin_5BranchMax_8 | 5 | 6 | 14 | HeaderMin_6HeaderMax_14 | 6
1287 | 147 | 5012A-4P-15HP VLSC | RC9940-9.62 | 995.4751 | 995.4751 | 3981.9003 | 4 | 1 | 5 | G | VLS_Inline | 5 | 5 | 5 | 8 | BranchMin_5BranchMax_8 | 5 | 6 | 14 | HeaderMin_6HeaderMax_14 | 8
1287 | 147 | 5012A-4P-15HP VLSC | RC9940-9.62 | 995.4751 | 995.4751 | 3981.9003 | 4 | 1 | 5 | G | VLS_Inline | 5 | 5 | 5 | 8 | BranchMin_5BranchMax_8 | 5 | 6 | 14 | HeaderMin_6HeaderMax_14 | 10
1287 | 147 | 5012A-4P-15HP VLSC | RC9940-9.62 | 995.4751 | 995.4751 | 3981.9003 | 4 | 1 | 5 | G | VLS_Inline | 5 | 5 | 5 | 8 | BranchMin_5BranchMax_8 | 5 | 6 | 14 | HeaderMin_6HeaderMax_14 | 12
1287 | 147 | 5012A-4P-15HP VLSC | RC9940-9.62 | 995.4751 | 995.4751 | 3981.9003 | 4 | 1 | 5 | G | VLS_Inline | 5 | 5 | 5 | 8 | BranchMin_5BranchMax_8 | 5 | 6 | 14 | HeaderMin_6HeaderMax_14 | 14
1287 | 147 | 5012A-4P-15HP VLSC | RC9940-9.62 | 995.4751 | 995.4751 | 3981.9003 | 4 | 1 | 5 | G | VLS_Inline | 5 | 5 | 5 | 8 | BranchMin_5BranchMax_8 | 6 | 6 | 14 | HeaderMin_6HeaderMax_14 | 6 | INVALID
1287 | 147 | 5012A-4P-15HP VLSC | RC9940-9.62 | 995.4751 | 995.4751 | 3981.9003 | 4 | 1 | 5 | G | VLS_Inline | 5 | 5 | 5 | 8 | BranchMin_5BranchMax_8 | 6 | 6 | 14 | HeaderMin_6HeaderMax_14 | 8
1287 | 147 | 5012A-4P-15HP VLSC | RC9940-9.62 | 995.4751 | 995.4751 | 3981.9003 | 4 | 1 | 5 | G | VLS_Inline | 5 | 5 | 5 | 8 | BranchMin_5BranchMax_8 | 6 | 6 | 14 | HeaderMin_6HeaderMax_14 | 10
1287 | 147 | 5012A-4P-15HP VLSC | RC9940-9.62 | 995.4751 | 995.4751 | 3981.9003 | 4 | 1 | 5 | G | VLS_Inline | 5 | 5 | 5 | 8 | BranchMin_5BranchMax_8 | 6 | 6 | 14 | HeaderMin_6HeaderMax_14 | 12
1287 | 147 | 5012A-4P-15HP VLSC | RC9940-9.62 | 995.4751 | 995.4751 | 3981.9003 | 4 | 1 | 5 | G | VLS_Inline | 5 | 5 | 5 | 8 | BranchMin_5BranchMax_8 | 6 | 6 | 14 | HeaderMin_6HeaderMax_14 | 14
1287 | 147 | 5012A-4P-15HP VLSC | RC9940-9.62 | 995.4751 | 995.4751 | 3981.9003 | 4 | 1 | 5 | G | VLS_Inline | 5 | 5 | 5 | 8 | BranchMin_5BranchMax_8 | 8 | 6 | 14 | HeaderMin_6HeaderMax_14 | 6 | INVALID
1287 | 147 | 5012A-4P-15HP VLSC | RC9940-9.62 | 995.4751 | 995.4751 | 3981.9003 | 4 | 1 | 5 | G | VLS_Inline | 5 | 5 | 5 | 8 | BranchMin_5BranchMax_8 | 8 | 6 | 14 | HeaderMin_6HeaderMax_14 | 8 | INVALID
1287 | 147 | 5012A-4P-15HP VLSC | RC9940-9.62 | 995.4751 | 995.4751 | 3981.9003 | 4 | 1 | 5 | G | VLS_Inline | 5 | 5 | 5 | 8 | BranchMin_5BranchMax_8 | 8 | 6 | 14 | HeaderMin_6HeaderMax_14 | 10
1287 | 147 | 5012A-4P-15HP VLSC | RC9940-9.62 | 995.4751 | 995.4751 | 3981.9003 | 4 | 1 | 5 | G | VLS_Inline | 5 | 5 | 5 | 8 | BranchMin_5BranchMax_8 | 8 | 6 | 14 | HeaderMin_6HeaderMax_14 | 12
1287 | 147 | 5012A-4P-15HP VLSC | RC9940-9.62 | 995.4751 | 995.4751 | 3981.9003 | 4 | 1 | 5 | G | VLS_Inline | 5 | 5 | 5 | 8 | BranchMin_5BranchMax_8 | 8 | 6 | 14 | HeaderMin_6HeaderMax_14 | 14
1288 | 148 | 5012A-4P-20HP VLSC | RC9940-10.48 | 1093.6698 | 1093.6698 | 4374.6794 | 4 | 1 | 5 | G | VLS_Inline | 5 | 5 | 5 | 8 | BranchMin_5BranchMax_8 | 5 | 6 | 16 | HeaderMin_6HeaderMax_16 | 6
1288 | 148 | 5012A-4P-20HP VLSC | RC9940-10.48 | 1093.6698 | 1093.6698 | 4374.6794 | 4 | 1 | 5 | G | VLS_Inline | 5 | 5 | 5 | 8 | BranchMin_5BranchMax_8 | 5 | 6 | 16 | HeaderMin_6HeaderMax_16 | 8
1288 | 148 | 5012A-4P-20HP VLSC | RC9940-10.48 | 1093.6698 | 1093.6698 | 4374.6794 | 4 | 1 | 5 | G | VLS_Inline | 5 | 5 | 5 | 8 | BranchMin_5BranchMax_8 | 5 | 6 | 16 | HeaderMin_6HeaderMax_16 | 10
1288 | 148 | 5012A-4P-20HP VLSC | RC9940-10.48 | 1093.6698 | 1093.6698 | 4374.6794 | 4 | 1 | 5 | G | VLS_Inline | 5 | 5 | 5 | 8 | BranchMin_5BranchMax_8 | 5 | 6 | 16 | HeaderMin_6HeaderMax_16 | 12
1288 | 148 | 5012A-4P-20HP VLSC | RC9940-10.48 | 1093.6698 | 1093.6698 | 4374.6794 | 4 | 1 | 5 | G | VLS_Inline | 5 | 5 | 5 | 8 | BranchMin_5BranchMax_8 | 5 | 6 | 16 | HeaderMin_6HeaderMax_16 | 14
1288 | 148 | 5012A-4P-20HP VLSC | RC9940-10.48 | 1093.6698 | 1093.6698 | 4374.6794 | 4 | 1 | 5 | G | VLS_Inline | 5 | 5 | 5 | 8 | BranchMin_5BranchMax_8 | 5 | 6 | 16 | HeaderMin_6HeaderMax_16 | 16
1288 | 148 | 5012A-4P-20HP VLSC | RC9940-10.48 | 1093.6698 | 1093.6698 | 4374.6794 | 4 | 1 | 5 | G | VLS_Inline | 5 | 5 | 5 | 8 | BranchMin_5BranchMax_8 | 6 | 6 | 16 | HeaderMin_6HeaderMax_16 | 6 | INVALID
1288 | 148 | 5012A-4P-20HP VLSC | RC9940-10.48 | 1093.6698 | 1093.6698 | 4374.6794 | 4 | 1 | 5 | G | VLS_Inline | 5 | 5 | 5 | 8 | BranchMin_5BranchMax_8 | 6 | 6 | 16 | HeaderMin_6HeaderMax_16 | 8
1288 | 148 | 5012A-4P-20HP VLSC | RC9940-10.48 | 1093.6698 | 1093.6698 | 4374.6794 | 4 | 1 | 5 | G | VLS_Inline | 5 | 5 | 5 | 8 | BranchMin_5BranchMax_8 | 6 | 6 | 16 | HeaderMin_6HeaderMax_16 | 10
1288 | 148 | 5012A-4P-20HP VLSC | RC9940-10.48 | 1093.6698 | 1093.6698 | 4374.6794 | 4 | 1 | 5 | G | VLS_Inline | 5 | 5 | 5 | 8 | BranchMin_5BranchMax_8 | 6 | 6 | 16 | HeaderMin_6HeaderMax_16 | 12
1288 | 148 | 5012A-4P-20HP VLSC | RC9940-10.48 | 1093.6698 | 1093.6698 | 4374.6794 | 4 | 1 | 5 | G | VLS_Inline | 5 | 5 | 5 | 8 | BranchMin_5BranchMax_8 | 6 | 6 | 16 | HeaderMin_6HeaderMax_16 | 14
1288 | 148 | 5012A-4P-20HP VLSC | RC9940-10.48 | 1093.6698 | 1093.6698 | 4374.6794 | 4 | 1 | 5 | G | VLS_Inline | 5 | 5 | 5 | 8 | BranchMin_5BranchMax_8 | 6 | 6 | 16 | HeaderMin_6HeaderMax_16 | 16
1288 | 148 | 5012A-4P-20HP VLSC | RC9940-10.48 | 1093.6698 | 1093.6698 | 4374.6794 | 4 | 1 | 5 | G | VLS_Inline | 5 | 5 | 5 | 8 | BranchMin_5BranchMax_8 | 8 | 6 | 16 | HeaderMin_6HeaderMax_16 | 6 | INVALID
1288 | 148 | 5012A-4P-20HP VLSC | RC9940-10.48 | 1093.6698 | 1093.6698 | 4374.6794 | 4 | 1 | 5 | G | VLS_Inline | 5 | 5 | 5 | 8 | BranchMin_5BranchMax_8 | 8 | 6 | 16 | HeaderMin_6HeaderMax_16 | 8 | INVALID
1288 | 148 | 5012A-4P-20HP VLSC | RC9940-10.48 | 1093.6698 | 1093.6698 | 4374.6794 | 4 | 1 | 5 | G | VLS_Inline | 5 | 5 | 5 | 8 | BranchMin_5BranchMax_8 | 8 | 6 | 16 | HeaderMin_6HeaderMax_16 | 10
1288 | 148 | 5012A-4P-20HP VLSC | RC9940-10.48 | 1093.6698 | 1093.6698 | 4374.6794 | 4 | 1 | 5 | G | VLS_Inline | 5 | 5 | 5 | 8 | BranchMin_5BranchMax_8 | 8 | 6 | 16 | HeaderMin_6HeaderMax_16 | 12
1288 | 148 | 5012A-4P-20HP VLSC | RC9940-10.48 | 1093.6698 | 1093.6698 | 4374.6794 | 4 | 1 | 5 | G | VLS_Inline | 5 | 5 | 5 | 8 | BranchMin_5BranchMax_8 | 8 | 6 | 16 | HeaderMin_6HeaderMax_16 | 14
1288 | 148 | 5012A-4P-20HP VLSC | RC9940-10.48 | 1093.6698 | 1093.6698 | 4374.6794 | 4 | 1 | 5 | G | VLS_Inline | 5 | 5 | 5 | 8 | BranchMin_5BranchMax_8 | 8 | 6 | 16 | HeaderMin_6HeaderMax_16 | 16
1289 | 149 | 5012A-4P-25HP VLSC | RC9940-11.02 | 1144.8546 | 1144.8546 | 4579.4184 | 4 | 1 | 5 | G | VLS_Inline | 5 | 5 | 5 | 8 | BranchMin_5BranchMax_8 | 5 | 6 | 16 | HeaderMin_6HeaderMax_16 | 6
1289 | 149 | 5012A-4P-25HP VLSC | RC9940-11.02 | 1144.8546 | 1144.8546 | 4579.4184 | 4 | 1 | 5 | G | VLS_Inline | 5 | 5 | 5 | 8 | BranchMin_5BranchMax_8 | 5 | 6 | 16 | HeaderMin_6HeaderMax_16 | 8
1289 | 149 | 5012A-4P-25HP VLSC | RC9940-11.02 | 1144.8546 | 1144.8546 | 4579.4184 | 4 | 1 | 5 | G | VLS_Inline | 5 | 5 | 5 | 8 | BranchMin_5BranchMax_8 | 5 | 6 | 16 | HeaderMin_6HeaderMax_16 | 10
1289 | 149 | 5012A-4P-25HP VLSC | RC9940-11.02 | 1144.8546 | 1144.8546 | 4579.4184 | 4 | 1 | 5 | G | VLS_Inline | 5 | 5 | 5 | 8 | BranchMin_5BranchMax_8 | 5 | 6 | 16 | HeaderMin_6HeaderMax_16 | 12
1289 | 149 | 5012A-4P-25HP VLSC | RC9940-11.02 | 1144.8546 | 1144.8546 | 4579.4184 | 4 | 1 | 5 | G | VLS_Inline | 5 | 5 | 5 | 8 | BranchMin_5BranchMax_8 | 5 | 6 | 16 | HeaderMin_6HeaderMax_16 | 14
1289 | 149 | 5012A-4P-25HP VLSC | RC9940-11.02 | 1144.8546 | 1144.8546 | 4579.4184 | 4 | 1 | 5 | G | VLS_Inline | 5 | 5 | 5 | 8 | BranchMin_5BranchMax_8 | 5 | 6 | 16 | HeaderMin_6HeaderMax_16 | 16
1289 | 149 | 5012A-4P-25HP VLSC | RC9940-11.02 | 1144.8546 | 1144.8546 | 4579.4184 | 4 | 1 | 5 | G | VLS_Inline | 5 | 5 | 5 | 8 | BranchMin_5BranchMax_8 | 6 | 6 | 16 | HeaderMin_6HeaderMax_16 | 6 | INVALID
1289 | 149 | 5012A-4P-25HP VLSC | RC9940-11.02 | 1144.8546 | 1144.8546 | 4579.4184 | 4 | 1 | 5 | G | VLS_Inline | 5 | 5 | 5 | 8 | BranchMin_5BranchMax_8 | 6 | 6 | 16 | HeaderMin_6HeaderMax_16 | 8
1289 | 149 | 5012A-4P-25HP VLSC | RC9940-11.02 | 1144.8546 | 1144.8546 | 4579.4184 | 4 | 1 | 5 | G | VLS_Inline | 5 | 5 | 5 | 8 | BranchMin_5BranchMax_8 | 6 | 6 | 16 | HeaderMin_6HeaderMax_16 | 10
1289 | 149 | 5012A-4P-25HP VLSC | RC9940-11.02 | 1144.8546 | 1144.8546 | 4579.4184 | 4 | 1 | 5 | G | VLS_Inline | 5 | 5 | 5 | 8 | BranchMin_5BranchMax_8 | 6 | 6 | 16 | HeaderMin_6HeaderMax_16 | 12
1289 | 149 | 5012A-4P-25HP VLSC | RC9940-11.02 | 1144.8546 | 1144.8546 | 4579.4184 | 4 | 1 | 5 | G | VLS_Inline | 5 | 5 | 5 | 8 | BranchMin_5BranchMax_8 | 6 | 6 | 16 | HeaderMin_6HeaderMax_16 | 14
1289 | 149 | 5012A-4P-25HP VLSC | RC9940-11.02 | 1144.8546 | 1144.8546 | 4579.4184 | 4 | 1 | 5 | G | VLS_Inline | 5 | 5 | 5 | 8 | BranchMin_5BranchMax_8 | 6 | 6 | 16 | HeaderMin_6HeaderMax_16 | 16
1289 | 149 | 5012A-4P-25HP VLSC | RC9940-11.02 | 1144.8546 | 1144.8546 | 4579.4184 | 4 | 1 | 5 | G | VLS_Inline | 5 | 5 | 5 | 8 | BranchMin_5BranchMax_8 | 8 | 6 | 16 | HeaderMin_6HeaderMax_16 | 6 | INVALID
1289 | 149 | 5012A-4P-25HP VLSC | RC9940-11.02 | 1144.8546 | 1144.8546 | 4579.4184 | 4 | 1 | 5 | G | VLS_Inline | 5 | 5 | 5 | 8 | BranchMin_5BranchMax_8 | 8 | 6 | 16 | HeaderMin_6HeaderMax_16 | 8 | INVALID
1289 | 149 | 5012A-4P-25HP VLSC | RC9940-11.02 | 1144.8546 | 1144.8546 | 4579.4184 | 4 | 1 | 5 | G | VLS_Inline | 5 | 5 | 5 | 8 | BranchMin_5BranchMax_8 | 8 | 6 | 16 | HeaderMin_6HeaderMax_16 | 10
1289 | 149 | 5012A-4P-25HP VLSC | RC9940-11.02 | 1144.8546 | 1144.8546 | 4579.4184 | 4 | 1 | 5 | G | VLS_Inline | 5 | 5 | 5 | 8 | BranchMin_5BranchMax_8 | 8 | 6 | 16 | HeaderMin_6HeaderMax_16 | 12
1289 | 149 | 5012A-4P-25HP VLSC | RC9940-11.02 | 1144.8546 | 1144.8546 | 4579.4184 | 4 | 1 | 5 | G | VLS_Inline | 5 | 5 | 5 | 8 | BranchMin_5BranchMax_8 | 8 | 6 | 16 | HeaderMin_6HeaderMax_16 | 14
1289 | 149 | 5012A-4P-25HP VLSC | RC9940-11.02 | 1144.8546 | 1144.8546 | 4579.4184 | 4 | 1 | 5 | G | VLS_Inline | 5 | 5 | 5 | 8 | BranchMin_5BranchMax_8 | 8 | 6 | 16 | HeaderMin_6HeaderMax_16 | 16
1290 | 150 | 5012A-4P-30HP VLSC | RC9940-11.62-4P | 1204.5001 | 1204.5001 | 4818.0004 | 4 | 1 | 5 | G | VLS_Inline | 5 | 5 | 5 | 8 | BranchMin_5BranchMax_8 | 5 | 6 | 16 | HeaderMin_6HeaderMax_16 | 6
1290 | 150 | 5012A-4P-30HP VLSC | RC9940-11.62-4P | 1204.5001 | 1204.5001 | 4818.0004 | 4 | 1 | 5 | G | VLS_Inline | 5 | 5 | 5 | 8 | BranchMin_5BranchMax_8 | 5 | 6 | 16 | HeaderMin_6HeaderMax_16 | 8
1290 | 150 | 5012A-4P-30HP VLSC | RC9940-11.62-4P | 1204.5001 | 1204.5001 | 4818.0004 | 4 | 1 | 5 | G | VLS_Inline | 5 | 5 | 5 | 8 | BranchMin_5BranchMax_8 | 5 | 6 | 16 | HeaderMin_6HeaderMax_16 | 10
1290 | 150 | 5012A-4P-30HP VLSC | RC9940-11.62-4P | 1204.5001 | 1204.5001 | 4818.0004 | 4 | 1 | 5 | G | VLS_Inline | 5 | 5 | 5 | 8 | BranchMin_5BranchMax_8 | 5 | 6 | 16 | HeaderMin_6HeaderMax_16 | 12
1290 | 150 | 5012A-4P-30HP VLSC | RC9940-11.62-4P | 1204.5001 | 1204.5001 | 4818.0004 | 4 | 1 | 5 | G | VLS_Inline | 5 | 5 | 5 | 8 | BranchMin_5BranchMax_8 | 5 | 6 | 16 | HeaderMin_6HeaderMax_16 | 14
1290 | 150 | 5012A-4P-30HP VLSC | RC9940-11.62-4P | 1204.5001 | 1204.5001 | 4818.0004 | 4 | 1 | 5 | G | VLS_Inline | 5 | 5 | 5 | 8 | BranchMin_5BranchMax_8 | 5 | 6 | 16 | HeaderMin_6HeaderMax_16 | 16
1290 | 150 | 5012A-4P-30HP VLSC | RC9940-11.62-4P | 1204.5001 | 1204.5001 | 4818.0004 | 4 | 1 | 5 | G | VLS_Inline | 5 | 5 | 5 | 8 | BranchMin_5BranchMax_8 | 6 | 6 | 16 | HeaderMin_6HeaderMax_16 | 6 | INVALID
1290 | 150 | 5012A-4P-30HP VLSC | RC9940-11.62-4P | 1204.5001 | 1204.5001 | 4818.0004 | 4 | 1 | 5 | G | VLS_Inline | 5 | 5 | 5 | 8 | BranchMin_5BranchMax_8 | 6 | 6 | 16 | HeaderMin_6HeaderMax_16 | 8
1290 | 150 | 5012A-4P-30HP VLSC | RC9940-11.62-4P | 1204.5001 | 1204.5001 | 4818.0004 | 4 | 1 | 5 | G | VLS_Inline | 5 | 5 | 5 | 8 | BranchMin_5BranchMax_8 | 6 | 6 | 16 | HeaderMin_6HeaderMax_16 | 10
1290 | 150 | 5012A-4P-30HP VLSC | RC9940-11.62-4P | 1204.5001 | 1204.5001 | 4818.0004 | 4 | 1 | 5 | G | VLS_Inline | 5 | 5 | 5 | 8 | BranchMin_5BranchMax_8 | 6 | 6 | 16 | HeaderMin_6HeaderMax_16 | 12
1290 | 150 | 5012A-4P-30HP VLSC | RC9940-11.62-4P | 1204.5001 | 1204.5001 | 4818.0004 | 4 | 1 | 5 | G | VLS_Inline | 5 | 5 | 5 | 8 | BranchMin_5BranchMax_8 | 6 | 6 | 16 | HeaderMin_6HeaderMax_16 | 14
1290 | 150 | 5012A-4P-30HP VLSC | RC9940-11.62-4P | 1204.5001 | 1204.5001 | 4818.0004 | 4 | 1 | 5 | G | VLS_Inline | 5 | 5 | 5 | 8 | BranchMin_5BranchMax_8 | 6 | 6 | 16 | HeaderMin_6HeaderMax_16 | 16
1290 | 150 | 5012A-4P-30HP VLSC | RC9940-11.62-4P | 1204.5001 | 1204.5001 | 4818.0004 | 4 | 1 | 5 | G | VLS_Inline | 5 | 5 | 5 | 8 | BranchMin_5BranchMax_8 | 8 | 6 | 16 | HeaderMin_6HeaderMax_16 | 6 | INVALID
1290 | 150 | 5012A-4P-30HP VLSC | RC9940-11.62-4P | 1204.5001 | 1204.5001 | 4818.0004 | 4 | 1 | 5 | G | VLS_Inline | 5 | 5 | 5 | 8 | BranchMin_5BranchMax_8 | 8 | 6 | 16 | HeaderMin_6HeaderMax_16 | 8 | INVALID
1290 | 150 | 5012A-4P-30HP VLSC | RC9940-11.62-4P | 1204.5001 | 1204.5001 | 4818.0004 | 4 | 1 | 5 | G | VLS_Inline | 5 | 5 | 5 | 8 | BranchMin_5BranchMax_8 | 8 | 6 | 16 | HeaderMin_6HeaderMax_16 | 10
1290 | 150 | 5012A-4P-30HP VLSC | RC9940-11.62-4P | 1204.5001 | 1204.5001 | 4818.0004 | 4 | 1 | 5 | G | VLS_Inline | 5 | 5 | 5 | 8 | BranchMin_5BranchMax_8 | 8 | 6 | 16 | HeaderMin_6HeaderMax_16 | 12
1290 | 150 | 5012A-4P-30HP VLSC | RC9940-11.62-4P | 1204.5001 | 1204.5001 | 4818.0004 | 4 | 1 | 5 | G | VLS_Inline | 5 | 5 | 5 | 8 | BranchMin_5BranchMax_8 | 8 | 6 | 16 | HeaderMin_6HeaderMax_16 | 14
1290 | 150 | 5012A-4P-30HP VLSC | RC9940-11.62-4P | 1204.5001 | 1204.5001 | 4818.0004 | 4 | 1 | 5 | G | VLS_Inline | 5 | 5 | 5 | 8 | BranchMin_5BranchMax_8 | 8 | 6 | 16 | HeaderMin_6HeaderMax_16 | 16
1291 | 151 | 5012A-4P-40HP VLSC | RC9940-12.1-4P | 1252.5 | 1252.5 | 5010 | 4 | 1 | 5 | G | VLS_Inline | 5 | 5 | 5 | 8 | BranchMin_5BranchMax_8 | 5 | 6 | 16 | HeaderMin_6HeaderMax_16 | 6
1291 | 151 | 5012A-4P-40HP VLSC | RC9940-12.1-4P | 1252.5 | 1252.5 | 5010 | 4 | 1 | 5 | G | VLS_Inline | 5 | 5 | 5 | 8 | BranchMin_5BranchMax_8 | 5 | 6 | 16 | HeaderMin_6HeaderMax_16 | 8
1291 | 151 | 5012A-4P-40HP VLSC | RC9940-12.1-4P | 1252.5 | 1252.5 | 5010 | 4 | 1 | 5 | G | VLS_Inline | 5 | 5 | 5 | 8 | BranchMin_5BranchMax_8 | 5 | 6 | 16 | HeaderMin_6HeaderMax_16 | 10
1291 | 151 | 5012A-4P-40HP VLSC | RC9940-12.1-4P | 1252.5 | 1252.5 | 5010 | 4 | 1 | 5 | G | VLS_Inline | 5 | 5 | 5 | 8 | BranchMin_5BranchMax_8 | 5 | 6 | 16 | HeaderMin_6HeaderMax_16 | 12
1291 | 151 | 5012A-4P-40HP VLSC | RC9940-12.1-4P | 1252.5 | 1252.5 | 5010 | 4 | 1 | 5 | G | VLS_Inline | 5 | 5 | 5 | 8 | BranchMin_5BranchMax_8 | 5 | 6 | 16 | HeaderMin_6HeaderMax_16 | 14
1291 | 151 | 5012A-4P-40HP VLSC | RC9940-12.1-4P | 1252.5 | 1252.5 | 5010 | 4 | 1 | 5 | G | VLS_Inline | 5 | 5 | 5 | 8 | BranchMin_5BranchMax_8 | 5 | 6 | 16 | HeaderMin_6HeaderMax_16 | 16
1291 | 151 | 5012A-4P-40HP VLSC | RC9940-12.1-4P | 1252.5 | 1252.5 | 5010 | 4 | 1 | 5 | G | VLS_Inline | 5 | 5 | 5 | 8 | BranchMin_5BranchMax_8 | 6 | 6 | 16 | HeaderMin_6HeaderMax_16 | 6 | INVALID
1291 | 151 | 5012A-4P-40HP VLSC | RC9940-12.1-4P | 1252.5 | 1252.5 | 5010 | 4 | 1 | 5 | G | VLS_Inline | 5 | 5 | 5 | 8 | BranchMin_5BranchMax_8 | 6 | 6 | 16 | HeaderMin_6HeaderMax_16 | 8
1291 | 151 | 5012A-4P-40HP VLSC | RC9940-12.1-4P | 1252.5 | 1252.5 | 5010 | 4 | 1 | 5 | G | VLS_Inline | 5 | 5 | 5 | 8 | BranchMin_5BranchMax_8 | 6 | 6 | 16 | HeaderMin_6HeaderMax_16 | 10
1291 | 151 | 5012A-4P-40HP VLSC | RC9940-12.1-4P | 1252.5 | 1252.5 | 5010 | 4 | 1 | 5 | G | VLS_Inline | 5 | 5 | 5 | 8 | BranchMin_5BranchMax_8 | 6 | 6 | 16 | HeaderMin_6HeaderMax_16 | 12
1291 | 151 | 5012A-4P-40HP VLSC | RC9940-12.1-4P | 1252.5 | 1252.5 | 5010 | 4 | 1 | 5 | G | VLS_Inline | 5 | 5 | 5 | 8 | BranchMin_5BranchMax_8 | 6 | 6 | 16 | HeaderMin_6HeaderMax_16 | 14
1291 | 151 | 5012A-4P-40HP VLSC | RC9940-12.1-4P | 1252.5 | 1252.5 | 5010 | 4 | 1 | 5 | G | VLS_Inline | 5 | 5 | 5 | 8 | BranchMin_5BranchMax_8 | 6 | 6 | 16 | HeaderMin_6HeaderMax_16 | 16
1291 | 151 | 5012A-4P-40HP VLSC | RC9940-12.1-4P | 1252.5 | 1252.5 | 5010 | 4 | 1 | 5 | G | VLS_Inline | 5 | 5 | 5 | 8 | BranchMin_5BranchMax_8 | 8 | 6 | 16 | HeaderMin_6HeaderMax_16 | 6 | INVALID
1291 | 151 | 5012A-4P-40HP VLSC | RC9940-12.1-4P | 1252.5 | 1252.5 | 5010 | 4 | 1 | 5 | G | VLS_Inline | 5 | 5 | 5 | 8 | BranchMin_5BranchMax_8 | 8 | 6 | 16 | HeaderMin_6HeaderMax_16 | 8 | INVALID
1291 | 151 | 5012A-4P-40HP VLSC | RC9940-12.1-4P | 1252.5 | 1252.5 | 5010 | 4 | 1 | 5 | G | VLS_Inline | 5 | 5 | 5 | 8 | BranchMin_5BranchMax_8 | 8 | 6 | 16 | HeaderMin_6HeaderMax_16 | 10
1291 | 151 | 5012A-4P-40HP VLSC | RC9940-12.1-4P | 1252.5 | 1252.5 | 5010 | 4 | 1 | 5 | G | VLS_Inline | 5 | 5 | 5 | 8 | BranchMin_5BranchMax_8 | 8 | 6 | 16 | HeaderMin_6HeaderMax_16 | 12
1291 | 151 | 5012A-4P-40HP VLSC | RC9940-12.1-4P | 1252.5 | 1252.5 | 5010 | 4 | 1 | 5 | G | VLS_Inline | 5 | 5 | 5 | 8 | BranchMin_5BranchMax_8 | 8 | 6 | 16 | HeaderMin_6HeaderMax_16 | 14
1291 | 151 | 5012A-4P-40HP VLSC | RC9940-12.1-4P | 1252.5 | 1252.5 | 5010 | 4 | 1 | 5 | G | VLS_Inline | 5 | 5 | 5 | 8 | BranchMin_5BranchMax_8 | 8 | 6 | 16 | HeaderMin_6HeaderMax_16 | 16
1292 | 152 | 5012C-4P-10HP VLSC | VLSC_5012C_4P_10HP | 648.3835 | 648.3835 | 2593.534 | 4 | 1 | 5 | G | VLS_Inline | 5 | 5 | 5 | 5 | BranchMin_5BranchMax_5 | 5 | 6 | 12 | HeaderMin_6HeaderMax_12 | 6
1292 | 152 | 5012C-4P-10HP VLSC | VLSC_5012C_4P_10HP | 648.3835 | 648.3835 | 2593.534 | 4 | 1 | 5 | G | VLS_Inline | 5 | 5 | 5 | 5 | BranchMin_5BranchMax_5 | 5 | 6 | 12 | HeaderMin_6HeaderMax_12 | 8
1292 | 152 | 5012C-4P-10HP VLSC | VLSC_5012C_4P_10HP | 648.3835 | 648.3835 | 2593.534 | 4 | 1 | 5 | G | VLS_Inline | 5 | 5 | 5 | 5 | BranchMin_5BranchMax_5 | 5 | 6 | 12 | HeaderMin_6HeaderMax_12 | 10
1292 | 152 | 5012C-4P-10HP VLSC | VLSC_5012C_4P_10HP | 648.3835 | 648.3835 | 2593.534 | 4 | 1 | 5 | G | VLS_Inline | 5 | 5 | 5 | 5 | BranchMin_5BranchMax_5 | 5 | 6 | 12 | HeaderMin_6HeaderMax_12 | 12
1293 | 153 | 5012C-4P-15HP VLSC | VLSC_5012C_4P_15HP | 820.3589 | 820.3589 | 3281.4355 | 4 | 1 | 5 | G | VLS_Inline | 5 | 5 | 5 | 6 | BranchMin_5BranchMax_6 | 5 | 6 | 12 | HeaderMin_6HeaderMax_12 | 6
1293 | 153 | 5012C-4P-15HP VLSC | VLSC_5012C_4P_15HP | 820.3589 | 820.3589 | 3281.4355 | 4 | 1 | 5 | G | VLS_Inline | 5 | 5 | 5 | 6 | BranchMin_5BranchMax_6 | 5 | 6 | 12 | HeaderMin_6HeaderMax_12 | 8
1293 | 153 | 5012C-4P-15HP VLSC | VLSC_5012C_4P_15HP | 820.3589 | 820.3589 | 3281.4355 | 4 | 1 | 5 | G | VLS_Inline | 5 | 5 | 5 | 6 | BranchMin_5BranchMax_6 | 5 | 6 | 12 | HeaderMin_6HeaderMax_12 | 10
1293 | 153 | 5012C-4P-15HP VLSC | VLSC_5012C_4P_15HP | 820.3589 | 820.3589 | 3281.4355 | 4 | 1 | 5 | G | VLS_Inline | 5 | 5 | 5 | 6 | BranchMin_5BranchMax_6 | 5 | 6 | 12 | HeaderMin_6HeaderMax_12 | 12
1293 | 153 | 5012C-4P-15HP VLSC | VLSC_5012C_4P_15HP | 820.3589 | 820.3589 | 3281.4355 | 4 | 1 | 5 | G | VLS_Inline | 5 | 5 | 5 | 6 | BranchMin_5BranchMax_6 | 6 | 6 | 12 | HeaderMin_6HeaderMax_12 | 6 | INVALID
1293 | 153 | 5012C-4P-15HP VLSC | VLSC_5012C_4P_15HP | 820.3589 | 820.3589 | 3281.4355 | 4 | 1 | 5 | G | VLS_Inline | 5 | 5 | 5 | 6 | BranchMin_5BranchMax_6 | 6 | 6 | 12 | HeaderMin_6HeaderMax_12 | 8
1293 | 153 | 5012C-4P-15HP VLSC | VLSC_5012C_4P_15HP | 820.3589 | 820.3589 | 3281.4355 | 4 | 1 | 5 | G | VLS_Inline | 5 | 5 | 5 | 6 | BranchMin_5BranchMax_6 | 6 | 6 | 12 | HeaderMin_6HeaderMax_12 | 10
1293 | 153 | 5012C-4P-15HP VLSC | VLSC_5012C_4P_15HP | 820.3589 | 820.3589 | 3281.4355 | 4 | 1 | 5 | G | VLS_Inline | 5 | 5 | 5 | 6 | BranchMin_5BranchMax_6 | 6 | 6 | 12 | HeaderMin_6HeaderMax_12 | 12
1294 | 154 | 5012C-4P-20HP VLSC | VLSC_5012C_4P_20HP | 941.0352 | 941.0352 | 3764.1408 | 4 | 1 | 5 | G | VLS_Inline | 5 | 5 | 5 | 6 | BranchMin_5BranchMax_6 | 5 | 6 | 14 | HeaderMin_6HeaderMax_14 | 6
1294 | 154 | 5012C-4P-20HP VLSC | VLSC_5012C_4P_20HP | 941.0352 | 941.0352 | 3764.1408 | 4 | 1 | 5 | G | VLS_Inline | 5 | 5 | 5 | 6 | BranchMin_5BranchMax_6 | 5 | 6 | 14 | HeaderMin_6HeaderMax_14 | 8
1294 | 154 | 5012C-4P-20HP VLSC | VLSC_5012C_4P_20HP | 941.0352 | 941.0352 | 3764.1408 | 4 | 1 | 5 | G | VLS_Inline | 5 | 5 | 5 | 6 | BranchMin_5BranchMax_6 | 5 | 6 | 14 | HeaderMin_6HeaderMax_14 | 10
1294 | 154 | 5012C-4P-20HP VLSC | VLSC_5012C_4P_20HP | 941.0352 | 941.0352 | 3764.1408 | 4 | 1 | 5 | G | VLS_Inline | 5 | 5 | 5 | 6 | BranchMin_5BranchMax_6 | 5 | 6 | 14 | HeaderMin_6HeaderMax_14 | 12
1294 | 154 | 5012C-4P-20HP VLSC | VLSC_5012C_4P_20HP | 941.0352 | 941.0352 | 3764.1408 | 4 | 1 | 5 | G | VLS_Inline | 5 | 5 | 5 | 6 | BranchMin_5BranchMax_6 | 5 | 6 | 14 | HeaderMin_6HeaderMax_14 | 14
1294 | 154 | 5012C-4P-20HP VLSC | VLSC_5012C_4P_20HP | 941.0352 | 941.0352 | 3764.1408 | 4 | 1 | 5 | G | VLS_Inline | 5 | 5 | 5 | 6 | BranchMin_5BranchMax_6 | 6 | 6 | 14 | HeaderMin_6HeaderMax_14 | 6 | INVALID
1294 | 154 | 5012C-4P-20HP VLSC | VLSC_5012C_4P_20HP | 941.0352 | 941.0352 | 3764.1408 | 4 | 1 | 5 | G | VLS_Inline | 5 | 5 | 5 | 6 | BranchMin_5BranchMax_6 | 6 | 6 | 14 | HeaderMin_6HeaderMax_14 | 8
1294 | 154 | 5012C-4P-20HP VLSC | VLSC_5012C_4P_20HP | 941.0352 | 941.0352 | 3764.1408 | 4 | 1 | 5 | G | VLS_Inline | 5 | 5 | 5 | 6 | BranchMin_5BranchMax_6 | 6 | 6 | 14 | HeaderMin_6HeaderMax_14 | 10
1294 | 154 | 5012C-4P-20HP VLSC | VLSC_5012C_4P_20HP | 941.0352 | 941.0352 | 3764.1408 | 4 | 1 | 5 | G | VLS_Inline | 5 | 5 | 5 | 6 | BranchMin_5BranchMax_6 | 6 | 6 | 14 | HeaderMin_6HeaderMax_14 | 12
1294 | 154 | 5012C-4P-20HP VLSC | VLSC_5012C_4P_20HP | 941.0352 | 941.0352 | 3764.1408 | 4 | 1 | 5 | G | VLS_Inline | 5 | 5 | 5 | 6 | BranchMin_5BranchMax_6 | 6 | 6 | 14 | HeaderMin_6HeaderMax_14 | 14
1295 | 155 | 5012C-4P-25HP VLSC | VLSC_5012C_4P_25HP | 1045.3157 | 1045.3157 | 4181.2627 | 4 | 1 | 5 | G | VLS_Inline | 5 | 5 | 5 | 8 | BranchMin_5BranchMax_8 | 5 | 6 | 14 | HeaderMin_6HeaderMax_14 | 6
1295 | 155 | 5012C-4P-25HP VLSC | VLSC_5012C_4P_25HP | 1045.3157 | 1045.3157 | 4181.2627 | 4 | 1 | 5 | G | VLS_Inline | 5 | 5 | 5 | 8 | BranchMin_5BranchMax_8 | 5 | 6 | 14 | HeaderMin_6HeaderMax_14 | 8
1295 | 155 | 5012C-4P-25HP VLSC | VLSC_5012C_4P_25HP | 1045.3157 | 1045.3157 | 4181.2627 | 4 | 1 | 5 | G | VLS_Inline | 5 | 5 | 5 | 8 | BranchMin_5BranchMax_8 | 5 | 6 | 14 | HeaderMin_6HeaderMax_14 | 10
1295 | 155 | 5012C-4P-25HP VLSC | VLSC_5012C_4P_25HP | 1045.3157 | 1045.3157 | 4181.2627 | 4 | 1 | 5 | G | VLS_Inline | 5 | 5 | 5 | 8 | BranchMin_5BranchMax_8 | 5 | 6 | 14 | HeaderMin_6HeaderMax_14 | 12
1295 | 155 | 5012C-4P-25HP VLSC | VLSC_5012C_4P_25HP | 1045.3157 | 1045.3157 | 4181.2627 | 4 | 1 | 5 | G | VLS_Inline | 5 | 5 | 5 | 8 | BranchMin_5BranchMax_8 | 5 | 6 | 14 | HeaderMin_6HeaderMax_14 | 14
1295 | 155 | 5012C-4P-25HP VLSC | VLSC_5012C_4P_25HP | 1045.3157 | 1045.3157 | 4181.2627 | 4 | 1 | 5 | G | VLS_Inline | 5 | 5 | 5 | 8 | BranchMin_5BranchMax_8 | 6 | 6 | 14 | HeaderMin_6HeaderMax_14 | 6 | INVALID
1295 | 155 | 5012C-4P-25HP VLSC | VLSC_5012C_4P_25HP | 1045.3157 | 1045.3157 | 4181.2627 | 4 | 1 | 5 | G | VLS_Inline | 5 | 5 | 5 | 8 | BranchMin_5BranchMax_8 | 6 | 6 | 14 | HeaderMin_6HeaderMax_14 | 8
1295 | 155 | 5012C-4P-25HP VLSC | VLSC_5012C_4P_25HP | 1045.3157 | 1045.3157 | 4181.2627 | 4 | 1 | 5 | G | VLS_Inline | 5 | 5 | 5 | 8 | BranchMin_5BranchMax_8 | 6 | 6 | 14 | HeaderMin_6HeaderMax_14 | 10
1295 | 155 | 5012C-4P-25HP VLSC | VLSC_5012C_4P_25HP | 1045.3157 | 1045.3157 | 4181.2627 | 4 | 1 | 5 | G | VLS_Inline | 5 | 5 | 5 | 8 | BranchMin_5BranchMax_8 | 6 | 6 | 14 | HeaderMin_6HeaderMax_14 | 12
1295 | 155 | 5012C-4P-25HP VLSC | VLSC_5012C_4P_25HP | 1045.3157 | 1045.3157 | 4181.2627 | 4 | 1 | 5 | G | VLS_Inline | 5 | 5 | 5 | 8 | BranchMin_5BranchMax_8 | 6 | 6 | 14 | HeaderMin_6HeaderMax_14 | 14
1295 | 155 | 5012C-4P-25HP VLSC | VLSC_5012C_4P_25HP | 1045.3157 | 1045.3157 | 4181.2627 | 4 | 1 | 5 | G | VLS_Inline | 5 | 5 | 5 | 8 | BranchMin_5BranchMax_8 | 8 | 6 | 14 | HeaderMin_6HeaderMax_14 | 6 | INVALID
1295 | 155 | 5012C-4P-25HP VLSC | VLSC_5012C_4P_25HP | 1045.3157 | 1045.3157 | 4181.2627 | 4 | 1 | 5 | G | VLS_Inline | 5 | 5 | 5 | 8 | BranchMin_5BranchMax_8 | 8 | 6 | 14 | HeaderMin_6HeaderMax_14 | 8 | INVALID
1295 | 155 | 5012C-4P-25HP VLSC | VLSC_5012C_4P_25HP | 1045.3157 | 1045.3157 | 4181.2627 | 4 | 1 | 5 | G | VLS_Inline | 5 | 5 | 5 | 8 | BranchMin_5BranchMax_8 | 8 | 6 | 14 | HeaderMin_6HeaderMax_14 | 10
1295 | 155 | 5012C-4P-25HP VLSC | VLSC_5012C_4P_25HP | 1045.3157 | 1045.3157 | 4181.2627 | 4 | 1 | 5 | G | VLS_Inline | 5 | 5 | 5 | 8 | BranchMin_5BranchMax_8 | 8 | 6 | 14 | HeaderMin_6HeaderMax_14 | 12
1295 | 155 | 5012C-4P-25HP VLSC | VLSC_5012C_4P_25HP | 1045.3157 | 1045.3157 | 4181.2627 | 4 | 1 | 5 | G | VLS_Inline | 5 | 5 | 5 | 8 | BranchMin_5BranchMax_8 | 8 | 6 | 14 | HeaderMin_6HeaderMax_14 | 14
1296 | 156 | 5012C-4P-30HP VLSC | VLSC_5012C_4P_30HP | 1136.5096 | 1136.5096 | 4546.0383 | 4 | 1 | 5 | G | VLS_Inline | 5 | 5 | 5 | 8 | BranchMin_5BranchMax_8 | 5 | 6 | 16 | HeaderMin_6HeaderMax_16 | 6
1296 | 156 | 5012C-4P-30HP VLSC | VLSC_5012C_4P_30HP | 1136.5096 | 1136.5096 | 4546.0383 | 4 | 1 | 5 | G | VLS_Inline | 5 | 5 | 5 | 8 | BranchMin_5BranchMax_8 | 5 | 6 | 16 | HeaderMin_6HeaderMax_16 | 8
1296 | 156 | 5012C-4P-30HP VLSC | VLSC_5012C_4P_30HP | 1136.5096 | 1136.5096 | 4546.0383 | 4 | 1 | 5 | G | VLS_Inline | 5 | 5 | 5 | 8 | BranchMin_5BranchMax_8 | 5 | 6 | 16 | HeaderMin_6HeaderMax_16 | 10
1296 | 156 | 5012C-4P-30HP VLSC | VLSC_5012C_4P_30HP | 1136.5096 | 1136.5096 | 4546.0383 | 4 | 1 | 5 | G | VLS_Inline | 5 | 5 | 5 | 8 | BranchMin_5BranchMax_8 | 5 | 6 | 16 | HeaderMin_6HeaderMax_16 | 12
1296 | 156 | 5012C-4P-30HP VLSC | VLSC_5012C_4P_30HP | 1136.5096 | 1136.5096 | 4546.0383 | 4 | 1 | 5 | G | VLS_Inline | 5 | 5 | 5 | 8 | BranchMin_5BranchMax_8 | 5 | 6 | 16 | HeaderMin_6HeaderMax_16 | 14
1296 | 156 | 5012C-4P-30HP VLSC | VLSC_5012C_4P_30HP | 1136.5096 | 1136.5096 | 4546.0383 | 4 | 1 | 5 | G | VLS_Inline | 5 | 5 | 5 | 8 | BranchMin_5BranchMax_8 | 5 | 6 | 16 | HeaderMin_6HeaderMax_16 | 16
1296 | 156 | 5012C-4P-30HP VLSC | VLSC_5012C_4P_30HP | 1136.5096 | 1136.5096 | 4546.0383 | 4 | 1 | 5 | G | VLS_Inline | 5 | 5 | 5 | 8 | BranchMin_5BranchMax_8 | 6 | 6 | 16 | HeaderMin_6HeaderMax_16 | 6 | INVALID
1296 | 156 | 5012C-4P-30HP VLSC | VLSC_5012C_4P_30HP | 1136.5096 | 1136.5096 | 4546.0383 | 4 | 1 | 5 | G | VLS_Inline | 5 | 5 | 5 | 8 | BranchMin_5BranchMax_8 | 6 | 6 | 16 | HeaderMin_6HeaderMax_16 | 8
1296 | 156 | 5012C-4P-30HP VLSC | VLSC_5012C_4P_30HP | 1136.5096 | 1136.5096 | 4546.0383 | 4 | 1 | 5 | G | VLS_Inline | 5 | 5 | 5 | 8 | BranchMin_5BranchMax_8 | 6 | 6 | 16 | HeaderMin_6HeaderMax_16 | 10
1296 | 156 | 5012C-4P-30HP VLSC | VLSC_5012C_4P_30HP | 1136.5096 | 1136.5096 | 4546.0383 | 4 | 1 | 5 | G | VLS_Inline | 5 | 5 | 5 | 8 | BranchMin_5BranchMax_8 | 6 | 6 | 16 | HeaderMin_6HeaderMax_16 | 12
1296 | 156 | 5012C-4P-30HP VLSC | VLSC_5012C_4P_30HP | 1136.5096 | 1136.5096 | 4546.0383 | 4 | 1 | 5 | G | VLS_Inline | 5 | 5 | 5 | 8 | BranchMin_5BranchMax_8 | 6 | 6 | 16 | HeaderMin_6HeaderMax_16 | 14
1296 | 156 | 5012C-4P-30HP VLSC | VLSC_5012C_4P_30HP | 1136.5096 | 1136.5096 | 4546.0383 | 4 | 1 | 5 | G | VLS_Inline | 5 | 5 | 5 | 8 | BranchMin_5BranchMax_8 | 6 | 6 | 16 | HeaderMin_6HeaderMax_16 | 16
1296 | 156 | 5012C-4P-30HP VLSC | VLSC_5012C_4P_30HP | 1136.5096 | 1136.5096 | 4546.0383 | 4 | 1 | 5 | G | VLS_Inline | 5 | 5 | 5 | 8 | BranchMin_5BranchMax_8 | 8 | 6 | 16 | HeaderMin_6HeaderMax_16 | 6 | INVALID
1296 | 156 | 5012C-4P-30HP VLSC | VLSC_5012C_4P_30HP | 1136.5096 | 1136.5096 | 4546.0383 | 4 | 1 | 5 | G | VLS_Inline | 5 | 5 | 5 | 8 | BranchMin_5BranchMax_8 | 8 | 6 | 16 | HeaderMin_6HeaderMax_16 | 8 | INVALID
1296 | 156 | 5012C-4P-30HP VLSC | VLSC_5012C_4P_30HP | 1136.5096 | 1136.5096 | 4546.0383 | 4 | 1 | 5 | G | VLS_Inline | 5 | 5 | 5 | 8 | BranchMin_5BranchMax_8 | 8 | 6 | 16 | HeaderMin_6HeaderMax_16 | 10
1296 | 156 | 5012C-4P-30HP VLSC | VLSC_5012C_4P_30HP | 1136.5096 | 1136.5096 | 4546.0383 | 4 | 1 | 5 | G | VLS_Inline | 5 | 5 | 5 | 8 | BranchMin_5BranchMax_8 | 8 | 6 | 16 | HeaderMin_6HeaderMax_16 | 12
1296 | 156 | 5012C-4P-30HP VLSC | VLSC_5012C_4P_30HP | 1136.5096 | 1136.5096 | 4546.0383 | 4 | 1 | 5 | G | VLS_Inline | 5 | 5 | 5 | 8 | BranchMin_5BranchMax_8 | 8 | 6 | 16 | HeaderMin_6HeaderMax_16 | 14
1296 | 156 | 5012C-4P-30HP VLSC | VLSC_5012C_4P_30HP | 1136.5096 | 1136.5096 | 4546.0383 | 4 | 1 | 5 | G | VLS_Inline | 5 | 5 | 5 | 8 | BranchMin_5BranchMax_8 | 8 | 6 | 16 | HeaderMin_6HeaderMax_16 | 16
1297 | 157 | 5012C-4P-40HP VLSC | VLSC_5012C_4P_40HP | 1235.933 | 1235.933 | 4943.7321 | 4 | 1 | 5 | G | VLS_Inline | 5 | 5 | 5 | 8 | BranchMin_5BranchMax_8 | 5 | 6 | 16 | HeaderMin_6HeaderMax_16 | 6
1297 | 157 | 5012C-4P-40HP VLSC | VLSC_5012C_4P_40HP | 1235.933 | 1235.933 | 4943.7321 | 4 | 1 | 5 | G | VLS_Inline | 5 | 5 | 5 | 8 | BranchMin_5BranchMax_8 | 5 | 6 | 16 | HeaderMin_6HeaderMax_16 | 8
1297 | 157 | 5012C-4P-40HP VLSC | VLSC_5012C_4P_40HP | 1235.933 | 1235.933 | 4943.7321 | 4 | 1 | 5 | G | VLS_Inline | 5 | 5 | 5 | 8 | BranchMin_5BranchMax_8 | 5 | 6 | 16 | HeaderMin_6HeaderMax_16 | 10
1297 | 157 | 5012C-4P-40HP VLSC | VLSC_5012C_4P_40HP | 1235.933 | 1235.933 | 4943.7321 | 4 | 1 | 5 | G | VLS_Inline | 5 | 5 | 5 | 8 | BranchMin_5BranchMax_8 | 5 | 6 | 16 | HeaderMin_6HeaderMax_16 | 12
1297 | 157 | 5012C-4P-40HP VLSC | VLSC_5012C_4P_40HP | 1235.933 | 1235.933 | 4943.7321 | 4 | 1 | 5 | G | VLS_Inline | 5 | 5 | 5 | 8 | BranchMin_5BranchMax_8 | 5 | 6 | 16 | HeaderMin_6HeaderMax_16 | 14
1297 | 157 | 5012C-4P-40HP VLSC | VLSC_5012C_4P_40HP | 1235.933 | 1235.933 | 4943.7321 | 4 | 1 | 5 | G | VLS_Inline | 5 | 5 | 5 | 8 | BranchMin_5BranchMax_8 | 5 | 6 | 16 | HeaderMin_6HeaderMax_16 | 16
1297 | 157 | 5012C-4P-40HP VLSC | VLSC_5012C_4P_40HP | 1235.933 | 1235.933 | 4943.7321 | 4 | 1 | 5 | G | VLS_Inline | 5 | 5 | 5 | 8 | BranchMin_5BranchMax_8 | 6 | 6 | 16 | HeaderMin_6HeaderMax_16 | 6 | INVALID
1297 | 157 | 5012C-4P-40HP VLSC | VLSC_5012C_4P_40HP | 1235.933 | 1235.933 | 4943.7321 | 4 | 1 | 5 | G | VLS_Inline | 5 | 5 | 5 | 8 | BranchMin_5BranchMax_8 | 6 | 6 | 16 | HeaderMin_6HeaderMax_16 | 8
1297 | 157 | 5012C-4P-40HP VLSC | VLSC_5012C_4P_40HP | 1235.933 | 1235.933 | 4943.7321 | 4 | 1 | 5 | G | VLS_Inline | 5 | 5 | 5 | 8 | BranchMin_5BranchMax_8 | 6 | 6 | 16 | HeaderMin_6HeaderMax_16 | 10
1297 | 157 | 5012C-4P-40HP VLSC | VLSC_5012C_4P_40HP | 1235.933 | 1235.933 | 4943.7321 | 4 | 1 | 5 | G | VLS_Inline | 5 | 5 | 5 | 8 | BranchMin_5BranchMax_8 | 6 | 6 | 16 | HeaderMin_6HeaderMax_16 | 12
1297 | 157 | 5012C-4P-40HP VLSC | VLSC_5012C_4P_40HP | 1235.933 | 1235.933 | 4943.7321 | 4 | 1 | 5 | G | VLS_Inline | 5 | 5 | 5 | 8 | BranchMin_5BranchMax_8 | 6 | 6 | 16 | HeaderMin_6HeaderMax_16 | 14
1297 | 157 | 5012C-4P-40HP VLSC | VLSC_5012C_4P_40HP | 1235.933 | 1235.933 | 4943.7321 | 4 | 1 | 5 | G | VLS_Inline | 5 | 5 | 5 | 8 | BranchMin_5BranchMax_8 | 6 | 6 | 16 | HeaderMin_6HeaderMax_16 | 16
1297 | 157 | 5012C-4P-40HP VLSC | VLSC_5012C_4P_40HP | 1235.933 | 1235.933 | 4943.7321 | 4 | 1 | 5 | G | VLS_Inline | 5 | 5 | 5 | 8 | BranchMin_5BranchMax_8 | 8 | 6 | 16 | HeaderMin_6HeaderMax_16 | 6 | INVALID
1297 | 157 | 5012C-4P-40HP VLSC | VLSC_5012C_4P_40HP | 1235.933 | 1235.933 | 4943.7321 | 4 | 1 | 5 | G | VLS_Inline | 5 | 5 | 5 | 8 | BranchMin_5BranchMax_8 | 8 | 6 | 16 | HeaderMin_6HeaderMax_16 | 8 | INVALID
1297 | 157 | 5012C-4P-40HP VLSC | VLSC_5012C_4P_40HP | 1235.933 | 1235.933 | 4943.7321 | 4 | 1 | 5 | G | VLS_Inline | 5 | 5 | 5 | 8 | BranchMin_5BranchMax_8 | 8 | 6 | 16 | HeaderMin_6HeaderMax_16 | 10
1297 | 157 | 5012C-4P-40HP VLSC | VLSC_5012C_4P_40HP | 1235.933 | 1235.933 | 4943.7321 | 4 | 1 | 5 | G | VLS_Inline | 5 | 5 | 5 | 8 | BranchMin_5BranchMax_8 | 8 | 6 | 16 | HeaderMin_6HeaderMax_16 | 12
1297 | 157 | 5012C-4P-40HP VLSC | VLSC_5012C_4P_40HP | 1235.933 | 1235.933 | 4943.7321 | 4 | 1 | 5 | G | VLS_Inline | 5 | 5 | 5 | 8 | BranchMin_5BranchMax_8 | 8 | 6 | 16 | HeaderMin_6HeaderMax_16 | 14
1297 | 157 | 5012C-4P-40HP VLSC | VLSC_5012C_4P_40HP | 1235.933 | 1235.933 | 4943.7321 | 4 | 1 | 5 | G | VLS_Inline | 5 | 5 | 5 | 8 | BranchMin_5BranchMax_8 | 8 | 6 | 16 | HeaderMin_6HeaderMax_16 | 16
1298 | 158 | 50157-4P-50HP VLSC | VLSC_50157_4P_50HP | 1229.0007 | 1229.0007 | 4916.0029 | 4 | 1 | 5 | G | VLS_Inline | 5 | 5 | 5 | 8 | BranchMin_5BranchMax_8 | 5 | 6 | 16 | HeaderMin_6HeaderMax_16 | 6
1298 | 158 | 50157-4P-50HP VLSC | VLSC_50157_4P_50HP | 1229.0007 | 1229.0007 | 4916.0029 | 4 | 1 | 5 | G | VLS_Inline | 5 | 5 | 5 | 8 | BranchMin_5BranchMax_8 | 5 | 6 | 16 | HeaderMin_6HeaderMax_16 | 8
1298 | 158 | 50157-4P-50HP VLSC | VLSC_50157_4P_50HP | 1229.0007 | 1229.0007 | 4916.0029 | 4 | 1 | 5 | G | VLS_Inline | 5 | 5 | 5 | 8 | BranchMin_5BranchMax_8 | 5 | 6 | 16 | HeaderMin_6HeaderMax_16 | 10
1298 | 158 | 50157-4P-50HP VLSC | VLSC_50157_4P_50HP | 1229.0007 | 1229.0007 | 4916.0029 | 4 | 1 | 5 | G | VLS_Inline | 5 | 5 | 5 | 8 | BranchMin_5BranchMax_8 | 5 | 6 | 16 | HeaderMin_6HeaderMax_16 | 12
1298 | 158 | 50157-4P-50HP VLSC | VLSC_50157_4P_50HP | 1229.0007 | 1229.0007 | 4916.0029 | 4 | 1 | 5 | G | VLS_Inline | 5 | 5 | 5 | 8 | BranchMin_5BranchMax_8 | 5 | 6 | 16 | HeaderMin_6HeaderMax_16 | 14
1298 | 158 | 50157-4P-50HP VLSC | VLSC_50157_4P_50HP | 1229.0007 | 1229.0007 | 4916.0029 | 4 | 1 | 5 | G | VLS_Inline | 5 | 5 | 5 | 8 | BranchMin_5BranchMax_8 | 5 | 6 | 16 | HeaderMin_6HeaderMax_16 | 16
1298 | 158 | 50157-4P-50HP VLSC | VLSC_50157_4P_50HP | 1229.0007 | 1229.0007 | 4916.0029 | 4 | 1 | 5 | G | VLS_Inline | 5 | 5 | 5 | 8 | BranchMin_5BranchMax_8 | 6 | 6 | 16 | HeaderMin_6HeaderMax_16 | 6 | INVALID
1298 | 158 | 50157-4P-50HP VLSC | VLSC_50157_4P_50HP | 1229.0007 | 1229.0007 | 4916.0029 | 4 | 1 | 5 | G | VLS_Inline | 5 | 5 | 5 | 8 | BranchMin_5BranchMax_8 | 6 | 6 | 16 | HeaderMin_6HeaderMax_16 | 8
1298 | 158 | 50157-4P-50HP VLSC | VLSC_50157_4P_50HP | 1229.0007 | 1229.0007 | 4916.0029 | 4 | 1 | 5 | G | VLS_Inline | 5 | 5 | 5 | 8 | BranchMin_5BranchMax_8 | 6 | 6 | 16 | HeaderMin_6HeaderMax_16 | 10
1298 | 158 | 50157-4P-50HP VLSC | VLSC_50157_4P_50HP | 1229.0007 | 1229.0007 | 4916.0029 | 4 | 1 | 5 | G | VLS_Inline | 5 | 5 | 5 | 8 | BranchMin_5BranchMax_8 | 6 | 6 | 16 | HeaderMin_6HeaderMax_16 | 12
1298 | 158 | 50157-4P-50HP VLSC | VLSC_50157_4P_50HP | 1229.0007 | 1229.0007 | 4916.0029 | 4 | 1 | 5 | G | VLS_Inline | 5 | 5 | 5 | 8 | BranchMin_5BranchMax_8 | 6 | 6 | 16 | HeaderMin_6HeaderMax_16 | 14
1298 | 158 | 50157-4P-50HP VLSC | VLSC_50157_4P_50HP | 1229.0007 | 1229.0007 | 4916.0029 | 4 | 1 | 5 | G | VLS_Inline | 5 | 5 | 5 | 8 | BranchMin_5BranchMax_8 | 6 | 6 | 16 | HeaderMin_6HeaderMax_16 | 16
1298 | 158 | 50157-4P-50HP VLSC | VLSC_50157_4P_50HP | 1229.0007 | 1229.0007 | 4916.0029 | 4 | 1 | 5 | G | VLS_Inline | 5 | 5 | 5 | 8 | BranchMin_5BranchMax_8 | 8 | 6 | 16 | HeaderMin_6HeaderMax_16 | 6 | INVALID
1298 | 158 | 50157-4P-50HP VLSC | VLSC_50157_4P_50HP | 1229.0007 | 1229.0007 | 4916.0029 | 4 | 1 | 5 | G | VLS_Inline | 5 | 5 | 5 | 8 | BranchMin_5BranchMax_8 | 8 | 6 | 16 | HeaderMin_6HeaderMax_16 | 8 | INVALID
1298 | 158 | 50157-4P-50HP VLSC | VLSC_50157_4P_50HP | 1229.0007 | 1229.0007 | 4916.0029 | 4 | 1 | 5 | G | VLS_Inline | 5 | 5 | 5 | 8 | BranchMin_5BranchMax_8 | 8 | 6 | 16 | HeaderMin_6HeaderMax_16 | 10
1298 | 158 | 50157-4P-50HP VLSC | VLSC_50157_4P_50HP | 1229.0007 | 1229.0007 | 4916.0029 | 4 | 1 | 5 | G | VLS_Inline | 5 | 5 | 5 | 8 | BranchMin_5BranchMax_8 | 8 | 6 | 16 | HeaderMin_6HeaderMax_16 | 12
1298 | 158 | 50157-4P-50HP VLSC | VLSC_50157_4P_50HP | 1229.0007 | 1229.0007 | 4916.0029 | 4 | 1 | 5 | G | VLS_Inline | 5 | 5 | 5 | 8 | BranchMin_5BranchMax_8 | 8 | 6 | 16 | HeaderMin_6HeaderMax_16 | 14
1298 | 158 | 50157-4P-50HP VLSC | VLSC_50157_4P_50HP | 1229.0007 | 1229.0007 | 4916.0029 | 4 | 1 | 5 | G | VLS_Inline | 5 | 5 | 5 | 8 | BranchMin_5BranchMax_8 | 8 | 6 | 16 | HeaderMin_6HeaderMax_16 | 16
1299 | 159 | 50157-4P-60HP VLSC | VLSC_50157_4P_60HP | 1303.9328 | 1303.9328 | 5215.731 | 4 | 1 | 5 | G | VLS_Inline | 5 | 5 | 5 | 8 | BranchMin_5BranchMax_8 | 5 | 6 | 16 | HeaderMin_6HeaderMax_16 | 6
1299 | 159 | 50157-4P-60HP VLSC | VLSC_50157_4P_60HP | 1303.9328 | 1303.9328 | 5215.731 | 4 | 1 | 5 | G | VLS_Inline | 5 | 5 | 5 | 8 | BranchMin_5BranchMax_8 | 5 | 6 | 16 | HeaderMin_6HeaderMax_16 | 8
1299 | 159 | 50157-4P-60HP VLSC | VLSC_50157_4P_60HP | 1303.9328 | 1303.9328 | 5215.731 | 4 | 1 | 5 | G | VLS_Inline | 5 | 5 | 5 | 8 | BranchMin_5BranchMax_8 | 5 | 6 | 16 | HeaderMin_6HeaderMax_16 | 10
1299 | 159 | 50157-4P-60HP VLSC | VLSC_50157_4P_60HP | 1303.9328 | 1303.9328 | 5215.731 | 4 | 1 | 5 | G | VLS_Inline | 5 | 5 | 5 | 8 | BranchMin_5BranchMax_8 | 5 | 6 | 16 | HeaderMin_6HeaderMax_16 | 12
1299 | 159 | 50157-4P-60HP VLSC | VLSC_50157_4P_60HP | 1303.9328 | 1303.9328 | 5215.731 | 4 | 1 | 5 | G | VLS_Inline | 5 | 5 | 5 | 8 | BranchMin_5BranchMax_8 | 5 | 6 | 16 | HeaderMin_6HeaderMax_16 | 14
1299 | 159 | 50157-4P-60HP VLSC | VLSC_50157_4P_60HP | 1303.9328 | 1303.9328 | 5215.731 | 4 | 1 | 5 | G | VLS_Inline | 5 | 5 | 5 | 8 | BranchMin_5BranchMax_8 | 5 | 6 | 16 | HeaderMin_6HeaderMax_16 | 16
1299 | 159 | 50157-4P-60HP VLSC | VLSC_50157_4P_60HP | 1303.9328 | 1303.9328 | 5215.731 | 4 | 1 | 5 | G | VLS_Inline | 5 | 5 | 5 | 8 | BranchMin_5BranchMax_8 | 6 | 6 | 16 | HeaderMin_6HeaderMax_16 | 6 | INVALID
1299 | 159 | 50157-4P-60HP VLSC | VLSC_50157_4P_60HP | 1303.9328 | 1303.9328 | 5215.731 | 4 | 1 | 5 | G | VLS_Inline | 5 | 5 | 5 | 8 | BranchMin_5BranchMax_8 | 6 | 6 | 16 | HeaderMin_6HeaderMax_16 | 8
1299 | 159 | 50157-4P-60HP VLSC | VLSC_50157_4P_60HP | 1303.9328 | 1303.9328 | 5215.731 | 4 | 1 | 5 | G | VLS_Inline | 5 | 5 | 5 | 8 | BranchMin_5BranchMax_8 | 6 | 6 | 16 | HeaderMin_6HeaderMax_16 | 10
1299 | 159 | 50157-4P-60HP VLSC | VLSC_50157_4P_60HP | 1303.9328 | 1303.9328 | 5215.731 | 4 | 1 | 5 | G | VLS_Inline | 5 | 5 | 5 | 8 | BranchMin_5BranchMax_8 | 6 | 6 | 16 | HeaderMin_6HeaderMax_16 | 12
1299 | 159 | 50157-4P-60HP VLSC | VLSC_50157_4P_60HP | 1303.9328 | 1303.9328 | 5215.731 | 4 | 1 | 5 | G | VLS_Inline | 5 | 5 | 5 | 8 | BranchMin_5BranchMax_8 | 6 | 6 | 16 | HeaderMin_6HeaderMax_16 | 14
1299 | 159 | 50157-4P-60HP VLSC | VLSC_50157_4P_60HP | 1303.9328 | 1303.9328 | 5215.731 | 4 | 1 | 5 | G | VLS_Inline | 5 | 5 | 5 | 8 | BranchMin_5BranchMax_8 | 6 | 6 | 16 | HeaderMin_6HeaderMax_16 | 16
1299 | 159 | 50157-4P-60HP VLSC | VLSC_50157_4P_60HP | 1303.9328 | 1303.9328 | 5215.731 | 4 | 1 | 5 | G | VLS_Inline | 5 | 5 | 5 | 8 | BranchMin_5BranchMax_8 | 8 | 6 | 16 | HeaderMin_6HeaderMax_16 | 6 | INVALID
1299 | 159 | 50157-4P-60HP VLSC | VLSC_50157_4P_60HP | 1303.9328 | 1303.9328 | 5215.731 | 4 | 1 | 5 | G | VLS_Inline | 5 | 5 | 5 | 8 | BranchMin_5BranchMax_8 | 8 | 6 | 16 | HeaderMin_6HeaderMax_16 | 8 | INVALID
1299 | 159 | 50157-4P-60HP VLSC | VLSC_50157_4P_60HP | 1303.9328 | 1303.9328 | 5215.731 | 4 | 1 | 5 | G | VLS_Inline | 5 | 5 | 5 | 8 | BranchMin_5BranchMax_8 | 8 | 6 | 16 | HeaderMin_6HeaderMax_16 | 10
1299 | 159 | 50157-4P-60HP VLSC | VLSC_50157_4P_60HP | 1303.9328 | 1303.9328 | 5215.731 | 4 | 1 | 5 | G | VLS_Inline | 5 | 5 | 5 | 8 | BranchMin_5BranchMax_8 | 8 | 6 | 16 | HeaderMin_6HeaderMax_16 | 12
1299 | 159 | 50157-4P-60HP VLSC | VLSC_50157_4P_60HP | 1303.9328 | 1303.9328 | 5215.731 | 4 | 1 | 5 | G | VLS_Inline | 5 | 5 | 5 | 8 | BranchMin_5BranchMax_8 | 8 | 6 | 16 | HeaderMin_6HeaderMax_16 | 14
1299 | 159 | 50157-4P-60HP VLSC | VLSC_50157_4P_60HP | 1303.9328 | 1303.9328 | 5215.731 | 4 | 1 | 5 | G | VLS_Inline | 5 | 5 | 5 | 8 | BranchMin_5BranchMax_8 | 8 | 6 | 16 | HeaderMin_6HeaderMax_16 | 16
1300 | 160 | 50157-4P-75HP VLSC | VLSC_50157_4P_75HP | 1403.874 | 1403.874 | 5615.4961 | 4 | 1 | 5 | G | VLS_Inline | 5 | 5 | 5 | 8 | BranchMin_5BranchMax_8 | 5 | 6 | 18 | HeaderMin_6HeaderMax_18 | 6
1300 | 160 | 50157-4P-75HP VLSC | VLSC_50157_4P_75HP | 1403.874 | 1403.874 | 5615.4961 | 4 | 1 | 5 | G | VLS_Inline | 5 | 5 | 5 | 8 | BranchMin_5BranchMax_8 | 5 | 6 | 18 | HeaderMin_6HeaderMax_18 | 8
1300 | 160 | 50157-4P-75HP VLSC | VLSC_50157_4P_75HP | 1403.874 | 1403.874 | 5615.4961 | 4 | 1 | 5 | G | VLS_Inline | 5 | 5 | 5 | 8 | BranchMin_5BranchMax_8 | 5 | 6 | 18 | HeaderMin_6HeaderMax_18 | 10
1300 | 160 | 50157-4P-75HP VLSC | VLSC_50157_4P_75HP | 1403.874 | 1403.874 | 5615.4961 | 4 | 1 | 5 | G | VLS_Inline | 5 | 5 | 5 | 8 | BranchMin_5BranchMax_8 | 5 | 6 | 18 | HeaderMin_6HeaderMax_18 | 12
1300 | 160 | 50157-4P-75HP VLSC | VLSC_50157_4P_75HP | 1403.874 | 1403.874 | 5615.4961 | 4 | 1 | 5 | G | VLS_Inline | 5 | 5 | 5 | 8 | BranchMin_5BranchMax_8 | 5 | 6 | 18 | HeaderMin_6HeaderMax_18 | 14
1300 | 160 | 50157-4P-75HP VLSC | VLSC_50157_4P_75HP | 1403.874 | 1403.874 | 5615.4961 | 4 | 1 | 5 | G | VLS_Inline | 5 | 5 | 5 | 8 | BranchMin_5BranchMax_8 | 5 | 6 | 18 | HeaderMin_6HeaderMax_18 | 16
1300 | 160 | 50157-4P-75HP VLSC | VLSC_50157_4P_75HP | 1403.874 | 1403.874 | 5615.4961 | 4 | 1 | 5 | G | VLS_Inline | 5 | 5 | 5 | 8 | BranchMin_5BranchMax_8 | 5 | 6 | 18 | HeaderMin_6HeaderMax_18 | 18
1300 | 160 | 50157-4P-75HP VLSC | VLSC_50157_4P_75HP | 1403.874 | 1403.874 | 5615.4961 | 4 | 1 | 5 | G | VLS_Inline | 5 | 5 | 5 | 8 | BranchMin_5BranchMax_8 | 6 | 6 | 18 | HeaderMin_6HeaderMax_18 | 6 | INVALID
1300 | 160 | 50157-4P-75HP VLSC | VLSC_50157_4P_75HP | 1403.874 | 1403.874 | 5615.4961 | 4 | 1 | 5 | G | VLS_Inline | 5 | 5 | 5 | 8 | BranchMin_5BranchMax_8 | 6 | 6 | 18 | HeaderMin_6HeaderMax_18 | 8
1300 | 160 | 50157-4P-75HP VLSC | VLSC_50157_4P_75HP | 1403.874 | 1403.874 | 5615.4961 | 4 | 1 | 5 | G | VLS_Inline | 5 | 5 | 5 | 8 | BranchMin_5BranchMax_8 | 6 | 6 | 18 | HeaderMin_6HeaderMax_18 | 10
1300 | 160 | 50157-4P-75HP VLSC | VLSC_50157_4P_75HP | 1403.874 | 1403.874 | 5615.4961 | 4 | 1 | 5 | G | VLS_Inline | 5 | 5 | 5 | 8 | BranchMin_5BranchMax_8 | 6 | 6 | 18 | HeaderMin_6HeaderMax_18 | 12
1300 | 160 | 50157-4P-75HP VLSC | VLSC_50157_4P_75HP | 1403.874 | 1403.874 | 5615.4961 | 4 | 1 | 5 | G | VLS_Inline | 5 | 5 | 5 | 8 | BranchMin_5BranchMax_8 | 6 | 6 | 18 | HeaderMin_6HeaderMax_18 | 14
1300 | 160 | 50157-4P-75HP VLSC | VLSC_50157_4P_75HP | 1403.874 | 1403.874 | 5615.4961 | 4 | 1 | 5 | G | VLS_Inline | 5 | 5 | 5 | 8 | BranchMin_5BranchMax_8 | 6 | 6 | 18 | HeaderMin_6HeaderMax_18 | 16
1300 | 160 | 50157-4P-75HP VLSC | VLSC_50157_4P_75HP | 1403.874 | 1403.874 | 5615.4961 | 4 | 1 | 5 | G | VLS_Inline | 5 | 5 | 5 | 8 | BranchMin_5BranchMax_8 | 6 | 6 | 18 | HeaderMin_6HeaderMax_18 | 18
1300 | 160 | 50157-4P-75HP VLSC | VLSC_50157_4P_75HP | 1403.874 | 1403.874 | 5615.4961 | 4 | 1 | 5 | G | VLS_Inline | 5 | 5 | 5 | 8 | BranchMin_5BranchMax_8 | 8 | 6 | 18 | HeaderMin_6HeaderMax_18 | 6 | INVALID
1300 | 160 | 50157-4P-75HP VLSC | VLSC_50157_4P_75HP | 1403.874 | 1403.874 | 5615.4961 | 4 | 1 | 5 | G | VLS_Inline | 5 | 5 | 5 | 8 | BranchMin_5BranchMax_8 | 8 | 6 | 18 | HeaderMin_6HeaderMax_18 | 8 | INVALID
1300 | 160 | 50157-4P-75HP VLSC | VLSC_50157_4P_75HP | 1403.874 | 1403.874 | 5615.4961 | 4 | 1 | 5 | G | VLS_Inline | 5 | 5 | 5 | 8 | BranchMin_5BranchMax_8 | 8 | 6 | 18 | HeaderMin_6HeaderMax_18 | 10
1300 | 160 | 50157-4P-75HP VLSC | VLSC_50157_4P_75HP | 1403.874 | 1403.874 | 5615.4961 | 4 | 1 | 5 | G | VLS_Inline | 5 | 5 | 5 | 8 | BranchMin_5BranchMax_8 | 8 | 6 | 18 | HeaderMin_6HeaderMax_18 | 12
1300 | 160 | 50157-4P-75HP VLSC | VLSC_50157_4P_75HP | 1403.874 | 1403.874 | 5615.4961 | 4 | 1 | 5 | G | VLS_Inline | 5 | 5 | 5 | 8 | BranchMin_5BranchMax_8 | 8 | 6 | 18 | HeaderMin_6HeaderMax_18 | 14
1300 | 160 | 50157-4P-75HP VLSC | VLSC_50157_4P_75HP | 1403.874 | 1403.874 | 5615.4961 | 4 | 1 | 5 | G | VLS_Inline | 5 | 5 | 5 | 8 | BranchMin_5BranchMax_8 | 8 | 6 | 18 | HeaderMin_6HeaderMax_18 | 16
1300 | 160 | 50157-4P-75HP VLSC | VLSC_50157_4P_75HP | 1403.874 | 1403.874 | 5615.4961 | 4 | 1 | 5 | G | VLS_Inline | 5 | 5 | 5 | 8 | BranchMin_5BranchMax_8 | 8 | 6 | 18 | HeaderMin_6HeaderMax_18 | 18
1301 | 161 | 50157-4P-100HP VLSC | VLSC_50157_4P_100HP | 1484.3188 | 1484.3188 | 5937.2753 | 4 | 1 | 5 | G | VLS_Inline | 5 | 5 | 5 | 8 | BranchMin_5BranchMax_8 | 5 | 6 | 18 | HeaderMin_6HeaderMax_18 | 6
1301 | 161 | 50157-4P-100HP VLSC | VLSC_50157_4P_100HP | 1484.3188 | 1484.3188 | 5937.2753 | 4 | 1 | 5 | G | VLS_Inline | 5 | 5 | 5 | 8 | BranchMin_5BranchMax_8 | 5 | 6 | 18 | HeaderMin_6HeaderMax_18 | 8
1301 | 161 | 50157-4P-100HP VLSC | VLSC_50157_4P_100HP | 1484.3188 | 1484.3188 | 5937.2753 | 4 | 1 | 5 | G | VLS_Inline | 5 | 5 | 5 | 8 | BranchMin_5BranchMax_8 | 5 | 6 | 18 | HeaderMin_6HeaderMax_18 | 10
1301 | 161 | 50157-4P-100HP VLSC | VLSC_50157_4P_100HP | 1484.3188 | 1484.3188 | 5937.2753 | 4 | 1 | 5 | G | VLS_Inline | 5 | 5 | 5 | 8 | BranchMin_5BranchMax_8 | 5 | 6 | 18 | HeaderMin_6HeaderMax_18 | 12
1301 | 161 | 50157-4P-100HP VLSC | VLSC_50157_4P_100HP | 1484.3188 | 1484.3188 | 5937.2753 | 4 | 1 | 5 | G | VLS_Inline | 5 | 5 | 5 | 8 | BranchMin_5BranchMax_8 | 5 | 6 | 18 | HeaderMin_6HeaderMax_18 | 14
1301 | 161 | 50157-4P-100HP VLSC | VLSC_50157_4P_100HP | 1484.3188 | 1484.3188 | 5937.2753 | 4 | 1 | 5 | G | VLS_Inline | 5 | 5 | 5 | 8 | BranchMin_5BranchMax_8 | 5 | 6 | 18 | HeaderMin_6HeaderMax_18 | 16
1301 | 161 | 50157-4P-100HP VLSC | VLSC_50157_4P_100HP | 1484.3188 | 1484.3188 | 5937.2753 | 4 | 1 | 5 | G | VLS_Inline | 5 | 5 | 5 | 8 | BranchMin_5BranchMax_8 | 5 | 6 | 18 | HeaderMin_6HeaderMax_18 | 18
1301 | 161 | 50157-4P-100HP VLSC | VLSC_50157_4P_100HP | 1484.3188 | 1484.3188 | 5937.2753 | 4 | 1 | 5 | G | VLS_Inline | 5 | 5 | 5 | 8 | BranchMin_5BranchMax_8 | 6 | 6 | 18 | HeaderMin_6HeaderMax_18 | 6 | INVALID
1301 | 161 | 50157-4P-100HP VLSC | VLSC_50157_4P_100HP | 1484.3188 | 1484.3188 | 5937.2753 | 4 | 1 | 5 | G | VLS_Inline | 5 | 5 | 5 | 8 | BranchMin_5BranchMax_8 | 6 | 6 | 18 | HeaderMin_6HeaderMax_18 | 8
1301 | 161 | 50157-4P-100HP VLSC | VLSC_50157_4P_100HP | 1484.3188 | 1484.3188 | 5937.2753 | 4 | 1 | 5 | G | VLS_Inline | 5 | 5 | 5 | 8 | BranchMin_5BranchMax_8 | 6 | 6 | 18 | HeaderMin_6HeaderMax_18 | 10
1301 | 161 | 50157-4P-100HP VLSC | VLSC_50157_4P_100HP | 1484.3188 | 1484.3188 | 5937.2753 | 4 | 1 | 5 | G | VLS_Inline | 5 | 5 | 5 | 8 | BranchMin_5BranchMax_8 | 6 | 6 | 18 | HeaderMin_6HeaderMax_18 | 12
1301 | 161 | 50157-4P-100HP VLSC | VLSC_50157_4P_100HP | 1484.3188 | 1484.3188 | 5937.2753 | 4 | 1 | 5 | G | VLS_Inline | 5 | 5 | 5 | 8 | BranchMin_5BranchMax_8 | 6 | 6 | 18 | HeaderMin_6HeaderMax_18 | 14
1301 | 161 | 50157-4P-100HP VLSC | VLSC_50157_4P_100HP | 1484.3188 | 1484.3188 | 5937.2753 | 4 | 1 | 5 | G | VLS_Inline | 5 | 5 | 5 | 8 | BranchMin_5BranchMax_8 | 6 | 6 | 18 | HeaderMin_6HeaderMax_18 | 16
1301 | 161 | 50157-4P-100HP VLSC | VLSC_50157_4P_100HP | 1484.3188 | 1484.3188 | 5937.2753 | 4 | 1 | 5 | G | VLS_Inline | 5 | 5 | 5 | 8 | BranchMin_5BranchMax_8 | 6 | 6 | 18 | HeaderMin_6HeaderMax_18 | 18
1301 | 161 | 50157-4P-100HP VLSC | VLSC_50157_4P_100HP | 1484.3188 | 1484.3188 | 5937.2753 | 4 | 1 | 5 | G | VLS_Inline | 5 | 5 | 5 | 8 | BranchMin_5BranchMax_8 | 8 | 6 | 18 | HeaderMin_6HeaderMax_18 | 6 | INVALID
1301 | 161 | 50157-4P-100HP VLSC | VLSC_50157_4P_100HP | 1484.3188 | 1484.3188 | 5937.2753 | 4 | 1 | 5 | G | VLS_Inline | 5 | 5 | 5 | 8 | BranchMin_5BranchMax_8 | 8 | 6 | 18 | HeaderMin_6HeaderMax_18 | 8 | INVALID
1301 | 161 | 50157-4P-100HP VLSC | VLSC_50157_4P_100HP | 1484.3188 | 1484.3188 | 5937.2753 | 4 | 1 | 5 | G | VLS_Inline | 5 | 5 | 5 | 8 | BranchMin_5BranchMax_8 | 8 | 6 | 18 | HeaderMin_6HeaderMax_18 | 10
1301 | 161 | 50157-4P-100HP VLSC | VLSC_50157_4P_100HP | 1484.3188 | 1484.3188 | 5937.2753 | 4 | 1 | 5 | G | VLS_Inline | 5 | 5 | 5 | 8 | BranchMin_5BranchMax_8 | 8 | 6 | 18 | HeaderMin_6HeaderMax_18 | 12
1301 | 161 | 50157-4P-100HP VLSC | VLSC_50157_4P_100HP | 1484.3188 | 1484.3188 | 5937.2753 | 4 | 1 | 5 | G | VLS_Inline | 5 | 5 | 5 | 8 | BranchMin_5BranchMax_8 | 8 | 6 | 18 | HeaderMin_6HeaderMax_18 | 14
1301 | 161 | 50157-4P-100HP VLSC | VLSC_50157_4P_100HP | 1484.3188 | 1484.3188 | 5937.2753 | 4 | 1 | 5 | G | VLS_Inline | 5 | 5 | 5 | 8 | BranchMin_5BranchMax_8 | 8 | 6 | 18 | HeaderMin_6HeaderMax_18 | 16
1301 | 161 | 50157-4P-100HP VLSC | VLSC_50157_4P_100HP | 1484.3188 | 1484.3188 | 5937.2753 | 4 | 1 | 5 | G | VLS_Inline | 5 | 5 | 5 | 8 | BranchMin_5BranchMax_8 | 8 | 6 | 18 | HeaderMin_6HeaderMax_18 | 18
1302 | 162 | 60957-4P-15HP VLSC | VLSC_60957_4P_15HP | 1171.9065 | 1171.9065 | 4687.6261 | 4 | 1 | 5 | G | VLS_Inline | 6 | 6 | 6 | 8 | BranchMin_6BranchMax_8 | 6 | 8 | 16 | HeaderMin_8HeaderMax_16 | 8
1302 | 162 | 60957-4P-15HP VLSC | VLSC_60957_4P_15HP | 1171.9065 | 1171.9065 | 4687.6261 | 4 | 1 | 5 | G | VLS_Inline | 6 | 6 | 6 | 8 | BranchMin_6BranchMax_8 | 6 | 8 | 16 | HeaderMin_8HeaderMax_16 | 10
1302 | 162 | 60957-4P-15HP VLSC | VLSC_60957_4P_15HP | 1171.9065 | 1171.9065 | 4687.6261 | 4 | 1 | 5 | G | VLS_Inline | 6 | 6 | 6 | 8 | BranchMin_6BranchMax_8 | 6 | 8 | 16 | HeaderMin_8HeaderMax_16 | 12
1302 | 162 | 60957-4P-15HP VLSC | VLSC_60957_4P_15HP | 1171.9065 | 1171.9065 | 4687.6261 | 4 | 1 | 5 | G | VLS_Inline | 6 | 6 | 6 | 8 | BranchMin_6BranchMax_8 | 6 | 8 | 16 | HeaderMin_8HeaderMax_16 | 14
1302 | 162 | 60957-4P-15HP VLSC | VLSC_60957_4P_15HP | 1171.9065 | 1171.9065 | 4687.6261 | 4 | 1 | 5 | G | VLS_Inline | 6 | 6 | 6 | 8 | BranchMin_6BranchMax_8 | 6 | 8 | 16 | HeaderMin_8HeaderMax_16 | 16
1302 | 162 | 60957-4P-15HP VLSC | VLSC_60957_4P_15HP | 1171.9065 | 1171.9065 | 4687.6261 | 4 | 1 | 5 | G | VLS_Inline | 6 | 6 | 6 | 8 | BranchMin_6BranchMax_8 | 8 | 8 | 16 | HeaderMin_8HeaderMax_16 | 8 | INVALID
1302 | 162 | 60957-4P-15HP VLSC | VLSC_60957_4P_15HP | 1171.9065 | 1171.9065 | 4687.6261 | 4 | 1 | 5 | G | VLS_Inline | 6 | 6 | 6 | 8 | BranchMin_6BranchMax_8 | 8 | 8 | 16 | HeaderMin_8HeaderMax_16 | 10
1302 | 162 | 60957-4P-15HP VLSC | VLSC_60957_4P_15HP | 1171.9065 | 1171.9065 | 4687.6261 | 4 | 1 | 5 | G | VLS_Inline | 6 | 6 | 6 | 8 | BranchMin_6BranchMax_8 | 8 | 8 | 16 | HeaderMin_8HeaderMax_16 | 12
1302 | 162 | 60957-4P-15HP VLSC | VLSC_60957_4P_15HP | 1171.9065 | 1171.9065 | 4687.6261 | 4 | 1 | 5 | G | VLS_Inline | 6 | 6 | 6 | 8 | BranchMin_6BranchMax_8 | 8 | 8 | 16 | HeaderMin_8HeaderMax_16 | 14
1302 | 162 | 60957-4P-15HP VLSC | VLSC_60957_4P_15HP | 1171.9065 | 1171.9065 | 4687.6261 | 4 | 1 | 5 | G | VLS_Inline | 6 | 6 | 6 | 8 | BranchMin_6BranchMax_8 | 8 | 8 | 16 | HeaderMin_8HeaderMax_16 | 16
1303 | 163 | 60957-4P-20HP VLSC | VLSC_60957_4P_20HP | 1316.9347 | 1316.9347 | 5267.7388 | 4 | 1 | 5 | G | VLS_Inline | 6 | 6 | 6 | 8 | BranchMin_6BranchMax_8 | 6 | 8 | 16 | HeaderMin_8HeaderMax_16 | 8
1303 | 163 | 60957-4P-20HP VLSC | VLSC_60957_4P_20HP | 1316.9347 | 1316.9347 | 5267.7388 | 4 | 1 | 5 | G | VLS_Inline | 6 | 6 | 6 | 8 | BranchMin_6BranchMax_8 | 6 | 8 | 16 | HeaderMin_8HeaderMax_16 | 10
1303 | 163 | 60957-4P-20HP VLSC | VLSC_60957_4P_20HP | 1316.9347 | 1316.9347 | 5267.7388 | 4 | 1 | 5 | G | VLS_Inline | 6 | 6 | 6 | 8 | BranchMin_6BranchMax_8 | 6 | 8 | 16 | HeaderMin_8HeaderMax_16 | 12
1303 | 163 | 60957-4P-20HP VLSC | VLSC_60957_4P_20HP | 1316.9347 | 1316.9347 | 5267.7388 | 4 | 1 | 5 | G | VLS_Inline | 6 | 6 | 6 | 8 | BranchMin_6BranchMax_8 | 6 | 8 | 16 | HeaderMin_8HeaderMax_16 | 14
1303 | 163 | 60957-4P-20HP VLSC | VLSC_60957_4P_20HP | 1316.9347 | 1316.9347 | 5267.7388 | 4 | 1 | 5 | G | VLS_Inline | 6 | 6 | 6 | 8 | BranchMin_6BranchMax_8 | 6 | 8 | 16 | HeaderMin_8HeaderMax_16 | 16
1303 | 163 | 60957-4P-20HP VLSC | VLSC_60957_4P_20HP | 1316.9347 | 1316.9347 | 5267.7388 | 4 | 1 | 5 | G | VLS_Inline | 6 | 6 | 6 | 8 | BranchMin_6BranchMax_8 | 8 | 8 | 16 | HeaderMin_8HeaderMax_16 | 8 | INVALID
1303 | 163 | 60957-4P-20HP VLSC | VLSC_60957_4P_20HP | 1316.9347 | 1316.9347 | 5267.7388 | 4 | 1 | 5 | G | VLS_Inline | 6 | 6 | 6 | 8 | BranchMin_6BranchMax_8 | 8 | 8 | 16 | HeaderMin_8HeaderMax_16 | 10
1303 | 163 | 60957-4P-20HP VLSC | VLSC_60957_4P_20HP | 1316.9347 | 1316.9347 | 5267.7388 | 4 | 1 | 5 | G | VLS_Inline | 6 | 6 | 6 | 8 | BranchMin_6BranchMax_8 | 8 | 8 | 16 | HeaderMin_8HeaderMax_16 | 12
1303 | 163 | 60957-4P-20HP VLSC | VLSC_60957_4P_20HP | 1316.9347 | 1316.9347 | 5267.7388 | 4 | 1 | 5 | G | VLS_Inline | 6 | 6 | 6 | 8 | BranchMin_6BranchMax_8 | 8 | 8 | 16 | HeaderMin_8HeaderMax_16 | 14
1303 | 163 | 60957-4P-20HP VLSC | VLSC_60957_4P_20HP | 1316.9347 | 1316.9347 | 5267.7388 | 4 | 1 | 5 | G | VLS_Inline | 6 | 6 | 6 | 8 | BranchMin_6BranchMax_8 | 8 | 8 | 16 | HeaderMin_8HeaderMax_16 | 16
1304 | 164 | 60957-4P-25HP VLSC | VLSC_60957_4P_25HP | 1454.2378 | 1454.2378 | 5816.9511 | 4 | 1 | 5 | G | VLS_Inline | 6 | 6 | 6 | 8 | BranchMin_6BranchMax_8 | 6 | 8 | 18 | HeaderMin_8HeaderMax_18 | 8
1304 | 164 | 60957-4P-25HP VLSC | VLSC_60957_4P_25HP | 1454.2378 | 1454.2378 | 5816.9511 | 4 | 1 | 5 | G | VLS_Inline | 6 | 6 | 6 | 8 | BranchMin_6BranchMax_8 | 6 | 8 | 18 | HeaderMin_8HeaderMax_18 | 10
1304 | 164 | 60957-4P-25HP VLSC | VLSC_60957_4P_25HP | 1454.2378 | 1454.2378 | 5816.9511 | 4 | 1 | 5 | G | VLS_Inline | 6 | 6 | 6 | 8 | BranchMin_6BranchMax_8 | 6 | 8 | 18 | HeaderMin_8HeaderMax_18 | 12
1304 | 164 | 60957-4P-25HP VLSC | VLSC_60957_4P_25HP | 1454.2378 | 1454.2378 | 5816.9511 | 4 | 1 | 5 | G | VLS_Inline | 6 | 6 | 6 | 8 | BranchMin_6BranchMax_8 | 6 | 8 | 18 | HeaderMin_8HeaderMax_18 | 14
1304 | 164 | 60957-4P-25HP VLSC | VLSC_60957_4P_25HP | 1454.2378 | 1454.2378 | 5816.9511 | 4 | 1 | 5 | G | VLS_Inline | 6 | 6 | 6 | 8 | BranchMin_6BranchMax_8 | 6 | 8 | 18 | HeaderMin_8HeaderMax_18 | 16
1304 | 164 | 60957-4P-25HP VLSC | VLSC_60957_4P_25HP | 1454.2378 | 1454.2378 | 5816.9511 | 4 | 1 | 5 | G | VLS_Inline | 6 | 6 | 6 | 8 | BranchMin_6BranchMax_8 | 6 | 8 | 18 | HeaderMin_8HeaderMax_18 | 18
1304 | 164 | 60957-4P-25HP VLSC | VLSC_60957_4P_25HP | 1454.2378 | 1454.2378 | 5816.9511 | 4 | 1 | 5 | G | VLS_Inline | 6 | 6 | 6 | 8 | BranchMin_6BranchMax_8 | 8 | 8 | 18 | HeaderMin_8HeaderMax_18 | 8 | INVALID
1304 | 164 | 60957-4P-25HP VLSC | VLSC_60957_4P_25HP | 1454.2378 | 1454.2378 | 5816.9511 | 4 | 1 | 5 | G | VLS_Inline | 6 | 6 | 6 | 8 | BranchMin_6BranchMax_8 | 8 | 8 | 18 | HeaderMin_8HeaderMax_18 | 10
1304 | 164 | 60957-4P-25HP VLSC | VLSC_60957_4P_25HP | 1454.2378 | 1454.2378 | 5816.9511 | 4 | 1 | 5 | G | VLS_Inline | 6 | 6 | 6 | 8 | BranchMin_6BranchMax_8 | 8 | 8 | 18 | HeaderMin_8HeaderMax_18 | 12
1304 | 164 | 60957-4P-25HP VLSC | VLSC_60957_4P_25HP | 1454.2378 | 1454.2378 | 5816.9511 | 4 | 1 | 5 | G | VLS_Inline | 6 | 6 | 6 | 8 | BranchMin_6BranchMax_8 | 8 | 8 | 18 | HeaderMin_8HeaderMax_18 | 14
1304 | 164 | 60957-4P-25HP VLSC | VLSC_60957_4P_25HP | 1454.2378 | 1454.2378 | 5816.9511 | 4 | 1 | 5 | G | VLS_Inline | 6 | 6 | 6 | 8 | BranchMin_6BranchMax_8 | 8 | 8 | 18 | HeaderMin_8HeaderMax_18 | 16
1304 | 164 | 60957-4P-25HP VLSC | VLSC_60957_4P_25HP | 1454.2378 | 1454.2378 | 5816.9511 | 4 | 1 | 5 | G | VLS_Inline | 6 | 6 | 6 | 8 | BranchMin_6BranchMax_8 | 8 | 8 | 18 | HeaderMin_8HeaderMax_18 | 18
1305 | 165 | 60957-4P-30HP VLSC | VLSC_60957_4P_30HP | 1568.7217 | 1568.7217 | 6274.8868 | 4 | 1 | 5 | G | VLS_Inline | 6 | 6 | 6 | 8 | BranchMin_6BranchMax_8 | 6 | 8 | 18 | HeaderMin_8HeaderMax_18 | 8
1305 | 165 | 60957-4P-30HP VLSC | VLSC_60957_4P_30HP | 1568.7217 | 1568.7217 | 6274.8868 | 4 | 1 | 5 | G | VLS_Inline | 6 | 6 | 6 | 8 | BranchMin_6BranchMax_8 | 6 | 8 | 18 | HeaderMin_8HeaderMax_18 | 10
1305 | 165 | 60957-4P-30HP VLSC | VLSC_60957_4P_30HP | 1568.7217 | 1568.7217 | 6274.8868 | 4 | 1 | 5 | G | VLS_Inline | 6 | 6 | 6 | 8 | BranchMin_6BranchMax_8 | 6 | 8 | 18 | HeaderMin_8HeaderMax_18 | 12
1305 | 165 | 60957-4P-30HP VLSC | VLSC_60957_4P_30HP | 1568.7217 | 1568.7217 | 6274.8868 | 4 | 1 | 5 | G | VLS_Inline | 6 | 6 | 6 | 8 | BranchMin_6BranchMax_8 | 6 | 8 | 18 | HeaderMin_8HeaderMax_18 | 14
1305 | 165 | 60957-4P-30HP VLSC | VLSC_60957_4P_30HP | 1568.7217 | 1568.7217 | 6274.8868 | 4 | 1 | 5 | G | VLS_Inline | 6 | 6 | 6 | 8 | BranchMin_6BranchMax_8 | 6 | 8 | 18 | HeaderMin_8HeaderMax_18 | 16
1305 | 165 | 60957-4P-30HP VLSC | VLSC_60957_4P_30HP | 1568.7217 | 1568.7217 | 6274.8868 | 4 | 1 | 5 | G | VLS_Inline | 6 | 6 | 6 | 8 | BranchMin_6BranchMax_8 | 6 | 8 | 18 | HeaderMin_8HeaderMax_18 | 18
1305 | 165 | 60957-4P-30HP VLSC | VLSC_60957_4P_30HP | 1568.7217 | 1568.7217 | 6274.8868 | 4 | 1 | 5 | G | VLS_Inline | 6 | 6 | 6 | 8 | BranchMin_6BranchMax_8 | 8 | 8 | 18 | HeaderMin_8HeaderMax_18 | 8 | INVALID
1305 | 165 | 60957-4P-30HP VLSC | VLSC_60957_4P_30HP | 1568.7217 | 1568.7217 | 6274.8868 | 4 | 1 | 5 | G | VLS_Inline | 6 | 6 | 6 | 8 | BranchMin_6BranchMax_8 | 8 | 8 | 18 | HeaderMin_8HeaderMax_18 | 10
1305 | 165 | 60957-4P-30HP VLSC | VLSC_60957_4P_30HP | 1568.7217 | 1568.7217 | 6274.8868 | 4 | 1 | 5 | G | VLS_Inline | 6 | 6 | 6 | 8 | BranchMin_6BranchMax_8 | 8 | 8 | 18 | HeaderMin_8HeaderMax_18 | 12
1305 | 165 | 60957-4P-30HP VLSC | VLSC_60957_4P_30HP | 1568.7217 | 1568.7217 | 6274.8868 | 4 | 1 | 5 | G | VLS_Inline | 6 | 6 | 6 | 8 | BranchMin_6BranchMax_8 | 8 | 8 | 18 | HeaderMin_8HeaderMax_18 | 14
1305 | 165 | 60957-4P-30HP VLSC | VLSC_60957_4P_30HP | 1568.7217 | 1568.7217 | 6274.8868 | 4 | 1 | 5 | G | VLS_Inline | 6 | 6 | 6 | 8 | BranchMin_6BranchMax_8 | 8 | 8 | 18 | HeaderMin_8HeaderMax_18 | 16
1305 | 165 | 60957-4P-30HP VLSC | VLSC_60957_4P_30HP | 1568.7217 | 1568.7217 | 6274.8868 | 4 | 1 | 5 | G | VLS_Inline | 6 | 6 | 6 | 8 | BranchMin_6BranchMax_8 | 8 | 8 | 18 | HeaderMin_8HeaderMax_18 | 18
1306 | 166 | 60125-4P-20HP VLSC | VLSC_60125_4P_20HP | 1414.8836 | 1414.8836 | 5659.5343 | 4 | 1 | 5 | G | VLS_Inline | 6 | 6 | 6 | 8 | BranchMin_6BranchMax_8 | 6 | 8 | 18 | HeaderMin_8HeaderMax_18 | 8
1306 | 166 | 60125-4P-20HP VLSC | VLSC_60125_4P_20HP | 1414.8836 | 1414.8836 | 5659.5343 | 4 | 1 | 5 | G | VLS_Inline | 6 | 6 | 6 | 8 | BranchMin_6BranchMax_8 | 6 | 8 | 18 | HeaderMin_8HeaderMax_18 | 10
1306 | 166 | 60125-4P-20HP VLSC | VLSC_60125_4P_20HP | 1414.8836 | 1414.8836 | 5659.5343 | 4 | 1 | 5 | G | VLS_Inline | 6 | 6 | 6 | 8 | BranchMin_6BranchMax_8 | 6 | 8 | 18 | HeaderMin_8HeaderMax_18 | 12
1306 | 166 | 60125-4P-20HP VLSC | VLSC_60125_4P_20HP | 1414.8836 | 1414.8836 | 5659.5343 | 4 | 1 | 5 | G | VLS_Inline | 6 | 6 | 6 | 8 | BranchMin_6BranchMax_8 | 6 | 8 | 18 | HeaderMin_8HeaderMax_18 | 14
1306 | 166 | 60125-4P-20HP VLSC | VLSC_60125_4P_20HP | 1414.8836 | 1414.8836 | 5659.5343 | 4 | 1 | 5 | G | VLS_Inline | 6 | 6 | 6 | 8 | BranchMin_6BranchMax_8 | 6 | 8 | 18 | HeaderMin_8HeaderMax_18 | 16
1306 | 166 | 60125-4P-20HP VLSC | VLSC_60125_4P_20HP | 1414.8836 | 1414.8836 | 5659.5343 | 4 | 1 | 5 | G | VLS_Inline | 6 | 6 | 6 | 8 | BranchMin_6BranchMax_8 | 6 | 8 | 18 | HeaderMin_8HeaderMax_18 | 18
1306 | 166 | 60125-4P-20HP VLSC | VLSC_60125_4P_20HP | 1414.8836 | 1414.8836 | 5659.5343 | 4 | 1 | 5 | G | VLS_Inline | 6 | 6 | 6 | 8 | BranchMin_6BranchMax_8 | 8 | 8 | 18 | HeaderMin_8HeaderMax_18 | 8 | INVALID
1306 | 166 | 60125-4P-20HP VLSC | VLSC_60125_4P_20HP | 1414.8836 | 1414.8836 | 5659.5343 | 4 | 1 | 5 | G | VLS_Inline | 6 | 6 | 6 | 8 | BranchMin_6BranchMax_8 | 8 | 8 | 18 | HeaderMin_8HeaderMax_18 | 10
1306 | 166 | 60125-4P-20HP VLSC | VLSC_60125_4P_20HP | 1414.8836 | 1414.8836 | 5659.5343 | 4 | 1 | 5 | G | VLS_Inline | 6 | 6 | 6 | 8 | BranchMin_6BranchMax_8 | 8 | 8 | 18 | HeaderMin_8HeaderMax_18 | 12
1306 | 166 | 60125-4P-20HP VLSC | VLSC_60125_4P_20HP | 1414.8836 | 1414.8836 | 5659.5343 | 4 | 1 | 5 | G | VLS_Inline | 6 | 6 | 6 | 8 | BranchMin_6BranchMax_8 | 8 | 8 | 18 | HeaderMin_8HeaderMax_18 | 14
1306 | 166 | 60125-4P-20HP VLSC | VLSC_60125_4P_20HP | 1414.8836 | 1414.8836 | 5659.5343 | 4 | 1 | 5 | G | VLS_Inline | 6 | 6 | 6 | 8 | BranchMin_6BranchMax_8 | 8 | 8 | 18 | HeaderMin_8HeaderMax_18 | 16
1306 | 166 | 60125-4P-20HP VLSC | VLSC_60125_4P_20HP | 1414.8836 | 1414.8836 | 5659.5343 | 4 | 1 | 5 | G | VLS_Inline | 6 | 6 | 6 | 8 | BranchMin_6BranchMax_8 | 8 | 8 | 18 | HeaderMin_8HeaderMax_18 | 18
1307 | 167 | 60125-4P-25HP VLSC | VLSC_60125_4P_25HP | 1523.3743 | 1523.3743 | 6093.4973 | 4 | 1 | 5 | G | VLS_Inline | 6 | 6 | 6 | 8 | BranchMin_6BranchMax_8 | 6 | 8 | 18 | HeaderMin_8HeaderMax_18 | 8
1307 | 167 | 60125-4P-25HP VLSC | VLSC_60125_4P_25HP | 1523.3743 | 1523.3743 | 6093.4973 | 4 | 1 | 5 | G | VLS_Inline | 6 | 6 | 6 | 8 | BranchMin_6BranchMax_8 | 6 | 8 | 18 | HeaderMin_8HeaderMax_18 | 10
1307 | 167 | 60125-4P-25HP VLSC | VLSC_60125_4P_25HP | 1523.3743 | 1523.3743 | 6093.4973 | 4 | 1 | 5 | G | VLS_Inline | 6 | 6 | 6 | 8 | BranchMin_6BranchMax_8 | 6 | 8 | 18 | HeaderMin_8HeaderMax_18 | 12
1307 | 167 | 60125-4P-25HP VLSC | VLSC_60125_4P_25HP | 1523.3743 | 1523.3743 | 6093.4973 | 4 | 1 | 5 | G | VLS_Inline | 6 | 6 | 6 | 8 | BranchMin_6BranchMax_8 | 6 | 8 | 18 | HeaderMin_8HeaderMax_18 | 14
1307 | 167 | 60125-4P-25HP VLSC | VLSC_60125_4P_25HP | 1523.3743 | 1523.3743 | 6093.4973 | 4 | 1 | 5 | G | VLS_Inline | 6 | 6 | 6 | 8 | BranchMin_6BranchMax_8 | 6 | 8 | 18 | HeaderMin_8HeaderMax_18 | 16
1307 | 167 | 60125-4P-25HP VLSC | VLSC_60125_4P_25HP | 1523.3743 | 1523.3743 | 6093.4973 | 4 | 1 | 5 | G | VLS_Inline | 6 | 6 | 6 | 8 | BranchMin_6BranchMax_8 | 6 | 8 | 18 | HeaderMin_8HeaderMax_18 | 18
1307 | 167 | 60125-4P-25HP VLSC | VLSC_60125_4P_25HP | 1523.3743 | 1523.3743 | 6093.4973 | 4 | 1 | 5 | G | VLS_Inline | 6 | 6 | 6 | 8 | BranchMin_6BranchMax_8 | 8 | 8 | 18 | HeaderMin_8HeaderMax_18 | 8 | INVALID
1307 | 167 | 60125-4P-25HP VLSC | VLSC_60125_4P_25HP | 1523.3743 | 1523.3743 | 6093.4973 | 4 | 1 | 5 | G | VLS_Inline | 6 | 6 | 6 | 8 | BranchMin_6BranchMax_8 | 8 | 8 | 18 | HeaderMin_8HeaderMax_18 | 10
1307 | 167 | 60125-4P-25HP VLSC | VLSC_60125_4P_25HP | 1523.3743 | 1523.3743 | 6093.4973 | 4 | 1 | 5 | G | VLS_Inline | 6 | 6 | 6 | 8 | BranchMin_6BranchMax_8 | 8 | 8 | 18 | HeaderMin_8HeaderMax_18 | 12
1307 | 167 | 60125-4P-25HP VLSC | VLSC_60125_4P_25HP | 1523.3743 | 1523.3743 | 6093.4973 | 4 | 1 | 5 | G | VLS_Inline | 6 | 6 | 6 | 8 | BranchMin_6BranchMax_8 | 8 | 8 | 18 | HeaderMin_8HeaderMax_18 | 14
1307 | 167 | 60125-4P-25HP VLSC | VLSC_60125_4P_25HP | 1523.3743 | 1523.3743 | 6093.4973 | 4 | 1 | 5 | G | VLS_Inline | 6 | 6 | 6 | 8 | BranchMin_6BranchMax_8 | 8 | 8 | 18 | HeaderMin_8HeaderMax_18 | 16
1307 | 167 | 60125-4P-25HP VLSC | VLSC_60125_4P_25HP | 1523.3743 | 1523.3743 | 6093.4973 | 4 | 1 | 5 | G | VLS_Inline | 6 | 6 | 6 | 8 | BranchMin_6BranchMax_8 | 8 | 8 | 18 | HeaderMin_8HeaderMax_18 | 18
1308 | 168 | 60125-4P-30HP VLSC | VLSC_60125_4P_30HP | 1625.1171 | 1625.1171 | 6500.4683 | 4 | 1 | 5 | G | VLS_Inline | 6 | 6 | 6 | 10 | BranchMin_6BranchMax_10 | 6 | 8 | 18 | HeaderMin_8HeaderMax_18 | 8
1308 | 168 | 60125-4P-30HP VLSC | VLSC_60125_4P_30HP | 1625.1171 | 1625.1171 | 6500.4683 | 4 | 1 | 5 | G | VLS_Inline | 6 | 6 | 6 | 10 | BranchMin_6BranchMax_10 | 6 | 8 | 18 | HeaderMin_8HeaderMax_18 | 10
1308 | 168 | 60125-4P-30HP VLSC | VLSC_60125_4P_30HP | 1625.1171 | 1625.1171 | 6500.4683 | 4 | 1 | 5 | G | VLS_Inline | 6 | 6 | 6 | 10 | BranchMin_6BranchMax_10 | 6 | 8 | 18 | HeaderMin_8HeaderMax_18 | 12
1308 | 168 | 60125-4P-30HP VLSC | VLSC_60125_4P_30HP | 1625.1171 | 1625.1171 | 6500.4683 | 4 | 1 | 5 | G | VLS_Inline | 6 | 6 | 6 | 10 | BranchMin_6BranchMax_10 | 6 | 8 | 18 | HeaderMin_8HeaderMax_18 | 14
1308 | 168 | 60125-4P-30HP VLSC | VLSC_60125_4P_30HP | 1625.1171 | 1625.1171 | 6500.4683 | 4 | 1 | 5 | G | VLS_Inline | 6 | 6 | 6 | 10 | BranchMin_6BranchMax_10 | 6 | 8 | 18 | HeaderMin_8HeaderMax_18 | 16
1308 | 168 | 60125-4P-30HP VLSC | VLSC_60125_4P_30HP | 1625.1171 | 1625.1171 | 6500.4683 | 4 | 1 | 5 | G | VLS_Inline | 6 | 6 | 6 | 10 | BranchMin_6BranchMax_10 | 6 | 8 | 18 | HeaderMin_8HeaderMax_18 | 18
1308 | 168 | 60125-4P-30HP VLSC | VLSC_60125_4P_30HP | 1625.1171 | 1625.1171 | 6500.4683 | 4 | 1 | 5 | G | VLS_Inline | 6 | 6 | 6 | 10 | BranchMin_6BranchMax_10 | 8 | 8 | 18 | HeaderMin_8HeaderMax_18 | 8 | INVALID
1308 | 168 | 60125-4P-30HP VLSC | VLSC_60125_4P_30HP | 1625.1171 | 1625.1171 | 6500.4683 | 4 | 1 | 5 | G | VLS_Inline | 6 | 6 | 6 | 10 | BranchMin_6BranchMax_10 | 8 | 8 | 18 | HeaderMin_8HeaderMax_18 | 10
1308 | 168 | 60125-4P-30HP VLSC | VLSC_60125_4P_30HP | 1625.1171 | 1625.1171 | 6500.4683 | 4 | 1 | 5 | G | VLS_Inline | 6 | 6 | 6 | 10 | BranchMin_6BranchMax_10 | 8 | 8 | 18 | HeaderMin_8HeaderMax_18 | 12
1308 | 168 | 60125-4P-30HP VLSC | VLSC_60125_4P_30HP | 1625.1171 | 1625.1171 | 6500.4683 | 4 | 1 | 5 | G | VLS_Inline | 6 | 6 | 6 | 10 | BranchMin_6BranchMax_10 | 8 | 8 | 18 | HeaderMin_8HeaderMax_18 | 14
1308 | 168 | 60125-4P-30HP VLSC | VLSC_60125_4P_30HP | 1625.1171 | 1625.1171 | 6500.4683 | 4 | 1 | 5 | G | VLS_Inline | 6 | 6 | 6 | 10 | BranchMin_6BranchMax_10 | 8 | 8 | 18 | HeaderMin_8HeaderMax_18 | 16
1308 | 168 | 60125-4P-30HP VLSC | VLSC_60125_4P_30HP | 1625.1171 | 1625.1171 | 6500.4683 | 4 | 1 | 5 | G | VLS_Inline | 6 | 6 | 6 | 10 | BranchMin_6BranchMax_10 | 8 | 8 | 18 | HeaderMin_8HeaderMax_18 | 18
1308 | 168 | 60125-4P-30HP VLSC | VLSC_60125_4P_30HP | 1625.1171 | 1625.1171 | 6500.4683 | 4 | 1 | 5 | G | VLS_Inline | 6 | 6 | 6 | 10 | BranchMin_6BranchMax_10 | 10 | 8 | 18 | HeaderMin_8HeaderMax_18 | 8 | INVALID
1308 | 168 | 60125-4P-30HP VLSC | VLSC_60125_4P_30HP | 1625.1171 | 1625.1171 | 6500.4683 | 4 | 1 | 5 | G | VLS_Inline | 6 | 6 | 6 | 10 | BranchMin_6BranchMax_10 | 10 | 8 | 18 | HeaderMin_8HeaderMax_18 | 10 | INVALID
1308 | 168 | 60125-4P-30HP VLSC | VLSC_60125_4P_30HP | 1625.1171 | 1625.1171 | 6500.4683 | 4 | 1 | 5 | G | VLS_Inline | 6 | 6 | 6 | 10 | BranchMin_6BranchMax_10 | 10 | 8 | 18 | HeaderMin_8HeaderMax_18 | 12
1308 | 168 | 60125-4P-30HP VLSC | VLSC_60125_4P_30HP | 1625.1171 | 1625.1171 | 6500.4683 | 4 | 1 | 5 | G | VLS_Inline | 6 | 6 | 6 | 10 | BranchMin_6BranchMax_10 | 10 | 8 | 18 | HeaderMin_8HeaderMax_18 | 14
1308 | 168 | 60125-4P-30HP VLSC | VLSC_60125_4P_30HP | 1625.1171 | 1625.1171 | 6500.4683 | 4 | 1 | 5 | G | VLS_Inline | 6 | 6 | 6 | 10 | BranchMin_6BranchMax_10 | 10 | 8 | 18 | HeaderMin_8HeaderMax_18 | 16
1308 | 168 | 60125-4P-30HP VLSC | VLSC_60125_4P_30HP | 1625.1171 | 1625.1171 | 6500.4683 | 4 | 1 | 5 | G | VLS_Inline | 6 | 6 | 6 | 10 | BranchMin_6BranchMax_10 | 10 | 8 | 18 | HeaderMin_8HeaderMax_18 | 18
1309 | 169 | 60125-4P-40HP VLSC | VLSC_60125_4P_40HP | 1757.2796 | 1757.2796 | 7029.1185 | 4 | 1 | 5 | G | VLS_Inline | 6 | 6 | 6 | 10 | BranchMin_6BranchMax_10 | 6 | 8 | 18 | HeaderMin_8HeaderMax_18 | 8
1309 | 169 | 60125-4P-40HP VLSC | VLSC_60125_4P_40HP | 1757.2796 | 1757.2796 | 7029.1185 | 4 | 1 | 5 | G | VLS_Inline | 6 | 6 | 6 | 10 | BranchMin_6BranchMax_10 | 6 | 8 | 18 | HeaderMin_8HeaderMax_18 | 10
1309 | 169 | 60125-4P-40HP VLSC | VLSC_60125_4P_40HP | 1757.2796 | 1757.2796 | 7029.1185 | 4 | 1 | 5 | G | VLS_Inline | 6 | 6 | 6 | 10 | BranchMin_6BranchMax_10 | 6 | 8 | 18 | HeaderMin_8HeaderMax_18 | 12
1309 | 169 | 60125-4P-40HP VLSC | VLSC_60125_4P_40HP | 1757.2796 | 1757.2796 | 7029.1185 | 4 | 1 | 5 | G | VLS_Inline | 6 | 6 | 6 | 10 | BranchMin_6BranchMax_10 | 6 | 8 | 18 | HeaderMin_8HeaderMax_18 | 14
1309 | 169 | 60125-4P-40HP VLSC | VLSC_60125_4P_40HP | 1757.2796 | 1757.2796 | 7029.1185 | 4 | 1 | 5 | G | VLS_Inline | 6 | 6 | 6 | 10 | BranchMin_6BranchMax_10 | 6 | 8 | 18 | HeaderMin_8HeaderMax_18 | 16
1309 | 169 | 60125-4P-40HP VLSC | VLSC_60125_4P_40HP | 1757.2796 | 1757.2796 | 7029.1185 | 4 | 1 | 5 | G | VLS_Inline | 6 | 6 | 6 | 10 | BranchMin_6BranchMax_10 | 6 | 8 | 18 | HeaderMin_8HeaderMax_18 | 18
1309 | 169 | 60125-4P-40HP VLSC | VLSC_60125_4P_40HP | 1757.2796 | 1757.2796 | 7029.1185 | 4 | 1 | 5 | G | VLS_Inline | 6 | 6 | 6 | 10 | BranchMin_6BranchMax_10 | 8 | 8 | 18 | HeaderMin_8HeaderMax_18 | 8 | INVALID
1309 | 169 | 60125-4P-40HP VLSC | VLSC_60125_4P_40HP | 1757.2796 | 1757.2796 | 7029.1185 | 4 | 1 | 5 | G | VLS_Inline | 6 | 6 | 6 | 10 | BranchMin_6BranchMax_10 | 8 | 8 | 18 | HeaderMin_8HeaderMax_18 | 10
1309 | 169 | 60125-4P-40HP VLSC | VLSC_60125_4P_40HP | 1757.2796 | 1757.2796 | 7029.1185 | 4 | 1 | 5 | G | VLS_Inline | 6 | 6 | 6 | 10 | BranchMin_6BranchMax_10 | 8 | 8 | 18 | HeaderMin_8HeaderMax_18 | 12
1309 | 169 | 60125-4P-40HP VLSC | VLSC_60125_4P_40HP | 1757.2796 | 1757.2796 | 7029.1185 | 4 | 1 | 5 | G | VLS_Inline | 6 | 6 | 6 | 10 | BranchMin_6BranchMax_10 | 8 | 8 | 18 | HeaderMin_8HeaderMax_18 | 14
1309 | 169 | 60125-4P-40HP VLSC | VLSC_60125_4P_40HP | 1757.2796 | 1757.2796 | 7029.1185 | 4 | 1 | 5 | G | VLS_Inline | 6 | 6 | 6 | 10 | BranchMin_6BranchMax_10 | 8 | 8 | 18 | HeaderMin_8HeaderMax_18 | 16
1309 | 169 | 60125-4P-40HP VLSC | VLSC_60125_4P_40HP | 1757.2796 | 1757.2796 | 7029.1185 | 4 | 1 | 5 | G | VLS_Inline | 6 | 6 | 6 | 10 | BranchMin_6BranchMax_10 | 8 | 8 | 18 | HeaderMin_8HeaderMax_18 | 18
1309 | 169 | 60125-4P-40HP VLSC | VLSC_60125_4P_40HP | 1757.2796 | 1757.2796 | 7029.1185 | 4 | 1 | 5 | G | VLS_Inline | 6 | 6 | 6 | 10 | BranchMin_6BranchMax_10 | 10 | 8 | 18 | HeaderMin_8HeaderMax_18 | 8 | INVALID
1309 | 169 | 60125-4P-40HP VLSC | VLSC_60125_4P_40HP | 1757.2796 | 1757.2796 | 7029.1185 | 4 | 1 | 5 | G | VLS_Inline | 6 | 6 | 6 | 10 | BranchMin_6BranchMax_10 | 10 | 8 | 18 | HeaderMin_8HeaderMax_18 | 10 | INVALID
1309 | 169 | 60125-4P-40HP VLSC | VLSC_60125_4P_40HP | 1757.2796 | 1757.2796 | 7029.1185 | 4 | 1 | 5 | G | VLS_Inline | 6 | 6 | 6 | 10 | BranchMin_6BranchMax_10 | 10 | 8 | 18 | HeaderMin_8HeaderMax_18 | 12
1309 | 169 | 60125-4P-40HP VLSC | VLSC_60125_4P_40HP | 1757.2796 | 1757.2796 | 7029.1185 | 4 | 1 | 5 | G | VLS_Inline | 6 | 6 | 6 | 10 | BranchMin_6BranchMax_10 | 10 | 8 | 18 | HeaderMin_8HeaderMax_18 | 14
1309 | 169 | 60125-4P-40HP VLSC | VLSC_60125_4P_40HP | 1757.2796 | 1757.2796 | 7029.1185 | 4 | 1 | 5 | G | VLS_Inline | 6 | 6 | 6 | 10 | BranchMin_6BranchMax_10 | 10 | 8 | 18 | HeaderMin_8HeaderMax_18 | 16
1309 | 169 | 60125-4P-40HP VLSC | VLSC_60125_4P_40HP | 1757.2796 | 1757.2796 | 7029.1185 | 4 | 1 | 5 | G | VLS_Inline | 6 | 6 | 6 | 10 | BranchMin_6BranchMax_10 | 10 | 8 | 18 | HeaderMin_8HeaderMax_18 | 18
1310 | 170 | 60125-4P-50HP VLSC | VLSC_60125_4P_50HP | 1846.8509 | 1846.8509 | 7387.4035 | 4 | 1 | 5 | G | VLS_Inline | 6 | 6 | 6 | 10 | BranchMin_6BranchMax_10 | 6 | 8 | 20 | HeaderMin_8HeaderMax_20 | 8
1310 | 170 | 60125-4P-50HP VLSC | VLSC_60125_4P_50HP | 1846.8509 | 1846.8509 | 7387.4035 | 4 | 1 | 5 | G | VLS_Inline | 6 | 6 | 6 | 10 | BranchMin_6BranchMax_10 | 6 | 8 | 20 | HeaderMin_8HeaderMax_20 | 10
1310 | 170 | 60125-4P-50HP VLSC | VLSC_60125_4P_50HP | 1846.8509 | 1846.8509 | 7387.4035 | 4 | 1 | 5 | G | VLS_Inline | 6 | 6 | 6 | 10 | BranchMin_6BranchMax_10 | 6 | 8 | 20 | HeaderMin_8HeaderMax_20 | 12
1310 | 170 | 60125-4P-50HP VLSC | VLSC_60125_4P_50HP | 1846.8509 | 1846.8509 | 7387.4035 | 4 | 1 | 5 | G | VLS_Inline | 6 | 6 | 6 | 10 | BranchMin_6BranchMax_10 | 6 | 8 | 20 | HeaderMin_8HeaderMax_20 | 14
1310 | 170 | 60125-4P-50HP VLSC | VLSC_60125_4P_50HP | 1846.8509 | 1846.8509 | 7387.4035 | 4 | 1 | 5 | G | VLS_Inline | 6 | 6 | 6 | 10 | BranchMin_6BranchMax_10 | 6 | 8 | 20 | HeaderMin_8HeaderMax_20 | 16
1310 | 170 | 60125-4P-50HP VLSC | VLSC_60125_4P_50HP | 1846.8509 | 1846.8509 | 7387.4035 | 4 | 1 | 5 | G | VLS_Inline | 6 | 6 | 6 | 10 | BranchMin_6BranchMax_10 | 6 | 8 | 20 | HeaderMin_8HeaderMax_20 | 18
1310 | 170 | 60125-4P-50HP VLSC | VLSC_60125_4P_50HP | 1846.8509 | 1846.8509 | 7387.4035 | 4 | 1 | 5 | G | VLS_Inline | 6 | 6 | 6 | 10 | BranchMin_6BranchMax_10 | 6 | 8 | 20 | HeaderMin_8HeaderMax_20 | 20
1310 | 170 | 60125-4P-50HP VLSC | VLSC_60125_4P_50HP | 1846.8509 | 1846.8509 | 7387.4035 | 4 | 1 | 5 | G | VLS_Inline | 6 | 6 | 6 | 10 | BranchMin_6BranchMax_10 | 8 | 8 | 20 | HeaderMin_8HeaderMax_20 | 8 | INVALID
1310 | 170 | 60125-4P-50HP VLSC | VLSC_60125_4P_50HP | 1846.8509 | 1846.8509 | 7387.4035 | 4 | 1 | 5 | G | VLS_Inline | 6 | 6 | 6 | 10 | BranchMin_6BranchMax_10 | 8 | 8 | 20 | HeaderMin_8HeaderMax_20 | 10
1310 | 170 | 60125-4P-50HP VLSC | VLSC_60125_4P_50HP | 1846.8509 | 1846.8509 | 7387.4035 | 4 | 1 | 5 | G | VLS_Inline | 6 | 6 | 6 | 10 | BranchMin_6BranchMax_10 | 8 | 8 | 20 | HeaderMin_8HeaderMax_20 | 12
1310 | 170 | 60125-4P-50HP VLSC | VLSC_60125_4P_50HP | 1846.8509 | 1846.8509 | 7387.4035 | 4 | 1 | 5 | G | VLS_Inline | 6 | 6 | 6 | 10 | BranchMin_6BranchMax_10 | 8 | 8 | 20 | HeaderMin_8HeaderMax_20 | 14
1310 | 170 | 60125-4P-50HP VLSC | VLSC_60125_4P_50HP | 1846.8509 | 1846.8509 | 7387.4035 | 4 | 1 | 5 | G | VLS_Inline | 6 | 6 | 6 | 10 | BranchMin_6BranchMax_10 | 8 | 8 | 20 | HeaderMin_8HeaderMax_20 | 16
1310 | 170 | 60125-4P-50HP VLSC | VLSC_60125_4P_50HP | 1846.8509 | 1846.8509 | 7387.4035 | 4 | 1 | 5 | G | VLS_Inline | 6 | 6 | 6 | 10 | BranchMin_6BranchMax_10 | 8 | 8 | 20 | HeaderMin_8HeaderMax_20 | 18
1310 | 170 | 60125-4P-50HP VLSC | VLSC_60125_4P_50HP | 1846.8509 | 1846.8509 | 7387.4035 | 4 | 1 | 5 | G | VLS_Inline | 6 | 6 | 6 | 10 | BranchMin_6BranchMax_10 | 8 | 8 | 20 | HeaderMin_8HeaderMax_20 | 20
1310 | 170 | 60125-4P-50HP VLSC | VLSC_60125_4P_50HP | 1846.8509 | 1846.8509 | 7387.4035 | 4 | 1 | 5 | G | VLS_Inline | 6 | 6 | 6 | 10 | BranchMin_6BranchMax_10 | 10 | 8 | 20 | HeaderMin_8HeaderMax_20 | 8 | INVALID
1310 | 170 | 60125-4P-50HP VLSC | VLSC_60125_4P_50HP | 1846.8509 | 1846.8509 | 7387.4035 | 4 | 1 | 5 | G | VLS_Inline | 6 | 6 | 6 | 10 | BranchMin_6BranchMax_10 | 10 | 8 | 20 | HeaderMin_8HeaderMax_20 | 10 | INVALID
1310 | 170 | 60125-4P-50HP VLSC | VLSC_60125_4P_50HP | 1846.8509 | 1846.8509 | 7387.4035 | 4 | 1 | 5 | G | VLS_Inline | 6 | 6 | 6 | 10 | BranchMin_6BranchMax_10 | 10 | 8 | 20 | HeaderMin_8HeaderMax_20 | 12
1310 | 170 | 60125-4P-50HP VLSC | VLSC_60125_4P_50HP | 1846.8509 | 1846.8509 | 7387.4035 | 4 | 1 | 5 | G | VLS_Inline | 6 | 6 | 6 | 10 | BranchMin_6BranchMax_10 | 10 | 8 | 20 | HeaderMin_8HeaderMax_20 | 14
1310 | 170 | 60125-4P-50HP VLSC | VLSC_60125_4P_50HP | 1846.8509 | 1846.8509 | 7387.4035 | 4 | 1 | 5 | G | VLS_Inline | 6 | 6 | 6 | 10 | BranchMin_6BranchMax_10 | 10 | 8 | 20 | HeaderMin_8HeaderMax_20 | 16
1310 | 170 | 60125-4P-50HP VLSC | VLSC_60125_4P_50HP | 1846.8509 | 1846.8509 | 7387.4035 | 4 | 1 | 5 | G | VLS_Inline | 6 | 6 | 6 | 10 | BranchMin_6BranchMax_10 | 10 | 8 | 20 | HeaderMin_8HeaderMax_20 | 18
1310 | 170 | 60125-4P-50HP VLSC | VLSC_60125_4P_50HP | 1846.8509 | 1846.8509 | 7387.4035 | 4 | 1 | 5 | G | VLS_Inline | 6 | 6 | 6 | 10 | BranchMin_6BranchMax_10 | 10 | 8 | 20 | HeaderMin_8HeaderMax_20 | 20
1311 | 171 | 60125-4P-60HP VLSC | VLSC_60125_4P_60HP | 1914.581 | 1914.581 | 7658.324 | 4 | 1 | 5 | G | VLS_Inline | 6 | 6 | 6 | 10 | BranchMin_6BranchMax_10 | 6 | 8 | 20 | HeaderMin_8HeaderMax_20 | 8
1311 | 171 | 60125-4P-60HP VLSC | VLSC_60125_4P_60HP | 1914.581 | 1914.581 | 7658.324 | 4 | 1 | 5 | G | VLS_Inline | 6 | 6 | 6 | 10 | BranchMin_6BranchMax_10 | 6 | 8 | 20 | HeaderMin_8HeaderMax_20 | 10
1311 | 171 | 60125-4P-60HP VLSC | VLSC_60125_4P_60HP | 1914.581 | 1914.581 | 7658.324 | 4 | 1 | 5 | G | VLS_Inline | 6 | 6 | 6 | 10 | BranchMin_6BranchMax_10 | 6 | 8 | 20 | HeaderMin_8HeaderMax_20 | 12
1311 | 171 | 60125-4P-60HP VLSC | VLSC_60125_4P_60HP | 1914.581 | 1914.581 | 7658.324 | 4 | 1 | 5 | G | VLS_Inline | 6 | 6 | 6 | 10 | BranchMin_6BranchMax_10 | 6 | 8 | 20 | HeaderMin_8HeaderMax_20 | 14
1311 | 171 | 60125-4P-60HP VLSC | VLSC_60125_4P_60HP | 1914.581 | 1914.581 | 7658.324 | 4 | 1 | 5 | G | VLS_Inline | 6 | 6 | 6 | 10 | BranchMin_6BranchMax_10 | 6 | 8 | 20 | HeaderMin_8HeaderMax_20 | 16
1311 | 171 | 60125-4P-60HP VLSC | VLSC_60125_4P_60HP | 1914.581 | 1914.581 | 7658.324 | 4 | 1 | 5 | G | VLS_Inline | 6 | 6 | 6 | 10 | BranchMin_6BranchMax_10 | 6 | 8 | 20 | HeaderMin_8HeaderMax_20 | 18
1311 | 171 | 60125-4P-60HP VLSC | VLSC_60125_4P_60HP | 1914.581 | 1914.581 | 7658.324 | 4 | 1 | 5 | G | VLS_Inline | 6 | 6 | 6 | 10 | BranchMin_6BranchMax_10 | 6 | 8 | 20 | HeaderMin_8HeaderMax_20 | 20
1311 | 171 | 60125-4P-60HP VLSC | VLSC_60125_4P_60HP | 1914.581 | 1914.581 | 7658.324 | 4 | 1 | 5 | G | VLS_Inline | 6 | 6 | 6 | 10 | BranchMin_6BranchMax_10 | 8 | 8 | 20 | HeaderMin_8HeaderMax_20 | 8 | INVALID
1311 | 171 | 60125-4P-60HP VLSC | VLSC_60125_4P_60HP | 1914.581 | 1914.581 | 7658.324 | 4 | 1 | 5 | G | VLS_Inline | 6 | 6 | 6 | 10 | BranchMin_6BranchMax_10 | 8 | 8 | 20 | HeaderMin_8HeaderMax_20 | 10
1311 | 171 | 60125-4P-60HP VLSC | VLSC_60125_4P_60HP | 1914.581 | 1914.581 | 7658.324 | 4 | 1 | 5 | G | VLS_Inline | 6 | 6 | 6 | 10 | BranchMin_6BranchMax_10 | 8 | 8 | 20 | HeaderMin_8HeaderMax_20 | 12
1311 | 171 | 60125-4P-60HP VLSC | VLSC_60125_4P_60HP | 1914.581 | 1914.581 | 7658.324 | 4 | 1 | 5 | G | VLS_Inline | 6 | 6 | 6 | 10 | BranchMin_6BranchMax_10 | 8 | 8 | 20 | HeaderMin_8HeaderMax_20 | 14
1311 | 171 | 60125-4P-60HP VLSC | VLSC_60125_4P_60HP | 1914.581 | 1914.581 | 7658.324 | 4 | 1 | 5 | G | VLS_Inline | 6 | 6 | 6 | 10 | BranchMin_6BranchMax_10 | 8 | 8 | 20 | HeaderMin_8HeaderMax_20 | 16
1311 | 171 | 60125-4P-60HP VLSC | VLSC_60125_4P_60HP | 1914.581 | 1914.581 | 7658.324 | 4 | 1 | 5 | G | VLS_Inline | 6 | 6 | 6 | 10 | BranchMin_6BranchMax_10 | 8 | 8 | 20 | HeaderMin_8HeaderMax_20 | 18
1311 | 171 | 60125-4P-60HP VLSC | VLSC_60125_4P_60HP | 1914.581 | 1914.581 | 7658.324 | 4 | 1 | 5 | G | VLS_Inline | 6 | 6 | 6 | 10 | BranchMin_6BranchMax_10 | 8 | 8 | 20 | HeaderMin_8HeaderMax_20 | 20
1311 | 171 | 60125-4P-60HP VLSC | VLSC_60125_4P_60HP | 1914.581 | 1914.581 | 7658.324 | 4 | 1 | 5 | G | VLS_Inline | 6 | 6 | 6 | 10 | BranchMin_6BranchMax_10 | 10 | 8 | 20 | HeaderMin_8HeaderMax_20 | 8 | INVALID
1311 | 171 | 60125-4P-60HP VLSC | VLSC_60125_4P_60HP | 1914.581 | 1914.581 | 7658.324 | 4 | 1 | 5 | G | VLS_Inline | 6 | 6 | 6 | 10 | BranchMin_6BranchMax_10 | 10 | 8 | 20 | HeaderMin_8HeaderMax_20 | 10 | INVALID
1311 | 171 | 60125-4P-60HP VLSC | VLSC_60125_4P_60HP | 1914.581 | 1914.581 | 7658.324 | 4 | 1 | 5 | G | VLS_Inline | 6 | 6 | 6 | 10 | BranchMin_6BranchMax_10 | 10 | 8 | 20 | HeaderMin_8HeaderMax_20 | 12
1311 | 171 | 60125-4P-60HP VLSC | VLSC_60125_4P_60HP | 1914.581 | 1914.581 | 7658.324 | 4 | 1 | 5 | G | VLS_Inline | 6 | 6 | 6 | 10 | BranchMin_6BranchMax_10 | 10 | 8 | 20 | HeaderMin_8HeaderMax_20 | 14
1311 | 171 | 60125-4P-60HP VLSC | VLSC_60125_4P_60HP | 1914.581 | 1914.581 | 7658.324 | 4 | 1 | 5 | G | VLS_Inline | 6 | 6 | 6 | 10 | BranchMin_6BranchMax_10 | 10 | 8 | 20 | HeaderMin_8HeaderMax_20 | 16
1311 | 171 | 60125-4P-60HP VLSC | VLSC_60125_4P_60HP | 1914.581 | 1914.581 | 7658.324 | 4 | 1 | 5 | G | VLS_Inline | 6 | 6 | 6 | 10 | BranchMin_6BranchMax_10 | 10 | 8 | 20 | HeaderMin_8HeaderMax_20 | 18
1311 | 171 | 60125-4P-60HP VLSC | VLSC_60125_4P_60HP | 1914.581 | 1914.581 | 7658.324 | 4 | 1 | 5 | G | VLS_Inline | 6 | 6 | 6 | 10 | BranchMin_6BranchMax_10 | 10 | 8 | 20 | HeaderMin_8HeaderMax_20 | 20
1312 | 172 | 60157-4P-75HP VLSC | VLSC_60157_4P_75HP | 1634.3829 | 1634.3829 | 6537.5317 | 4 | 1 | 5 | G | VLS_Inline | 6 | 6 | 6 | 10 | BranchMin_6BranchMax_10 | 6 | 8 | 18 | HeaderMin_8HeaderMax_18 | 8
1312 | 172 | 60157-4P-75HP VLSC | VLSC_60157_4P_75HP | 1634.3829 | 1634.3829 | 6537.5317 | 4 | 1 | 5 | G | VLS_Inline | 6 | 6 | 6 | 10 | BranchMin_6BranchMax_10 | 6 | 8 | 18 | HeaderMin_8HeaderMax_18 | 10
1312 | 172 | 60157-4P-75HP VLSC | VLSC_60157_4P_75HP | 1634.3829 | 1634.3829 | 6537.5317 | 4 | 1 | 5 | G | VLS_Inline | 6 | 6 | 6 | 10 | BranchMin_6BranchMax_10 | 6 | 8 | 18 | HeaderMin_8HeaderMax_18 | 12
1312 | 172 | 60157-4P-75HP VLSC | VLSC_60157_4P_75HP | 1634.3829 | 1634.3829 | 6537.5317 | 4 | 1 | 5 | G | VLS_Inline | 6 | 6 | 6 | 10 | BranchMin_6BranchMax_10 | 6 | 8 | 18 | HeaderMin_8HeaderMax_18 | 14
1312 | 172 | 60157-4P-75HP VLSC | VLSC_60157_4P_75HP | 1634.3829 | 1634.3829 | 6537.5317 | 4 | 1 | 5 | G | VLS_Inline | 6 | 6 | 6 | 10 | BranchMin_6BranchMax_10 | 6 | 8 | 18 | HeaderMin_8HeaderMax_18 | 16
1312 | 172 | 60157-4P-75HP VLSC | VLSC_60157_4P_75HP | 1634.3829 | 1634.3829 | 6537.5317 | 4 | 1 | 5 | G | VLS_Inline | 6 | 6 | 6 | 10 | BranchMin_6BranchMax_10 | 6 | 8 | 18 | HeaderMin_8HeaderMax_18 | 18
1312 | 172 | 60157-4P-75HP VLSC | VLSC_60157_4P_75HP | 1634.3829 | 1634.3829 | 6537.5317 | 4 | 1 | 5 | G | VLS_Inline | 6 | 6 | 6 | 10 | BranchMin_6BranchMax_10 | 8 | 8 | 18 | HeaderMin_8HeaderMax_18 | 8 | INVALID
1312 | 172 | 60157-4P-75HP VLSC | VLSC_60157_4P_75HP | 1634.3829 | 1634.3829 | 6537.5317 | 4 | 1 | 5 | G | VLS_Inline | 6 | 6 | 6 | 10 | BranchMin_6BranchMax_10 | 8 | 8 | 18 | HeaderMin_8HeaderMax_18 | 10
1312 | 172 | 60157-4P-75HP VLSC | VLSC_60157_4P_75HP | 1634.3829 | 1634.3829 | 6537.5317 | 4 | 1 | 5 | G | VLS_Inline | 6 | 6 | 6 | 10 | BranchMin_6BranchMax_10 | 8 | 8 | 18 | HeaderMin_8HeaderMax_18 | 12
1312 | 172 | 60157-4P-75HP VLSC | VLSC_60157_4P_75HP | 1634.3829 | 1634.3829 | 6537.5317 | 4 | 1 | 5 | G | VLS_Inline | 6 | 6 | 6 | 10 | BranchMin_6BranchMax_10 | 8 | 8 | 18 | HeaderMin_8HeaderMax_18 | 14
1312 | 172 | 60157-4P-75HP VLSC | VLSC_60157_4P_75HP | 1634.3829 | 1634.3829 | 6537.5317 | 4 | 1 | 5 | G | VLS_Inline | 6 | 6 | 6 | 10 | BranchMin_6BranchMax_10 | 8 | 8 | 18 | HeaderMin_8HeaderMax_18 | 16
1312 | 172 | 60157-4P-75HP VLSC | VLSC_60157_4P_75HP | 1634.3829 | 1634.3829 | 6537.5317 | 4 | 1 | 5 | G | VLS_Inline | 6 | 6 | 6 | 10 | BranchMin_6BranchMax_10 | 8 | 8 | 18 | HeaderMin_8HeaderMax_18 | 18
1312 | 172 | 60157-4P-75HP VLSC | VLSC_60157_4P_75HP | 1634.3829 | 1634.3829 | 6537.5317 | 4 | 1 | 5 | G | VLS_Inline | 6 | 6 | 6 | 10 | BranchMin_6BranchMax_10 | 10 | 8 | 18 | HeaderMin_8HeaderMax_18 | 8 | INVALID
1312 | 172 | 60157-4P-75HP VLSC | VLSC_60157_4P_75HP | 1634.3829 | 1634.3829 | 6537.5317 | 4 | 1 | 5 | G | VLS_Inline | 6 | 6 | 6 | 10 | BranchMin_6BranchMax_10 | 10 | 8 | 18 | HeaderMin_8HeaderMax_18 | 10 | INVALID
1312 | 172 | 60157-4P-75HP VLSC | VLSC_60157_4P_75HP | 1634.3829 | 1634.3829 | 6537.5317 | 4 | 1 | 5 | G | VLS_Inline | 6 | 6 | 6 | 10 | BranchMin_6BranchMax_10 | 10 | 8 | 18 | HeaderMin_8HeaderMax_18 | 12
1312 | 172 | 60157-4P-75HP VLSC | VLSC_60157_4P_75HP | 1634.3829 | 1634.3829 | 6537.5317 | 4 | 1 | 5 | G | VLS_Inline | 6 | 6 | 6 | 10 | BranchMin_6BranchMax_10 | 10 | 8 | 18 | HeaderMin_8HeaderMax_18 | 14
1312 | 172 | 60157-4P-75HP VLSC | VLSC_60157_4P_75HP | 1634.3829 | 1634.3829 | 6537.5317 | 4 | 1 | 5 | G | VLS_Inline | 6 | 6 | 6 | 10 | BranchMin_6BranchMax_10 | 10 | 8 | 18 | HeaderMin_8HeaderMax_18 | 16
1312 | 172 | 60157-4P-75HP VLSC | VLSC_60157_4P_75HP | 1634.3829 | 1634.3829 | 6537.5317 | 4 | 1 | 5 | G | VLS_Inline | 6 | 6 | 6 | 10 | BranchMin_6BranchMax_10 | 10 | 8 | 18 | HeaderMin_8HeaderMax_18 | 18
1313 | 173 | 60157-4P-100HP VLSC | VLSC_60157_4P_100HP | 1915.2738 | 1915.2738 | 7661.0951 | 4 | 1 | 5 | G | VLS_Inline | 6 | 6 | 6 | 10 | BranchMin_6BranchMax_10 | 6 | 8 | 20 | HeaderMin_8HeaderMax_20 | 8
1313 | 173 | 60157-4P-100HP VLSC | VLSC_60157_4P_100HP | 1915.2738 | 1915.2738 | 7661.0951 | 4 | 1 | 5 | G | VLS_Inline | 6 | 6 | 6 | 10 | BranchMin_6BranchMax_10 | 6 | 8 | 20 | HeaderMin_8HeaderMax_20 | 10
1313 | 173 | 60157-4P-100HP VLSC | VLSC_60157_4P_100HP | 1915.2738 | 1915.2738 | 7661.0951 | 4 | 1 | 5 | G | VLS_Inline | 6 | 6 | 6 | 10 | BranchMin_6BranchMax_10 | 6 | 8 | 20 | HeaderMin_8HeaderMax_20 | 12
1313 | 173 | 60157-4P-100HP VLSC | VLSC_60157_4P_100HP | 1915.2738 | 1915.2738 | 7661.0951 | 4 | 1 | 5 | G | VLS_Inline | 6 | 6 | 6 | 10 | BranchMin_6BranchMax_10 | 6 | 8 | 20 | HeaderMin_8HeaderMax_20 | 14
1313 | 173 | 60157-4P-100HP VLSC | VLSC_60157_4P_100HP | 1915.2738 | 1915.2738 | 7661.0951 | 4 | 1 | 5 | G | VLS_Inline | 6 | 6 | 6 | 10 | BranchMin_6BranchMax_10 | 6 | 8 | 20 | HeaderMin_8HeaderMax_20 | 16
1313 | 173 | 60157-4P-100HP VLSC | VLSC_60157_4P_100HP | 1915.2738 | 1915.2738 | 7661.0951 | 4 | 1 | 5 | G | VLS_Inline | 6 | 6 | 6 | 10 | BranchMin_6BranchMax_10 | 6 | 8 | 20 | HeaderMin_8HeaderMax_20 | 18
1313 | 173 | 60157-4P-100HP VLSC | VLSC_60157_4P_100HP | 1915.2738 | 1915.2738 | 7661.0951 | 4 | 1 | 5 | G | VLS_Inline | 6 | 6 | 6 | 10 | BranchMin_6BranchMax_10 | 6 | 8 | 20 | HeaderMin_8HeaderMax_20 | 20
1313 | 173 | 60157-4P-100HP VLSC | VLSC_60157_4P_100HP | 1915.2738 | 1915.2738 | 7661.0951 | 4 | 1 | 5 | G | VLS_Inline | 6 | 6 | 6 | 10 | BranchMin_6BranchMax_10 | 8 | 8 | 20 | HeaderMin_8HeaderMax_20 | 8 | INVALID
1313 | 173 | 60157-4P-100HP VLSC | VLSC_60157_4P_100HP | 1915.2738 | 1915.2738 | 7661.0951 | 4 | 1 | 5 | G | VLS_Inline | 6 | 6 | 6 | 10 | BranchMin_6BranchMax_10 | 8 | 8 | 20 | HeaderMin_8HeaderMax_20 | 10
1313 | 173 | 60157-4P-100HP VLSC | VLSC_60157_4P_100HP | 1915.2738 | 1915.2738 | 7661.0951 | 4 | 1 | 5 | G | VLS_Inline | 6 | 6 | 6 | 10 | BranchMin_6BranchMax_10 | 8 | 8 | 20 | HeaderMin_8HeaderMax_20 | 12
1313 | 173 | 60157-4P-100HP VLSC | VLSC_60157_4P_100HP | 1915.2738 | 1915.2738 | 7661.0951 | 4 | 1 | 5 | G | VLS_Inline | 6 | 6 | 6 | 10 | BranchMin_6BranchMax_10 | 8 | 8 | 20 | HeaderMin_8HeaderMax_20 | 14
1313 | 173 | 60157-4P-100HP VLSC | VLSC_60157_4P_100HP | 1915.2738 | 1915.2738 | 7661.0951 | 4 | 1 | 5 | G | VLS_Inline | 6 | 6 | 6 | 10 | BranchMin_6BranchMax_10 | 8 | 8 | 20 | HeaderMin_8HeaderMax_20 | 16
1313 | 173 | 60157-4P-100HP VLSC | VLSC_60157_4P_100HP | 1915.2738 | 1915.2738 | 7661.0951 | 4 | 1 | 5 | G | VLS_Inline | 6 | 6 | 6 | 10 | BranchMin_6BranchMax_10 | 8 | 8 | 20 | HeaderMin_8HeaderMax_20 | 18
1313 | 173 | 60157-4P-100HP VLSC | VLSC_60157_4P_100HP | 1915.2738 | 1915.2738 | 7661.0951 | 4 | 1 | 5 | G | VLS_Inline | 6 | 6 | 6 | 10 | BranchMin_6BranchMax_10 | 8 | 8 | 20 | HeaderMin_8HeaderMax_20 | 20
1313 | 173 | 60157-4P-100HP VLSC | VLSC_60157_4P_100HP | 1915.2738 | 1915.2738 | 7661.0951 | 4 | 1 | 5 | G | VLS_Inline | 6 | 6 | 6 | 10 | BranchMin_6BranchMax_10 | 10 | 8 | 20 | HeaderMin_8HeaderMax_20 | 8 | INVALID
1313 | 173 | 60157-4P-100HP VLSC | VLSC_60157_4P_100HP | 1915.2738 | 1915.2738 | 7661.0951 | 4 | 1 | 5 | G | VLS_Inline | 6 | 6 | 6 | 10 | BranchMin_6BranchMax_10 | 10 | 8 | 20 | HeaderMin_8HeaderMax_20 | 10 | INVALID
1313 | 173 | 60157-4P-100HP VLSC | VLSC_60157_4P_100HP | 1915.2738 | 1915.2738 | 7661.0951 | 4 | 1 | 5 | G | VLS_Inline | 6 | 6 | 6 | 10 | BranchMin_6BranchMax_10 | 10 | 8 | 20 | HeaderMin_8HeaderMax_20 | 12
1313 | 173 | 60157-4P-100HP VLSC | VLSC_60157_4P_100HP | 1915.2738 | 1915.2738 | 7661.0951 | 4 | 1 | 5 | G | VLS_Inline | 6 | 6 | 6 | 10 | BranchMin_6BranchMax_10 | 10 | 8 | 20 | HeaderMin_8HeaderMax_20 | 14
1313 | 173 | 60157-4P-100HP VLSC | VLSC_60157_4P_100HP | 1915.2738 | 1915.2738 | 7661.0951 | 4 | 1 | 5 | G | VLS_Inline | 6 | 6 | 6 | 10 | BranchMin_6BranchMax_10 | 10 | 8 | 20 | HeaderMin_8HeaderMax_20 | 16
1313 | 173 | 60157-4P-100HP VLSC | VLSC_60157_4P_100HP | 1915.2738 | 1915.2738 | 7661.0951 | 4 | 1 | 5 | G | VLS_Inline | 6 | 6 | 6 | 10 | BranchMin_6BranchMax_10 | 10 | 8 | 20 | HeaderMin_8HeaderMax_20 | 18
1313 | 173 | 60157-4P-100HP VLSC | VLSC_60157_4P_100HP | 1915.2738 | 1915.2738 | 7661.0951 | 4 | 1 | 5 | G | VLS_Inline | 6 | 6 | 6 | 10 | BranchMin_6BranchMax_10 | 10 | 8 | 20 | HeaderMin_8HeaderMax_20 | 20
1314 | 174 | 60157-4P-125HP VLSC | VLSC_60157_4P_125HP | 2165.2718 | 2165.2718 | 8661.0874 | 4 | 1 | 5 | G | VLS_Inline | 6 | 6 | 6 | 10 | BranchMin_6BranchMax_10 | 6 | 8 | 20 | HeaderMin_8HeaderMax_20 | 8
1314 | 174 | 60157-4P-125HP VLSC | VLSC_60157_4P_125HP | 2165.2718 | 2165.2718 | 8661.0874 | 4 | 1 | 5 | G | VLS_Inline | 6 | 6 | 6 | 10 | BranchMin_6BranchMax_10 | 6 | 8 | 20 | HeaderMin_8HeaderMax_20 | 10
1314 | 174 | 60157-4P-125HP VLSC | VLSC_60157_4P_125HP | 2165.2718 | 2165.2718 | 8661.0874 | 4 | 1 | 5 | G | VLS_Inline | 6 | 6 | 6 | 10 | BranchMin_6BranchMax_10 | 6 | 8 | 20 | HeaderMin_8HeaderMax_20 | 12
1314 | 174 | 60157-4P-125HP VLSC | VLSC_60157_4P_125HP | 2165.2718 | 2165.2718 | 8661.0874 | 4 | 1 | 5 | G | VLS_Inline | 6 | 6 | 6 | 10 | BranchMin_6BranchMax_10 | 6 | 8 | 20 | HeaderMin_8HeaderMax_20 | 14
1314 | 174 | 60157-4P-125HP VLSC | VLSC_60157_4P_125HP | 2165.2718 | 2165.2718 | 8661.0874 | 4 | 1 | 5 | G | VLS_Inline | 6 | 6 | 6 | 10 | BranchMin_6BranchMax_10 | 6 | 8 | 20 | HeaderMin_8HeaderMax_20 | 16
1314 | 174 | 60157-4P-125HP VLSC | VLSC_60157_4P_125HP | 2165.2718 | 2165.2718 | 8661.0874 | 4 | 1 | 5 | G | VLS_Inline | 6 | 6 | 6 | 10 | BranchMin_6BranchMax_10 | 6 | 8 | 20 | HeaderMin_8HeaderMax_20 | 18
1314 | 174 | 60157-4P-125HP VLSC | VLSC_60157_4P_125HP | 2165.2718 | 2165.2718 | 8661.0874 | 4 | 1 | 5 | G | VLS_Inline | 6 | 6 | 6 | 10 | BranchMin_6BranchMax_10 | 6 | 8 | 20 | HeaderMin_8HeaderMax_20 | 20
1314 | 174 | 60157-4P-125HP VLSC | VLSC_60157_4P_125HP | 2165.2718 | 2165.2718 | 8661.0874 | 4 | 1 | 5 | G | VLS_Inline | 6 | 6 | 6 | 10 | BranchMin_6BranchMax_10 | 8 | 8 | 20 | HeaderMin_8HeaderMax_20 | 8 | INVALID
1314 | 174 | 60157-4P-125HP VLSC | VLSC_60157_4P_125HP | 2165.2718 | 2165.2718 | 8661.0874 | 4 | 1 | 5 | G | VLS_Inline | 6 | 6 | 6 | 10 | BranchMin_6BranchMax_10 | 8 | 8 | 20 | HeaderMin_8HeaderMax_20 | 10
1314 | 174 | 60157-4P-125HP VLSC | VLSC_60157_4P_125HP | 2165.2718 | 2165.2718 | 8661.0874 | 4 | 1 | 5 | G | VLS_Inline | 6 | 6 | 6 | 10 | BranchMin_6BranchMax_10 | 8 | 8 | 20 | HeaderMin_8HeaderMax_20 | 12
1314 | 174 | 60157-4P-125HP VLSC | VLSC_60157_4P_125HP | 2165.2718 | 2165.2718 | 8661.0874 | 4 | 1 | 5 | G | VLS_Inline | 6 | 6 | 6 | 10 | BranchMin_6BranchMax_10 | 8 | 8 | 20 | HeaderMin_8HeaderMax_20 | 14
1314 | 174 | 60157-4P-125HP VLSC | VLSC_60157_4P_125HP | 2165.2718 | 2165.2718 | 8661.0874 | 4 | 1 | 5 | G | VLS_Inline | 6 | 6 | 6 | 10 | BranchMin_6BranchMax_10 | 8 | 8 | 20 | HeaderMin_8HeaderMax_20 | 16
1314 | 174 | 60157-4P-125HP VLSC | VLSC_60157_4P_125HP | 2165.2718 | 2165.2718 | 8661.0874 | 4 | 1 | 5 | G | VLS_Inline | 6 | 6 | 6 | 10 | BranchMin_6BranchMax_10 | 8 | 8 | 20 | HeaderMin_8HeaderMax_20 | 18
1314 | 174 | 60157-4P-125HP VLSC | VLSC_60157_4P_125HP | 2165.2718 | 2165.2718 | 8661.0874 | 4 | 1 | 5 | G | VLS_Inline | 6 | 6 | 6 | 10 | BranchMin_6BranchMax_10 | 8 | 8 | 20 | HeaderMin_8HeaderMax_20 | 20
1314 | 174 | 60157-4P-125HP VLSC | VLSC_60157_4P_125HP | 2165.2718 | 2165.2718 | 8661.0874 | 4 | 1 | 5 | G | VLS_Inline | 6 | 6 | 6 | 10 | BranchMin_6BranchMax_10 | 10 | 8 | 20 | HeaderMin_8HeaderMax_20 | 8 | INVALID
1314 | 174 | 60157-4P-125HP VLSC | VLSC_60157_4P_125HP | 2165.2718 | 2165.2718 | 8661.0874 | 4 | 1 | 5 | G | VLS_Inline | 6 | 6 | 6 | 10 | BranchMin_6BranchMax_10 | 10 | 8 | 20 | HeaderMin_8HeaderMax_20 | 10 | INVALID
1314 | 174 | 60157-4P-125HP VLSC | VLSC_60157_4P_125HP | 2165.2718 | 2165.2718 | 8661.0874 | 4 | 1 | 5 | G | VLS_Inline | 6 | 6 | 6 | 10 | BranchMin_6BranchMax_10 | 10 | 8 | 20 | HeaderMin_8HeaderMax_20 | 12
1314 | 174 | 60157-4P-125HP VLSC | VLSC_60157_4P_125HP | 2165.2718 | 2165.2718 | 8661.0874 | 4 | 1 | 5 | G | VLS_Inline | 6 | 6 | 6 | 10 | BranchMin_6BranchMax_10 | 10 | 8 | 20 | HeaderMin_8HeaderMax_20 | 14
1314 | 174 | 60157-4P-125HP VLSC | VLSC_60157_4P_125HP | 2165.2718 | 2165.2718 | 8661.0874 | 4 | 1 | 5 | G | VLS_Inline | 6 | 6 | 6 | 10 | BranchMin_6BranchMax_10 | 10 | 8 | 20 | HeaderMin_8HeaderMax_20 | 16
1314 | 174 | 60157-4P-125HP VLSC | VLSC_60157_4P_125HP | 2165.2718 | 2165.2718 | 8661.0874 | 4 | 1 | 5 | G | VLS_Inline | 6 | 6 | 6 | 10 | BranchMin_6BranchMax_10 | 10 | 8 | 20 | HeaderMin_8HeaderMax_20 | 18
1314 | 174 | 60157-4P-125HP VLSC | VLSC_60157_4P_125HP | 2165.2718 | 2165.2718 | 8661.0874 | 4 | 1 | 5 | G | VLS_Inline | 6 | 6 | 6 | 10 | BranchMin_6BranchMax_10 | 10 | 8 | 20 | HeaderMin_8HeaderMax_20 | 20
1315 | 175 | 80951-4P-20HP VLSC | VLSC_80951_4P_20HP | 1914.1469 | 1914.1469 | 7656.5877 | 4 | 1 | 5 | G | VLS_Inline | 8 | 8 | 8 | 10 | BranchMin_8BranchMax_10 | 8 | 10 | 20 | HeaderMin_10HeaderMax_20 | 10
1315 | 175 | 80951-4P-20HP VLSC | VLSC_80951_4P_20HP | 1914.1469 | 1914.1469 | 7656.5877 | 4 | 1 | 5 | G | VLS_Inline | 8 | 8 | 8 | 10 | BranchMin_8BranchMax_10 | 8 | 10 | 20 | HeaderMin_10HeaderMax_20 | 12
1315 | 175 | 80951-4P-20HP VLSC | VLSC_80951_4P_20HP | 1914.1469 | 1914.1469 | 7656.5877 | 4 | 1 | 5 | G | VLS_Inline | 8 | 8 | 8 | 10 | BranchMin_8BranchMax_10 | 8 | 10 | 20 | HeaderMin_10HeaderMax_20 | 14
1315 | 175 | 80951-4P-20HP VLSC | VLSC_80951_4P_20HP | 1914.1469 | 1914.1469 | 7656.5877 | 4 | 1 | 5 | G | VLS_Inline | 8 | 8 | 8 | 10 | BranchMin_8BranchMax_10 | 8 | 10 | 20 | HeaderMin_10HeaderMax_20 | 16
1315 | 175 | 80951-4P-20HP VLSC | VLSC_80951_4P_20HP | 1914.1469 | 1914.1469 | 7656.5877 | 4 | 1 | 5 | G | VLS_Inline | 8 | 8 | 8 | 10 | BranchMin_8BranchMax_10 | 8 | 10 | 20 | HeaderMin_10HeaderMax_20 | 18
1315 | 175 | 80951-4P-20HP VLSC | VLSC_80951_4P_20HP | 1914.1469 | 1914.1469 | 7656.5877 | 4 | 1 | 5 | G | VLS_Inline | 8 | 8 | 8 | 10 | BranchMin_8BranchMax_10 | 8 | 10 | 20 | HeaderMin_10HeaderMax_20 | 20
1315 | 175 | 80951-4P-20HP VLSC | VLSC_80951_4P_20HP | 1914.1469 | 1914.1469 | 7656.5877 | 4 | 1 | 5 | G | VLS_Inline | 8 | 8 | 8 | 10 | BranchMin_8BranchMax_10 | 10 | 10 | 20 | HeaderMin_10HeaderMax_20 | 10 | INVALID
1315 | 175 | 80951-4P-20HP VLSC | VLSC_80951_4P_20HP | 1914.1469 | 1914.1469 | 7656.5877 | 4 | 1 | 5 | G | VLS_Inline | 8 | 8 | 8 | 10 | BranchMin_8BranchMax_10 | 10 | 10 | 20 | HeaderMin_10HeaderMax_20 | 12
1315 | 175 | 80951-4P-20HP VLSC | VLSC_80951_4P_20HP | 1914.1469 | 1914.1469 | 7656.5877 | 4 | 1 | 5 | G | VLS_Inline | 8 | 8 | 8 | 10 | BranchMin_8BranchMax_10 | 10 | 10 | 20 | HeaderMin_10HeaderMax_20 | 14
1315 | 175 | 80951-4P-20HP VLSC | VLSC_80951_4P_20HP | 1914.1469 | 1914.1469 | 7656.5877 | 4 | 1 | 5 | G | VLS_Inline | 8 | 8 | 8 | 10 | BranchMin_8BranchMax_10 | 10 | 10 | 20 | HeaderMin_10HeaderMax_20 | 16
1315 | 175 | 80951-4P-20HP VLSC | VLSC_80951_4P_20HP | 1914.1469 | 1914.1469 | 7656.5877 | 4 | 1 | 5 | G | VLS_Inline | 8 | 8 | 8 | 10 | BranchMin_8BranchMax_10 | 10 | 10 | 20 | HeaderMin_10HeaderMax_20 | 18
1315 | 175 | 80951-4P-20HP VLSC | VLSC_80951_4P_20HP | 1914.1469 | 1914.1469 | 7656.5877 | 4 | 1 | 5 | G | VLS_Inline | 8 | 8 | 8 | 10 | BranchMin_8BranchMax_10 | 10 | 10 | 20 | HeaderMin_10HeaderMax_20 | 20
1316 | 176 | 80951-4P-25HP VLSC | VLSC_80951_4P_25HP | 2017.9874 | 2017.9874 | 8071.9496 | 4 | 1 | 5 | G | VLS_Inline | 8 | 8 | 8 | 10 | BranchMin_8BranchMax_10 | 8 | 10 | 20 | HeaderMin_10HeaderMax_20 | 10
1316 | 176 | 80951-4P-25HP VLSC | VLSC_80951_4P_25HP | 2017.9874 | 2017.9874 | 8071.9496 | 4 | 1 | 5 | G | VLS_Inline | 8 | 8 | 8 | 10 | BranchMin_8BranchMax_10 | 8 | 10 | 20 | HeaderMin_10HeaderMax_20 | 12
1316 | 176 | 80951-4P-25HP VLSC | VLSC_80951_4P_25HP | 2017.9874 | 2017.9874 | 8071.9496 | 4 | 1 | 5 | G | VLS_Inline | 8 | 8 | 8 | 10 | BranchMin_8BranchMax_10 | 8 | 10 | 20 | HeaderMin_10HeaderMax_20 | 14
1316 | 176 | 80951-4P-25HP VLSC | VLSC_80951_4P_25HP | 2017.9874 | 2017.9874 | 8071.9496 | 4 | 1 | 5 | G | VLS_Inline | 8 | 8 | 8 | 10 | BranchMin_8BranchMax_10 | 8 | 10 | 20 | HeaderMin_10HeaderMax_20 | 16
1316 | 176 | 80951-4P-25HP VLSC | VLSC_80951_4P_25HP | 2017.9874 | 2017.9874 | 8071.9496 | 4 | 1 | 5 | G | VLS_Inline | 8 | 8 | 8 | 10 | BranchMin_8BranchMax_10 | 8 | 10 | 20 | HeaderMin_10HeaderMax_20 | 18
1316 | 176 | 80951-4P-25HP VLSC | VLSC_80951_4P_25HP | 2017.9874 | 2017.9874 | 8071.9496 | 4 | 1 | 5 | G | VLS_Inline | 8 | 8 | 8 | 10 | BranchMin_8BranchMax_10 | 8 | 10 | 20 | HeaderMin_10HeaderMax_20 | 20
1316 | 176 | 80951-4P-25HP VLSC | VLSC_80951_4P_25HP | 2017.9874 | 2017.9874 | 8071.9496 | 4 | 1 | 5 | G | VLS_Inline | 8 | 8 | 8 | 10 | BranchMin_8BranchMax_10 | 10 | 10 | 20 | HeaderMin_10HeaderMax_20 | 10 | INVALID
1316 | 176 | 80951-4P-25HP VLSC | VLSC_80951_4P_25HP | 2017.9874 | 2017.9874 | 8071.9496 | 4 | 1 | 5 | G | VLS_Inline | 8 | 8 | 8 | 10 | BranchMin_8BranchMax_10 | 10 | 10 | 20 | HeaderMin_10HeaderMax_20 | 12
1316 | 176 | 80951-4P-25HP VLSC | VLSC_80951_4P_25HP | 2017.9874 | 2017.9874 | 8071.9496 | 4 | 1 | 5 | G | VLS_Inline | 8 | 8 | 8 | 10 | BranchMin_8BranchMax_10 | 10 | 10 | 20 | HeaderMin_10HeaderMax_20 | 14
1316 | 176 | 80951-4P-25HP VLSC | VLSC_80951_4P_25HP | 2017.9874 | 2017.9874 | 8071.9496 | 4 | 1 | 5 | G | VLS_Inline | 8 | 8 | 8 | 10 | BranchMin_8BranchMax_10 | 10 | 10 | 20 | HeaderMin_10HeaderMax_20 | 16
1316 | 176 | 80951-4P-25HP VLSC | VLSC_80951_4P_25HP | 2017.9874 | 2017.9874 | 8071.9496 | 4 | 1 | 5 | G | VLS_Inline | 8 | 8 | 8 | 10 | BranchMin_8BranchMax_10 | 10 | 10 | 20 | HeaderMin_10HeaderMax_20 | 18
1316 | 176 | 80951-4P-25HP VLSC | VLSC_80951_4P_25HP | 2017.9874 | 2017.9874 | 8071.9496 | 4 | 1 | 5 | G | VLS_Inline | 8 | 8 | 8 | 10 | BranchMin_8BranchMax_10 | 10 | 10 | 20 | HeaderMin_10HeaderMax_20 | 20
1317 | 177 | 80951-4P-30HP VLSC | VLSC_80951_4P_30HP | 2141.5995 | 2141.5995 | 8566.398 | 4 | 1 | 5 | G | VLS_Inline | 8 | 8 | 8 | 10 | BranchMin_8BranchMax_10 | 8 | 10 | 20 | HeaderMin_10HeaderMax_20 | 10
1317 | 177 | 80951-4P-30HP VLSC | VLSC_80951_4P_30HP | 2141.5995 | 2141.5995 | 8566.398 | 4 | 1 | 5 | G | VLS_Inline | 8 | 8 | 8 | 10 | BranchMin_8BranchMax_10 | 8 | 10 | 20 | HeaderMin_10HeaderMax_20 | 12
1317 | 177 | 80951-4P-30HP VLSC | VLSC_80951_4P_30HP | 2141.5995 | 2141.5995 | 8566.398 | 4 | 1 | 5 | G | VLS_Inline | 8 | 8 | 8 | 10 | BranchMin_8BranchMax_10 | 8 | 10 | 20 | HeaderMin_10HeaderMax_20 | 14
1317 | 177 | 80951-4P-30HP VLSC | VLSC_80951_4P_30HP | 2141.5995 | 2141.5995 | 8566.398 | 4 | 1 | 5 | G | VLS_Inline | 8 | 8 | 8 | 10 | BranchMin_8BranchMax_10 | 8 | 10 | 20 | HeaderMin_10HeaderMax_20 | 16
1317 | 177 | 80951-4P-30HP VLSC | VLSC_80951_4P_30HP | 2141.5995 | 2141.5995 | 8566.398 | 4 | 1 | 5 | G | VLS_Inline | 8 | 8 | 8 | 10 | BranchMin_8BranchMax_10 | 8 | 10 | 20 | HeaderMin_10HeaderMax_20 | 18
1317 | 177 | 80951-4P-30HP VLSC | VLSC_80951_4P_30HP | 2141.5995 | 2141.5995 | 8566.398 | 4 | 1 | 5 | G | VLS_Inline | 8 | 8 | 8 | 10 | BranchMin_8BranchMax_10 | 8 | 10 | 20 | HeaderMin_10HeaderMax_20 | 20
1317 | 177 | 80951-4P-30HP VLSC | VLSC_80951_4P_30HP | 2141.5995 | 2141.5995 | 8566.398 | 4 | 1 | 5 | G | VLS_Inline | 8 | 8 | 8 | 10 | BranchMin_8BranchMax_10 | 10 | 10 | 20 | HeaderMin_10HeaderMax_20 | 10 | INVALID
1317 | 177 | 80951-4P-30HP VLSC | VLSC_80951_4P_30HP | 2141.5995 | 2141.5995 | 8566.398 | 4 | 1 | 5 | G | VLS_Inline | 8 | 8 | 8 | 10 | BranchMin_8BranchMax_10 | 10 | 10 | 20 | HeaderMin_10HeaderMax_20 | 12
1317 | 177 | 80951-4P-30HP VLSC | VLSC_80951_4P_30HP | 2141.5995 | 2141.5995 | 8566.398 | 4 | 1 | 5 | G | VLS_Inline | 8 | 8 | 8 | 10 | BranchMin_8BranchMax_10 | 10 | 10 | 20 | HeaderMin_10HeaderMax_20 | 14
1317 | 177 | 80951-4P-30HP VLSC | VLSC_80951_4P_30HP | 2141.5995 | 2141.5995 | 8566.398 | 4 | 1 | 5 | G | VLS_Inline | 8 | 8 | 8 | 10 | BranchMin_8BranchMax_10 | 10 | 10 | 20 | HeaderMin_10HeaderMax_20 | 16
1317 | 177 | 80951-4P-30HP VLSC | VLSC_80951_4P_30HP | 2141.5995 | 2141.5995 | 8566.398 | 4 | 1 | 5 | G | VLS_Inline | 8 | 8 | 8 | 10 | BranchMin_8BranchMax_10 | 10 | 10 | 20 | HeaderMin_10HeaderMax_20 | 18
1317 | 177 | 80951-4P-30HP VLSC | VLSC_80951_4P_30HP | 2141.5995 | 2141.5995 | 8566.398 | 4 | 1 | 5 | G | VLS_Inline | 8 | 8 | 8 | 10 | BranchMin_8BranchMax_10 | 10 | 10 | 20 | HeaderMin_10HeaderMax_20 | 20
1318 | 178 | 80951-4P-40HP VLSC | VLSC_80951_4P_40HP | 2290.5785 | 2290.5785 | 9162.314 | 4 | 1 | 5 | G | VLS_Inline | 8 | 8 | 8 | 10 | BranchMin_8BranchMax_10 | 8 | 10 | 24 | HeaderMin_10HeaderMax_24 | 10
1318 | 178 | 80951-4P-40HP VLSC | VLSC_80951_4P_40HP | 2290.5785 | 2290.5785 | 9162.314 | 4 | 1 | 5 | G | VLS_Inline | 8 | 8 | 8 | 10 | BranchMin_8BranchMax_10 | 8 | 10 | 24 | HeaderMin_10HeaderMax_24 | 12
1318 | 178 | 80951-4P-40HP VLSC | VLSC_80951_4P_40HP | 2290.5785 | 2290.5785 | 9162.314 | 4 | 1 | 5 | G | VLS_Inline | 8 | 8 | 8 | 10 | BranchMin_8BranchMax_10 | 8 | 10 | 24 | HeaderMin_10HeaderMax_24 | 14
1318 | 178 | 80951-4P-40HP VLSC | VLSC_80951_4P_40HP | 2290.5785 | 2290.5785 | 9162.314 | 4 | 1 | 5 | G | VLS_Inline | 8 | 8 | 8 | 10 | BranchMin_8BranchMax_10 | 8 | 10 | 24 | HeaderMin_10HeaderMax_24 | 16
1318 | 178 | 80951-4P-40HP VLSC | VLSC_80951_4P_40HP | 2290.5785 | 2290.5785 | 9162.314 | 4 | 1 | 5 | G | VLS_Inline | 8 | 8 | 8 | 10 | BranchMin_8BranchMax_10 | 8 | 10 | 24 | HeaderMin_10HeaderMax_24 | 18
1318 | 178 | 80951-4P-40HP VLSC | VLSC_80951_4P_40HP | 2290.5785 | 2290.5785 | 9162.314 | 4 | 1 | 5 | G | VLS_Inline | 8 | 8 | 8 | 10 | BranchMin_8BranchMax_10 | 8 | 10 | 24 | HeaderMin_10HeaderMax_24 | 20
1318 | 178 | 80951-4P-40HP VLSC | VLSC_80951_4P_40HP | 2290.5785 | 2290.5785 | 9162.314 | 4 | 1 | 5 | G | VLS_Inline | 8 | 8 | 8 | 10 | BranchMin_8BranchMax_10 | 8 | 10 | 24 | HeaderMin_10HeaderMax_24 | 24
1318 | 178 | 80951-4P-40HP VLSC | VLSC_80951_4P_40HP | 2290.5785 | 2290.5785 | 9162.314 | 4 | 1 | 5 | G | VLS_Inline | 8 | 8 | 8 | 10 | BranchMin_8BranchMax_10 | 10 | 10 | 24 | HeaderMin_10HeaderMax_24 | 10 | INVALID
1318 | 178 | 80951-4P-40HP VLSC | VLSC_80951_4P_40HP | 2290.5785 | 2290.5785 | 9162.314 | 4 | 1 | 5 | G | VLS_Inline | 8 | 8 | 8 | 10 | BranchMin_8BranchMax_10 | 10 | 10 | 24 | HeaderMin_10HeaderMax_24 | 12
1318 | 178 | 80951-4P-40HP VLSC | VLSC_80951_4P_40HP | 2290.5785 | 2290.5785 | 9162.314 | 4 | 1 | 5 | G | VLS_Inline | 8 | 8 | 8 | 10 | BranchMin_8BranchMax_10 | 10 | 10 | 24 | HeaderMin_10HeaderMax_24 | 14
1318 | 178 | 80951-4P-40HP VLSC | VLSC_80951_4P_40HP | 2290.5785 | 2290.5785 | 9162.314 | 4 | 1 | 5 | G | VLS_Inline | 8 | 8 | 8 | 10 | BranchMin_8BranchMax_10 | 10 | 10 | 24 | HeaderMin_10HeaderMax_24 | 16
1318 | 178 | 80951-4P-40HP VLSC | VLSC_80951_4P_40HP | 2290.5785 | 2290.5785 | 9162.314 | 4 | 1 | 5 | G | VLS_Inline | 8 | 8 | 8 | 10 | BranchMin_8BranchMax_10 | 10 | 10 | 24 | HeaderMin_10HeaderMax_24 | 18
1318 | 178 | 80951-4P-40HP VLSC | VLSC_80951_4P_40HP | 2290.5785 | 2290.5785 | 9162.314 | 4 | 1 | 5 | G | VLS_Inline | 8 | 8 | 8 | 10 | BranchMin_8BranchMax_10 | 10 | 10 | 24 | HeaderMin_10HeaderMax_24 | 20
1318 | 178 | 80951-4P-40HP VLSC | VLSC_80951_4P_40HP | 2290.5785 | 2290.5785 | 9162.314 | 4 | 1 | 5 | G | VLS_Inline | 8 | 8 | 8 | 10 | BranchMin_8BranchMax_10 | 10 | 10 | 24 | HeaderMin_10HeaderMax_24 | 24
1319 | 179 | 80123-4P-25HP VLSC | VLSC_80123_4P_25HP | 1727.4951 | 1727.4951 | 6909.9805 | 4 | 1 | 5 | G | VLS_Inline | 8 | 8 | 8 | 10 | BranchMin_8BranchMax_10 | 8 | 10 | 18 | HeaderMin_10HeaderMax_18 | 10
1319 | 179 | 80123-4P-25HP VLSC | VLSC_80123_4P_25HP | 1727.4951 | 1727.4951 | 6909.9805 | 4 | 1 | 5 | G | VLS_Inline | 8 | 8 | 8 | 10 | BranchMin_8BranchMax_10 | 8 | 10 | 18 | HeaderMin_10HeaderMax_18 | 12
1319 | 179 | 80123-4P-25HP VLSC | VLSC_80123_4P_25HP | 1727.4951 | 1727.4951 | 6909.9805 | 4 | 1 | 5 | G | VLS_Inline | 8 | 8 | 8 | 10 | BranchMin_8BranchMax_10 | 8 | 10 | 18 | HeaderMin_10HeaderMax_18 | 14
1319 | 179 | 80123-4P-25HP VLSC | VLSC_80123_4P_25HP | 1727.4951 | 1727.4951 | 6909.9805 | 4 | 1 | 5 | G | VLS_Inline | 8 | 8 | 8 | 10 | BranchMin_8BranchMax_10 | 8 | 10 | 18 | HeaderMin_10HeaderMax_18 | 16
1319 | 179 | 80123-4P-25HP VLSC | VLSC_80123_4P_25HP | 1727.4951 | 1727.4951 | 6909.9805 | 4 | 1 | 5 | G | VLS_Inline | 8 | 8 | 8 | 10 | BranchMin_8BranchMax_10 | 8 | 10 | 18 | HeaderMin_10HeaderMax_18 | 18
1319 | 179 | 80123-4P-25HP VLSC | VLSC_80123_4P_25HP | 1727.4951 | 1727.4951 | 6909.9805 | 4 | 1 | 5 | G | VLS_Inline | 8 | 8 | 8 | 10 | BranchMin_8BranchMax_10 | 10 | 10 | 18 | HeaderMin_10HeaderMax_18 | 10 | INVALID
1319 | 179 | 80123-4P-25HP VLSC | VLSC_80123_4P_25HP | 1727.4951 | 1727.4951 | 6909.9805 | 4 | 1 | 5 | G | VLS_Inline | 8 | 8 | 8 | 10 | BranchMin_8BranchMax_10 | 10 | 10 | 18 | HeaderMin_10HeaderMax_18 | 12
1319 | 179 | 80123-4P-25HP VLSC | VLSC_80123_4P_25HP | 1727.4951 | 1727.4951 | 6909.9805 | 4 | 1 | 5 | G | VLS_Inline | 8 | 8 | 8 | 10 | BranchMin_8BranchMax_10 | 10 | 10 | 18 | HeaderMin_10HeaderMax_18 | 14
1319 | 179 | 80123-4P-25HP VLSC | VLSC_80123_4P_25HP | 1727.4951 | 1727.4951 | 6909.9805 | 4 | 1 | 5 | G | VLS_Inline | 8 | 8 | 8 | 10 | BranchMin_8BranchMax_10 | 10 | 10 | 18 | HeaderMin_10HeaderMax_18 | 16
1319 | 179 | 80123-4P-25HP VLSC | VLSC_80123_4P_25HP | 1727.4951 | 1727.4951 | 6909.9805 | 4 | 1 | 5 | G | VLS_Inline | 8 | 8 | 8 | 10 | BranchMin_8BranchMax_10 | 10 | 10 | 18 | HeaderMin_10HeaderMax_18 | 18
1320 | 180 | 80123-4P-30HP VLSC | VLSC_80123_4P_30HP | 1826.6982 | 1826.6982 | 7306.7929 | 4 | 1 | 5 | G | VLS_Inline | 8 | 8 | 8 | 10 | BranchMin_8BranchMax_10 | 8 | 10 | 20 | HeaderMin_10HeaderMax_20 | 10
1320 | 180 | 80123-4P-30HP VLSC | VLSC_80123_4P_30HP | 1826.6982 | 1826.6982 | 7306.7929 | 4 | 1 | 5 | G | VLS_Inline | 8 | 8 | 8 | 10 | BranchMin_8BranchMax_10 | 8 | 10 | 20 | HeaderMin_10HeaderMax_20 | 12
1320 | 180 | 80123-4P-30HP VLSC | VLSC_80123_4P_30HP | 1826.6982 | 1826.6982 | 7306.7929 | 4 | 1 | 5 | G | VLS_Inline | 8 | 8 | 8 | 10 | BranchMin_8BranchMax_10 | 8 | 10 | 20 | HeaderMin_10HeaderMax_20 | 14
1320 | 180 | 80123-4P-30HP VLSC | VLSC_80123_4P_30HP | 1826.6982 | 1826.6982 | 7306.7929 | 4 | 1 | 5 | G | VLS_Inline | 8 | 8 | 8 | 10 | BranchMin_8BranchMax_10 | 8 | 10 | 20 | HeaderMin_10HeaderMax_20 | 16
1320 | 180 | 80123-4P-30HP VLSC | VLSC_80123_4P_30HP | 1826.6982 | 1826.6982 | 7306.7929 | 4 | 1 | 5 | G | VLS_Inline | 8 | 8 | 8 | 10 | BranchMin_8BranchMax_10 | 8 | 10 | 20 | HeaderMin_10HeaderMax_20 | 18
1320 | 180 | 80123-4P-30HP VLSC | VLSC_80123_4P_30HP | 1826.6982 | 1826.6982 | 7306.7929 | 4 | 1 | 5 | G | VLS_Inline | 8 | 8 | 8 | 10 | BranchMin_8BranchMax_10 | 8 | 10 | 20 | HeaderMin_10HeaderMax_20 | 20
1320 | 180 | 80123-4P-30HP VLSC | VLSC_80123_4P_30HP | 1826.6982 | 1826.6982 | 7306.7929 | 4 | 1 | 5 | G | VLS_Inline | 8 | 8 | 8 | 10 | BranchMin_8BranchMax_10 | 10 | 10 | 20 | HeaderMin_10HeaderMax_20 | 10 | INVALID
1320 | 180 | 80123-4P-30HP VLSC | VLSC_80123_4P_30HP | 1826.6982 | 1826.6982 | 7306.7929 | 4 | 1 | 5 | G | VLS_Inline | 8 | 8 | 8 | 10 | BranchMin_8BranchMax_10 | 10 | 10 | 20 | HeaderMin_10HeaderMax_20 | 12
1320 | 180 | 80123-4P-30HP VLSC | VLSC_80123_4P_30HP | 1826.6982 | 1826.6982 | 7306.7929 | 4 | 1 | 5 | G | VLS_Inline | 8 | 8 | 8 | 10 | BranchMin_8BranchMax_10 | 10 | 10 | 20 | HeaderMin_10HeaderMax_20 | 14
1320 | 180 | 80123-4P-30HP VLSC | VLSC_80123_4P_30HP | 1826.6982 | 1826.6982 | 7306.7929 | 4 | 1 | 5 | G | VLS_Inline | 8 | 8 | 8 | 10 | BranchMin_8BranchMax_10 | 10 | 10 | 20 | HeaderMin_10HeaderMax_20 | 16
1320 | 180 | 80123-4P-30HP VLSC | VLSC_80123_4P_30HP | 1826.6982 | 1826.6982 | 7306.7929 | 4 | 1 | 5 | G | VLS_Inline | 8 | 8 | 8 | 10 | BranchMin_8BranchMax_10 | 10 | 10 | 20 | HeaderMin_10HeaderMax_20 | 18
1320 | 180 | 80123-4P-30HP VLSC | VLSC_80123_4P_30HP | 1826.6982 | 1826.6982 | 7306.7929 | 4 | 1 | 5 | G | VLS_Inline | 8 | 8 | 8 | 10 | BranchMin_8BranchMax_10 | 10 | 10 | 20 | HeaderMin_10HeaderMax_20 | 20
1321 | 181 | 80123-4P-40HP VLSC | VLSC_80123_4P_40HP | 2003.3556 | 2003.3556 | 8013.4225 | 4 | 1 | 5 | G | VLS_Inline | 8 | 8 | 8 | 10 | BranchMin_8BranchMax_10 | 8 | 10 | 20 | HeaderMin_10HeaderMax_20 | 10
1321 | 181 | 80123-4P-40HP VLSC | VLSC_80123_4P_40HP | 2003.3556 | 2003.3556 | 8013.4225 | 4 | 1 | 5 | G | VLS_Inline | 8 | 8 | 8 | 10 | BranchMin_8BranchMax_10 | 8 | 10 | 20 | HeaderMin_10HeaderMax_20 | 12
1321 | 181 | 80123-4P-40HP VLSC | VLSC_80123_4P_40HP | 2003.3556 | 2003.3556 | 8013.4225 | 4 | 1 | 5 | G | VLS_Inline | 8 | 8 | 8 | 10 | BranchMin_8BranchMax_10 | 8 | 10 | 20 | HeaderMin_10HeaderMax_20 | 14
1321 | 181 | 80123-4P-40HP VLSC | VLSC_80123_4P_40HP | 2003.3556 | 2003.3556 | 8013.4225 | 4 | 1 | 5 | G | VLS_Inline | 8 | 8 | 8 | 10 | BranchMin_8BranchMax_10 | 8 | 10 | 20 | HeaderMin_10HeaderMax_20 | 16
1321 | 181 | 80123-4P-40HP VLSC | VLSC_80123_4P_40HP | 2003.3556 | 2003.3556 | 8013.4225 | 4 | 1 | 5 | G | VLS_Inline | 8 | 8 | 8 | 10 | BranchMin_8BranchMax_10 | 8 | 10 | 20 | HeaderMin_10HeaderMax_20 | 18
1321 | 181 | 80123-4P-40HP VLSC | VLSC_80123_4P_40HP | 2003.3556 | 2003.3556 | 8013.4225 | 4 | 1 | 5 | G | VLS_Inline | 8 | 8 | 8 | 10 | BranchMin_8BranchMax_10 | 8 | 10 | 20 | HeaderMin_10HeaderMax_20 | 20
1321 | 181 | 80123-4P-40HP VLSC | VLSC_80123_4P_40HP | 2003.3556 | 2003.3556 | 8013.4225 | 4 | 1 | 5 | G | VLS_Inline | 8 | 8 | 8 | 10 | BranchMin_8BranchMax_10 | 10 | 10 | 20 | HeaderMin_10HeaderMax_20 | 10 | INVALID
1321 | 181 | 80123-4P-40HP VLSC | VLSC_80123_4P_40HP | 2003.3556 | 2003.3556 | 8013.4225 | 4 | 1 | 5 | G | VLS_Inline | 8 | 8 | 8 | 10 | BranchMin_8BranchMax_10 | 10 | 10 | 20 | HeaderMin_10HeaderMax_20 | 12
1321 | 181 | 80123-4P-40HP VLSC | VLSC_80123_4P_40HP | 2003.3556 | 2003.3556 | 8013.4225 | 4 | 1 | 5 | G | VLS_Inline | 8 | 8 | 8 | 10 | BranchMin_8BranchMax_10 | 10 | 10 | 20 | HeaderMin_10HeaderMax_20 | 14
1321 | 181 | 80123-4P-40HP VLSC | VLSC_80123_4P_40HP | 2003.3556 | 2003.3556 | 8013.4225 | 4 | 1 | 5 | G | VLS_Inline | 8 | 8 | 8 | 10 | BranchMin_8BranchMax_10 | 10 | 10 | 20 | HeaderMin_10HeaderMax_20 | 16
1321 | 181 | 80123-4P-40HP VLSC | VLSC_80123_4P_40HP | 2003.3556 | 2003.3556 | 8013.4225 | 4 | 1 | 5 | G | VLS_Inline | 8 | 8 | 8 | 10 | BranchMin_8BranchMax_10 | 10 | 10 | 20 | HeaderMin_10HeaderMax_20 | 18
1321 | 181 | 80123-4P-40HP VLSC | VLSC_80123_4P_40HP | 2003.3556 | 2003.3556 | 8013.4225 | 4 | 1 | 5 | G | VLS_Inline | 8 | 8 | 8 | 10 | BranchMin_8BranchMax_10 | 10 | 10 | 20 | HeaderMin_10HeaderMax_20 | 20
1322 | 182 | 80123-4P-50HP VLSC | VLSC_80123_4P_50HP | 2187.1986 | 2187.1986 | 8748.7945 | 4 | 1 | 5 | G | VLS_Inline | 8 | 8 | 8 | 10 | BranchMin_8BranchMax_10 | 8 | 10 | 20 | HeaderMin_10HeaderMax_20 | 10
1322 | 182 | 80123-4P-50HP VLSC | VLSC_80123_4P_50HP | 2187.1986 | 2187.1986 | 8748.7945 | 4 | 1 | 5 | G | VLS_Inline | 8 | 8 | 8 | 10 | BranchMin_8BranchMax_10 | 8 | 10 | 20 | HeaderMin_10HeaderMax_20 | 12
1322 | 182 | 80123-4P-50HP VLSC | VLSC_80123_4P_50HP | 2187.1986 | 2187.1986 | 8748.7945 | 4 | 1 | 5 | G | VLS_Inline | 8 | 8 | 8 | 10 | BranchMin_8BranchMax_10 | 8 | 10 | 20 | HeaderMin_10HeaderMax_20 | 14
1322 | 182 | 80123-4P-50HP VLSC | VLSC_80123_4P_50HP | 2187.1986 | 2187.1986 | 8748.7945 | 4 | 1 | 5 | G | VLS_Inline | 8 | 8 | 8 | 10 | BranchMin_8BranchMax_10 | 8 | 10 | 20 | HeaderMin_10HeaderMax_20 | 16
1322 | 182 | 80123-4P-50HP VLSC | VLSC_80123_4P_50HP | 2187.1986 | 2187.1986 | 8748.7945 | 4 | 1 | 5 | G | VLS_Inline | 8 | 8 | 8 | 10 | BranchMin_8BranchMax_10 | 8 | 10 | 20 | HeaderMin_10HeaderMax_20 | 18
1322 | 182 | 80123-4P-50HP VLSC | VLSC_80123_4P_50HP | 2187.1986 | 2187.1986 | 8748.7945 | 4 | 1 | 5 | G | VLS_Inline | 8 | 8 | 8 | 10 | BranchMin_8BranchMax_10 | 8 | 10 | 20 | HeaderMin_10HeaderMax_20 | 20
1322 | 182 | 80123-4P-50HP VLSC | VLSC_80123_4P_50HP | 2187.1986 | 2187.1986 | 8748.7945 | 4 | 1 | 5 | G | VLS_Inline | 8 | 8 | 8 | 10 | BranchMin_8BranchMax_10 | 10 | 10 | 20 | HeaderMin_10HeaderMax_20 | 10 | INVALID
1322 | 182 | 80123-4P-50HP VLSC | VLSC_80123_4P_50HP | 2187.1986 | 2187.1986 | 8748.7945 | 4 | 1 | 5 | G | VLS_Inline | 8 | 8 | 8 | 10 | BranchMin_8BranchMax_10 | 10 | 10 | 20 | HeaderMin_10HeaderMax_20 | 12
1322 | 182 | 80123-4P-50HP VLSC | VLSC_80123_4P_50HP | 2187.1986 | 2187.1986 | 8748.7945 | 4 | 1 | 5 | G | VLS_Inline | 8 | 8 | 8 | 10 | BranchMin_8BranchMax_10 | 10 | 10 | 20 | HeaderMin_10HeaderMax_20 | 14
1322 | 182 | 80123-4P-50HP VLSC | VLSC_80123_4P_50HP | 2187.1986 | 2187.1986 | 8748.7945 | 4 | 1 | 5 | G | VLS_Inline | 8 | 8 | 8 | 10 | BranchMin_8BranchMax_10 | 10 | 10 | 20 | HeaderMin_10HeaderMax_20 | 16
1322 | 182 | 80123-4P-50HP VLSC | VLSC_80123_4P_50HP | 2187.1986 | 2187.1986 | 8748.7945 | 4 | 1 | 5 | G | VLS_Inline | 8 | 8 | 8 | 10 | BranchMin_8BranchMax_10 | 10 | 10 | 20 | HeaderMin_10HeaderMax_20 | 18
1322 | 182 | 80123-4P-50HP VLSC | VLSC_80123_4P_50HP | 2187.1986 | 2187.1986 | 8748.7945 | 4 | 1 | 5 | G | VLS_Inline | 8 | 8 | 8 | 10 | BranchMin_8BranchMax_10 | 10 | 10 | 20 | HeaderMin_10HeaderMax_20 | 20
1323 | 183 | 80123-4P-60HP VLSC | VLSC_80123_4P_60HP | 2293.6739 | 2293.6739 | 9174.6955 | 4 | 1 | 5 | G | VLS_Inline | 8 | 8 | 8 | 10 | BranchMin_8BranchMax_10 | 8 | 10 | 24 | HeaderMin_10HeaderMax_24 | 10
1323 | 183 | 80123-4P-60HP VLSC | VLSC_80123_4P_60HP | 2293.6739 | 2293.6739 | 9174.6955 | 4 | 1 | 5 | G | VLS_Inline | 8 | 8 | 8 | 10 | BranchMin_8BranchMax_10 | 8 | 10 | 24 | HeaderMin_10HeaderMax_24 | 12
1323 | 183 | 80123-4P-60HP VLSC | VLSC_80123_4P_60HP | 2293.6739 | 2293.6739 | 9174.6955 | 4 | 1 | 5 | G | VLS_Inline | 8 | 8 | 8 | 10 | BranchMin_8BranchMax_10 | 8 | 10 | 24 | HeaderMin_10HeaderMax_24 | 14
1323 | 183 | 80123-4P-60HP VLSC | VLSC_80123_4P_60HP | 2293.6739 | 2293.6739 | 9174.6955 | 4 | 1 | 5 | G | VLS_Inline | 8 | 8 | 8 | 10 | BranchMin_8BranchMax_10 | 8 | 10 | 24 | HeaderMin_10HeaderMax_24 | 16
1323 | 183 | 80123-4P-60HP VLSC | VLSC_80123_4P_60HP | 2293.6739 | 2293.6739 | 9174.6955 | 4 | 1 | 5 | G | VLS_Inline | 8 | 8 | 8 | 10 | BranchMin_8BranchMax_10 | 8 | 10 | 24 | HeaderMin_10HeaderMax_24 | 18
1323 | 183 | 80123-4P-60HP VLSC | VLSC_80123_4P_60HP | 2293.6739 | 2293.6739 | 9174.6955 | 4 | 1 | 5 | G | VLS_Inline | 8 | 8 | 8 | 10 | BranchMin_8BranchMax_10 | 8 | 10 | 24 | HeaderMin_10HeaderMax_24 | 20
1323 | 183 | 80123-4P-60HP VLSC | VLSC_80123_4P_60HP | 2293.6739 | 2293.6739 | 9174.6955 | 4 | 1 | 5 | G | VLS_Inline | 8 | 8 | 8 | 10 | BranchMin_8BranchMax_10 | 8 | 10 | 24 | HeaderMin_10HeaderMax_24 | 24
1323 | 183 | 80123-4P-60HP VLSC | VLSC_80123_4P_60HP | 2293.6739 | 2293.6739 | 9174.6955 | 4 | 1 | 5 | G | VLS_Inline | 8 | 8 | 8 | 10 | BranchMin_8BranchMax_10 | 10 | 10 | 24 | HeaderMin_10HeaderMax_24 | 10 | INVALID
1323 | 183 | 80123-4P-60HP VLSC | VLSC_80123_4P_60HP | 2293.6739 | 2293.6739 | 9174.6955 | 4 | 1 | 5 | G | VLS_Inline | 8 | 8 | 8 | 10 | BranchMin_8BranchMax_10 | 10 | 10 | 24 | HeaderMin_10HeaderMax_24 | 12
1323 | 183 | 80123-4P-60HP VLSC | VLSC_80123_4P_60HP | 2293.6739 | 2293.6739 | 9174.6955 | 4 | 1 | 5 | G | VLS_Inline | 8 | 8 | 8 | 10 | BranchMin_8BranchMax_10 | 10 | 10 | 24 | HeaderMin_10HeaderMax_24 | 14
1323 | 183 | 80123-4P-60HP VLSC | VLSC_80123_4P_60HP | 2293.6739 | 2293.6739 | 9174.6955 | 4 | 1 | 5 | G | VLS_Inline | 8 | 8 | 8 | 10 | BranchMin_8BranchMax_10 | 10 | 10 | 24 | HeaderMin_10HeaderMax_24 | 16
1323 | 183 | 80123-4P-60HP VLSC | VLSC_80123_4P_60HP | 2293.6739 | 2293.6739 | 9174.6955 | 4 | 1 | 5 | G | VLS_Inline | 8 | 8 | 8 | 10 | BranchMin_8BranchMax_10 | 10 | 10 | 24 | HeaderMin_10HeaderMax_24 | 18
1323 | 183 | 80123-4P-60HP VLSC | VLSC_80123_4P_60HP | 2293.6739 | 2293.6739 | 9174.6955 | 4 | 1 | 5 | G | VLS_Inline | 8 | 8 | 8 | 10 | BranchMin_8BranchMax_10 | 10 | 10 | 24 | HeaderMin_10HeaderMax_24 | 20
1323 | 183 | 80123-4P-60HP VLSC | VLSC_80123_4P_60HP | 2293.6739 | 2293.6739 | 9174.6955 | 4 | 1 | 5 | G | VLS_Inline | 8 | 8 | 8 | 10 | BranchMin_8BranchMax_10 | 10 | 10 | 24 | HeaderMin_10HeaderMax_24 | 24
1324 | 184 | 80123-4P-75HP VLSC | VLSC_80123_4P_75HP | 2422.2984 | 2422.2984 | 9689.1937 | 4 | 1 | 5 | G | VLS_Inline | 8 | 8 | 8 | 10 | BranchMin_8BranchMax_10 | 8 | 10 | 24 | HeaderMin_10HeaderMax_24 | 10
1324 | 184 | 80123-4P-75HP VLSC | VLSC_80123_4P_75HP | 2422.2984 | 2422.2984 | 9689.1937 | 4 | 1 | 5 | G | VLS_Inline | 8 | 8 | 8 | 10 | BranchMin_8BranchMax_10 | 8 | 10 | 24 | HeaderMin_10HeaderMax_24 | 12
1324 | 184 | 80123-4P-75HP VLSC | VLSC_80123_4P_75HP | 2422.2984 | 2422.2984 | 9689.1937 | 4 | 1 | 5 | G | VLS_Inline | 8 | 8 | 8 | 10 | BranchMin_8BranchMax_10 | 8 | 10 | 24 | HeaderMin_10HeaderMax_24 | 14
1324 | 184 | 80123-4P-75HP VLSC | VLSC_80123_4P_75HP | 2422.2984 | 2422.2984 | 9689.1937 | 4 | 1 | 5 | G | VLS_Inline | 8 | 8 | 8 | 10 | BranchMin_8BranchMax_10 | 8 | 10 | 24 | HeaderMin_10HeaderMax_24 | 16
1324 | 184 | 80123-4P-75HP VLSC | VLSC_80123_4P_75HP | 2422.2984 | 2422.2984 | 9689.1937 | 4 | 1 | 5 | G | VLS_Inline | 8 | 8 | 8 | 10 | BranchMin_8BranchMax_10 | 8 | 10 | 24 | HeaderMin_10HeaderMax_24 | 18
1324 | 184 | 80123-4P-75HP VLSC | VLSC_80123_4P_75HP | 2422.2984 | 2422.2984 | 9689.1937 | 4 | 1 | 5 | G | VLS_Inline | 8 | 8 | 8 | 10 | BranchMin_8BranchMax_10 | 8 | 10 | 24 | HeaderMin_10HeaderMax_24 | 20
1324 | 184 | 80123-4P-75HP VLSC | VLSC_80123_4P_75HP | 2422.2984 | 2422.2984 | 9689.1937 | 4 | 1 | 5 | G | VLS_Inline | 8 | 8 | 8 | 10 | BranchMin_8BranchMax_10 | 8 | 10 | 24 | HeaderMin_10HeaderMax_24 | 24
1324 | 184 | 80123-4P-75HP VLSC | VLSC_80123_4P_75HP | 2422.2984 | 2422.2984 | 9689.1937 | 4 | 1 | 5 | G | VLS_Inline | 8 | 8 | 8 | 10 | BranchMin_8BranchMax_10 | 10 | 10 | 24 | HeaderMin_10HeaderMax_24 | 10 | INVALID
1324 | 184 | 80123-4P-75HP VLSC | VLSC_80123_4P_75HP | 2422.2984 | 2422.2984 | 9689.1937 | 4 | 1 | 5 | G | VLS_Inline | 8 | 8 | 8 | 10 | BranchMin_8BranchMax_10 | 10 | 10 | 24 | HeaderMin_10HeaderMax_24 | 12
1324 | 184 | 80123-4P-75HP VLSC | VLSC_80123_4P_75HP | 2422.2984 | 2422.2984 | 9689.1937 | 4 | 1 | 5 | G | VLS_Inline | 8 | 8 | 8 | 10 | BranchMin_8BranchMax_10 | 10 | 10 | 24 | HeaderMin_10HeaderMax_24 | 14
1324 | 184 | 80123-4P-75HP VLSC | VLSC_80123_4P_75HP | 2422.2984 | 2422.2984 | 9689.1937 | 4 | 1 | 5 | G | VLS_Inline | 8 | 8 | 8 | 10 | BranchMin_8BranchMax_10 | 10 | 10 | 24 | HeaderMin_10HeaderMax_24 | 16
1324 | 184 | 80123-4P-75HP VLSC | VLSC_80123_4P_75HP | 2422.2984 | 2422.2984 | 9689.1937 | 4 | 1 | 5 | G | VLS_Inline | 8 | 8 | 8 | 10 | BranchMin_8BranchMax_10 | 10 | 10 | 24 | HeaderMin_10HeaderMax_24 | 18
1324 | 184 | 80123-4P-75HP VLSC | VLSC_80123_4P_75HP | 2422.2984 | 2422.2984 | 9689.1937 | 4 | 1 | 5 | G | VLS_Inline | 8 | 8 | 8 | 10 | BranchMin_8BranchMax_10 | 10 | 10 | 24 | HeaderMin_10HeaderMax_24 | 20
1324 | 184 | 80123-4P-75HP VLSC | VLSC_80123_4P_75HP | 2422.2984 | 2422.2984 | 9689.1937 | 4 | 1 | 5 | G | VLS_Inline | 8 | 8 | 8 | 10 | BranchMin_8BranchMax_10 | 10 | 10 | 24 | HeaderMin_10HeaderMax_24 | 24
1325 | 185 | 80123-4P-100HP VLSC | VLSC_80123_4P_100HP | 2547.3614 | 2547.3614 | 10189.4456 | 4 | 1 | 5 | G | VLS_Inline | 8 | 8 | 8 | 12 | BranchMin_8BranchMax_12 | 8 | 10 | 24 | HeaderMin_10HeaderMax_24 | 10
1325 | 185 | 80123-4P-100HP VLSC | VLSC_80123_4P_100HP | 2547.3614 | 2547.3614 | 10189.4456 | 4 | 1 | 5 | G | VLS_Inline | 8 | 8 | 8 | 12 | BranchMin_8BranchMax_12 | 8 | 10 | 24 | HeaderMin_10HeaderMax_24 | 12
1325 | 185 | 80123-4P-100HP VLSC | VLSC_80123_4P_100HP | 2547.3614 | 2547.3614 | 10189.4456 | 4 | 1 | 5 | G | VLS_Inline | 8 | 8 | 8 | 12 | BranchMin_8BranchMax_12 | 8 | 10 | 24 | HeaderMin_10HeaderMax_24 | 14
1325 | 185 | 80123-4P-100HP VLSC | VLSC_80123_4P_100HP | 2547.3614 | 2547.3614 | 10189.4456 | 4 | 1 | 5 | G | VLS_Inline | 8 | 8 | 8 | 12 | BranchMin_8BranchMax_12 | 8 | 10 | 24 | HeaderMin_10HeaderMax_24 | 16
1325 | 185 | 80123-4P-100HP VLSC | VLSC_80123_4P_100HP | 2547.3614 | 2547.3614 | 10189.4456 | 4 | 1 | 5 | G | VLS_Inline | 8 | 8 | 8 | 12 | BranchMin_8BranchMax_12 | 8 | 10 | 24 | HeaderMin_10HeaderMax_24 | 18
1325 | 185 | 80123-4P-100HP VLSC | VLSC_80123_4P_100HP | 2547.3614 | 2547.3614 | 10189.4456 | 4 | 1 | 5 | G | VLS_Inline | 8 | 8 | 8 | 12 | BranchMin_8BranchMax_12 | 8 | 10 | 24 | HeaderMin_10HeaderMax_24 | 20
1325 | 185 | 80123-4P-100HP VLSC | VLSC_80123_4P_100HP | 2547.3614 | 2547.3614 | 10189.4456 | 4 | 1 | 5 | G | VLS_Inline | 8 | 8 | 8 | 12 | BranchMin_8BranchMax_12 | 8 | 10 | 24 | HeaderMin_10HeaderMax_24 | 24
1325 | 185 | 80123-4P-100HP VLSC | VLSC_80123_4P_100HP | 2547.3614 | 2547.3614 | 10189.4456 | 4 | 1 | 5 | G | VLS_Inline | 8 | 8 | 8 | 12 | BranchMin_8BranchMax_12 | 10 | 10 | 24 | HeaderMin_10HeaderMax_24 | 10 | INVALID
1325 | 185 | 80123-4P-100HP VLSC | VLSC_80123_4P_100HP | 2547.3614 | 2547.3614 | 10189.4456 | 4 | 1 | 5 | G | VLS_Inline | 8 | 8 | 8 | 12 | BranchMin_8BranchMax_12 | 10 | 10 | 24 | HeaderMin_10HeaderMax_24 | 12
1325 | 185 | 80123-4P-100HP VLSC | VLSC_80123_4P_100HP | 2547.3614 | 2547.3614 | 10189.4456 | 4 | 1 | 5 | G | VLS_Inline | 8 | 8 | 8 | 12 | BranchMin_8BranchMax_12 | 10 | 10 | 24 | HeaderMin_10HeaderMax_24 | 14
1325 | 185 | 80123-4P-100HP VLSC | VLSC_80123_4P_100HP | 2547.3614 | 2547.3614 | 10189.4456 | 4 | 1 | 5 | G | VLS_Inline | 8 | 8 | 8 | 12 | BranchMin_8BranchMax_12 | 10 | 10 | 24 | HeaderMin_10HeaderMax_24 | 16
1325 | 185 | 80123-4P-100HP VLSC | VLSC_80123_4P_100HP | 2547.3614 | 2547.3614 | 10189.4456 | 4 | 1 | 5 | G | VLS_Inline | 8 | 8 | 8 | 12 | BranchMin_8BranchMax_12 | 10 | 10 | 24 | HeaderMin_10HeaderMax_24 | 18
1325 | 185 | 80123-4P-100HP VLSC | VLSC_80123_4P_100HP | 2547.3614 | 2547.3614 | 10189.4456 | 4 | 1 | 5 | G | VLS_Inline | 8 | 8 | 8 | 12 | BranchMin_8BranchMax_12 | 10 | 10 | 24 | HeaderMin_10HeaderMax_24 | 20
1325 | 185 | 80123-4P-100HP VLSC | VLSC_80123_4P_100HP | 2547.3614 | 2547.3614 | 10189.4456 | 4 | 1 | 5 | G | VLS_Inline | 8 | 8 | 8 | 12 | BranchMin_8BranchMax_12 | 10 | 10 | 24 | HeaderMin_10HeaderMax_24 | 24
1325 | 185 | 80123-4P-100HP VLSC | VLSC_80123_4P_100HP | 2547.3614 | 2547.3614 | 10189.4456 | 4 | 1 | 5 | G | VLS_Inline | 8 | 8 | 8 | 12 | BranchMin_8BranchMax_12 | 12 | 10 | 24 | HeaderMin_10HeaderMax_24 | 10 | INVALID
1325 | 185 | 80123-4P-100HP VLSC | VLSC_80123_4P_100HP | 2547.3614 | 2547.3614 | 10189.4456 | 4 | 1 | 5 | G | VLS_Inline | 8 | 8 | 8 | 12 | BranchMin_8BranchMax_12 | 12 | 10 | 24 | HeaderMin_10HeaderMax_24 | 12 | INVALID
1325 | 185 | 80123-4P-100HP VLSC | VLSC_80123_4P_100HP | 2547.3614 | 2547.3614 | 10189.4456 | 4 | 1 | 5 | G | VLS_Inline | 8 | 8 | 8 | 12 | BranchMin_8BranchMax_12 | 12 | 10 | 24 | HeaderMin_10HeaderMax_24 | 14
1325 | 185 | 80123-4P-100HP VLSC | VLSC_80123_4P_100HP | 2547.3614 | 2547.3614 | 10189.4456 | 4 | 1 | 5 | G | VLS_Inline | 8 | 8 | 8 | 12 | BranchMin_8BranchMax_12 | 12 | 10 | 24 | HeaderMin_10HeaderMax_24 | 16
1325 | 185 | 80123-4P-100HP VLSC | VLSC_80123_4P_100HP | 2547.3614 | 2547.3614 | 10189.4456 | 4 | 1 | 5 | G | VLS_Inline | 8 | 8 | 8 | 12 | BranchMin_8BranchMax_12 | 12 | 10 | 24 | HeaderMin_10HeaderMax_24 | 18
1325 | 185 | 80123-4P-100HP VLSC | VLSC_80123_4P_100HP | 2547.3614 | 2547.3614 | 10189.4456 | 4 | 1 | 5 | G | VLS_Inline | 8 | 8 | 8 | 12 | BranchMin_8BranchMax_12 | 12 | 10 | 24 | HeaderMin_10HeaderMax_24 | 20
1325 | 185 | 80123-4P-100HP VLSC | VLSC_80123_4P_100HP | 2547.3614 | 2547.3614 | 10189.4456 | 4 | 1 | 5 | G | VLS_Inline | 8 | 8 | 8 | 12 | BranchMin_8BranchMax_12 | 12 | 10 | 24 | HeaderMin_10HeaderMax_24 | 24
1326 | 186 | 80157-4P-100HP VLSC | VLSC_80157_4P_100HP | 2953.0528 | 2953.0528 | 11812.2111 | 4 | 1 | 5 | G | VLS_Inline | 8 | 8 | 8 | 12 | BranchMin_8BranchMax_12 | 8 | 10 | 24 | HeaderMin_10HeaderMax_24 | 10
1326 | 186 | 80157-4P-100HP VLSC | VLSC_80157_4P_100HP | 2953.0528 | 2953.0528 | 11812.2111 | 4 | 1 | 5 | G | VLS_Inline | 8 | 8 | 8 | 12 | BranchMin_8BranchMax_12 | 8 | 10 | 24 | HeaderMin_10HeaderMax_24 | 12
1326 | 186 | 80157-4P-100HP VLSC | VLSC_80157_4P_100HP | 2953.0528 | 2953.0528 | 11812.2111 | 4 | 1 | 5 | G | VLS_Inline | 8 | 8 | 8 | 12 | BranchMin_8BranchMax_12 | 8 | 10 | 24 | HeaderMin_10HeaderMax_24 | 14
1326 | 186 | 80157-4P-100HP VLSC | VLSC_80157_4P_100HP | 2953.0528 | 2953.0528 | 11812.2111 | 4 | 1 | 5 | G | VLS_Inline | 8 | 8 | 8 | 12 | BranchMin_8BranchMax_12 | 8 | 10 | 24 | HeaderMin_10HeaderMax_24 | 16
1326 | 186 | 80157-4P-100HP VLSC | VLSC_80157_4P_100HP | 2953.0528 | 2953.0528 | 11812.2111 | 4 | 1 | 5 | G | VLS_Inline | 8 | 8 | 8 | 12 | BranchMin_8BranchMax_12 | 8 | 10 | 24 | HeaderMin_10HeaderMax_24 | 18
1326 | 186 | 80157-4P-100HP VLSC | VLSC_80157_4P_100HP | 2953.0528 | 2953.0528 | 11812.2111 | 4 | 1 | 5 | G | VLS_Inline | 8 | 8 | 8 | 12 | BranchMin_8BranchMax_12 | 8 | 10 | 24 | HeaderMin_10HeaderMax_24 | 20
1326 | 186 | 80157-4P-100HP VLSC | VLSC_80157_4P_100HP | 2953.0528 | 2953.0528 | 11812.2111 | 4 | 1 | 5 | G | VLS_Inline | 8 | 8 | 8 | 12 | BranchMin_8BranchMax_12 | 8 | 10 | 24 | HeaderMin_10HeaderMax_24 | 24
1326 | 186 | 80157-4P-100HP VLSC | VLSC_80157_4P_100HP | 2953.0528 | 2953.0528 | 11812.2111 | 4 | 1 | 5 | G | VLS_Inline | 8 | 8 | 8 | 12 | BranchMin_8BranchMax_12 | 10 | 10 | 24 | HeaderMin_10HeaderMax_24 | 10 | INVALID
1326 | 186 | 80157-4P-100HP VLSC | VLSC_80157_4P_100HP | 2953.0528 | 2953.0528 | 11812.2111 | 4 | 1 | 5 | G | VLS_Inline | 8 | 8 | 8 | 12 | BranchMin_8BranchMax_12 | 10 | 10 | 24 | HeaderMin_10HeaderMax_24 | 12
1326 | 186 | 80157-4P-100HP VLSC | VLSC_80157_4P_100HP | 2953.0528 | 2953.0528 | 11812.2111 | 4 | 1 | 5 | G | VLS_Inline | 8 | 8 | 8 | 12 | BranchMin_8BranchMax_12 | 10 | 10 | 24 | HeaderMin_10HeaderMax_24 | 14
1326 | 186 | 80157-4P-100HP VLSC | VLSC_80157_4P_100HP | 2953.0528 | 2953.0528 | 11812.2111 | 4 | 1 | 5 | G | VLS_Inline | 8 | 8 | 8 | 12 | BranchMin_8BranchMax_12 | 10 | 10 | 24 | HeaderMin_10HeaderMax_24 | 16
1326 | 186 | 80157-4P-100HP VLSC | VLSC_80157_4P_100HP | 2953.0528 | 2953.0528 | 11812.2111 | 4 | 1 | 5 | G | VLS_Inline | 8 | 8 | 8 | 12 | BranchMin_8BranchMax_12 | 10 | 10 | 24 | HeaderMin_10HeaderMax_24 | 18
1326 | 186 | 80157-4P-100HP VLSC | VLSC_80157_4P_100HP | 2953.0528 | 2953.0528 | 11812.2111 | 4 | 1 | 5 | G | VLS_Inline | 8 | 8 | 8 | 12 | BranchMin_8BranchMax_12 | 10 | 10 | 24 | HeaderMin_10HeaderMax_24 | 20
1326 | 186 | 80157-4P-100HP VLSC | VLSC_80157_4P_100HP | 2953.0528 | 2953.0528 | 11812.2111 | 4 | 1 | 5 | G | VLS_Inline | 8 | 8 | 8 | 12 | BranchMin_8BranchMax_12 | 10 | 10 | 24 | HeaderMin_10HeaderMax_24 | 24
1326 | 186 | 80157-4P-100HP VLSC | VLSC_80157_4P_100HP | 2953.0528 | 2953.0528 | 11812.2111 | 4 | 1 | 5 | G | VLS_Inline | 8 | 8 | 8 | 12 | BranchMin_8BranchMax_12 | 12 | 10 | 24 | HeaderMin_10HeaderMax_24 | 10 | INVALID
1326 | 186 | 80157-4P-100HP VLSC | VLSC_80157_4P_100HP | 2953.0528 | 2953.0528 | 11812.2111 | 4 | 1 | 5 | G | VLS_Inline | 8 | 8 | 8 | 12 | BranchMin_8BranchMax_12 | 12 | 10 | 24 | HeaderMin_10HeaderMax_24 | 12 | INVALID
1326 | 186 | 80157-4P-100HP VLSC | VLSC_80157_4P_100HP | 2953.0528 | 2953.0528 | 11812.2111 | 4 | 1 | 5 | G | VLS_Inline | 8 | 8 | 8 | 12 | BranchMin_8BranchMax_12 | 12 | 10 | 24 | HeaderMin_10HeaderMax_24 | 14
1326 | 186 | 80157-4P-100HP VLSC | VLSC_80157_4P_100HP | 2953.0528 | 2953.0528 | 11812.2111 | 4 | 1 | 5 | G | VLS_Inline | 8 | 8 | 8 | 12 | BranchMin_8BranchMax_12 | 12 | 10 | 24 | HeaderMin_10HeaderMax_24 | 16
1326 | 186 | 80157-4P-100HP VLSC | VLSC_80157_4P_100HP | 2953.0528 | 2953.0528 | 11812.2111 | 4 | 1 | 5 | G | VLS_Inline | 8 | 8 | 8 | 12 | BranchMin_8BranchMax_12 | 12 | 10 | 24 | HeaderMin_10HeaderMax_24 | 18
1326 | 186 | 80157-4P-100HP VLSC | VLSC_80157_4P_100HP | 2953.0528 | 2953.0528 | 11812.2111 | 4 | 1 | 5 | G | VLS_Inline | 8 | 8 | 8 | 12 | BranchMin_8BranchMax_12 | 12 | 10 | 24 | HeaderMin_10HeaderMax_24 | 20
1326 | 186 | 80157-4P-100HP VLSC | VLSC_80157_4P_100HP | 2953.0528 | 2953.0528 | 11812.2111 | 4 | 1 | 5 | G | VLS_Inline | 8 | 8 | 8 | 12 | BranchMin_8BranchMax_12 | 12 | 10 | 24 | HeaderMin_10HeaderMax_24 | 24
1327 | 187 | 80157-4P-125HP VLSC | VLSC_80157_4P_125HP | 3220.9607 | 3220.9607 | 12883.8429 | 4 | 1 | 5 | G | VLS_Inline | 8 | 8 | 8 | 12 | BranchMin_8BranchMax_12 | 8 | 10 | 24 | HeaderMin_10HeaderMax_24 | 10
1327 | 187 | 80157-4P-125HP VLSC | VLSC_80157_4P_125HP | 3220.9607 | 3220.9607 | 12883.8429 | 4 | 1 | 5 | G | VLS_Inline | 8 | 8 | 8 | 12 | BranchMin_8BranchMax_12 | 8 | 10 | 24 | HeaderMin_10HeaderMax_24 | 12
1327 | 187 | 80157-4P-125HP VLSC | VLSC_80157_4P_125HP | 3220.9607 | 3220.9607 | 12883.8429 | 4 | 1 | 5 | G | VLS_Inline | 8 | 8 | 8 | 12 | BranchMin_8BranchMax_12 | 8 | 10 | 24 | HeaderMin_10HeaderMax_24 | 14
1327 | 187 | 80157-4P-125HP VLSC | VLSC_80157_4P_125HP | 3220.9607 | 3220.9607 | 12883.8429 | 4 | 1 | 5 | G | VLS_Inline | 8 | 8 | 8 | 12 | BranchMin_8BranchMax_12 | 8 | 10 | 24 | HeaderMin_10HeaderMax_24 | 16
1327 | 187 | 80157-4P-125HP VLSC | VLSC_80157_4P_125HP | 3220.9607 | 3220.9607 | 12883.8429 | 4 | 1 | 5 | G | VLS_Inline | 8 | 8 | 8 | 12 | BranchMin_8BranchMax_12 | 8 | 10 | 24 | HeaderMin_10HeaderMax_24 | 18
1327 | 187 | 80157-4P-125HP VLSC | VLSC_80157_4P_125HP | 3220.9607 | 3220.9607 | 12883.8429 | 4 | 1 | 5 | G | VLS_Inline | 8 | 8 | 8 | 12 | BranchMin_8BranchMax_12 | 8 | 10 | 24 | HeaderMin_10HeaderMax_24 | 20
1327 | 187 | 80157-4P-125HP VLSC | VLSC_80157_4P_125HP | 3220.9607 | 3220.9607 | 12883.8429 | 4 | 1 | 5 | G | VLS_Inline | 8 | 8 | 8 | 12 | BranchMin_8BranchMax_12 | 8 | 10 | 24 | HeaderMin_10HeaderMax_24 | 24
1327 | 187 | 80157-4P-125HP VLSC | VLSC_80157_4P_125HP | 3220.9607 | 3220.9607 | 12883.8429 | 4 | 1 | 5 | G | VLS_Inline | 8 | 8 | 8 | 12 | BranchMin_8BranchMax_12 | 10 | 10 | 24 | HeaderMin_10HeaderMax_24 | 10 | INVALID
1327 | 187 | 80157-4P-125HP VLSC | VLSC_80157_4P_125HP | 3220.9607 | 3220.9607 | 12883.8429 | 4 | 1 | 5 | G | VLS_Inline | 8 | 8 | 8 | 12 | BranchMin_8BranchMax_12 | 10 | 10 | 24 | HeaderMin_10HeaderMax_24 | 12
1327 | 187 | 80157-4P-125HP VLSC | VLSC_80157_4P_125HP | 3220.9607 | 3220.9607 | 12883.8429 | 4 | 1 | 5 | G | VLS_Inline | 8 | 8 | 8 | 12 | BranchMin_8BranchMax_12 | 10 | 10 | 24 | HeaderMin_10HeaderMax_24 | 14
1327 | 187 | 80157-4P-125HP VLSC | VLSC_80157_4P_125HP | 3220.9607 | 3220.9607 | 12883.8429 | 4 | 1 | 5 | G | VLS_Inline | 8 | 8 | 8 | 12 | BranchMin_8BranchMax_12 | 10 | 10 | 24 | HeaderMin_10HeaderMax_24 | 16
1327 | 187 | 80157-4P-125HP VLSC | VLSC_80157_4P_125HP | 3220.9607 | 3220.9607 | 12883.8429 | 4 | 1 | 5 | G | VLS_Inline | 8 | 8 | 8 | 12 | BranchMin_8BranchMax_12 | 10 | 10 | 24 | HeaderMin_10HeaderMax_24 | 18
1327 | 187 | 80157-4P-125HP VLSC | VLSC_80157_4P_125HP | 3220.9607 | 3220.9607 | 12883.8429 | 4 | 1 | 5 | G | VLS_Inline | 8 | 8 | 8 | 12 | BranchMin_8BranchMax_12 | 10 | 10 | 24 | HeaderMin_10HeaderMax_24 | 20
1327 | 187 | 80157-4P-125HP VLSC | VLSC_80157_4P_125HP | 3220.9607 | 3220.9607 | 12883.8429 | 4 | 1 | 5 | G | VLS_Inline | 8 | 8 | 8 | 12 | BranchMin_8BranchMax_12 | 10 | 10 | 24 | HeaderMin_10HeaderMax_24 | 24
1327 | 187 | 80157-4P-125HP VLSC | VLSC_80157_4P_125HP | 3220.9607 | 3220.9607 | 12883.8429 | 4 | 1 | 5 | G | VLS_Inline | 8 | 8 | 8 | 12 | BranchMin_8BranchMax_12 | 12 | 10 | 24 | HeaderMin_10HeaderMax_24 | 10 | INVALID
1327 | 187 | 80157-4P-125HP VLSC | VLSC_80157_4P_125HP | 3220.9607 | 3220.9607 | 12883.8429 | 4 | 1 | 5 | G | VLS_Inline | 8 | 8 | 8 | 12 | BranchMin_8BranchMax_12 | 12 | 10 | 24 | HeaderMin_10HeaderMax_24 | 12 | INVALID
1327 | 187 | 80157-4P-125HP VLSC | VLSC_80157_4P_125HP | 3220.9607 | 3220.9607 | 12883.8429 | 4 | 1 | 5 | G | VLS_Inline | 8 | 8 | 8 | 12 | BranchMin_8BranchMax_12 | 12 | 10 | 24 | HeaderMin_10HeaderMax_24 | 14
1327 | 187 | 80157-4P-125HP VLSC | VLSC_80157_4P_125HP | 3220.9607 | 3220.9607 | 12883.8429 | 4 | 1 | 5 | G | VLS_Inline | 8 | 8 | 8 | 12 | BranchMin_8BranchMax_12 | 12 | 10 | 24 | HeaderMin_10HeaderMax_24 | 16
1327 | 187 | 80157-4P-125HP VLSC | VLSC_80157_4P_125HP | 3220.9607 | 3220.9607 | 12883.8429 | 4 | 1 | 5 | G | VLS_Inline | 8 | 8 | 8 | 12 | BranchMin_8BranchMax_12 | 12 | 10 | 24 | HeaderMin_10HeaderMax_24 | 18
1327 | 187 | 80157-4P-125HP VLSC | VLSC_80157_4P_125HP | 3220.9607 | 3220.9607 | 12883.8429 | 4 | 1 | 5 | G | VLS_Inline | 8 | 8 | 8 | 12 | BranchMin_8BranchMax_12 | 12 | 10 | 24 | HeaderMin_10HeaderMax_24 | 20
1327 | 187 | 80157-4P-125HP VLSC | VLSC_80157_4P_125HP | 3220.9607 | 3220.9607 | 12883.8429 | 4 | 1 | 5 | G | VLS_Inline | 8 | 8 | 8 | 12 | BranchMin_8BranchMax_12 | 12 | 10 | 24 | HeaderMin_10HeaderMax_24 | 24
1328 | 188 | 10123-4P-75HP VLSC | VLSC_10123_4P_75HP | 3579.8797 | 3579.8797 | 14319.5187 | 4 | 1 | 5 | G | VLS_Inline | 10 | 10 | 10 | 14 | BranchMin_10BranchMax_14 | 10 | 12 | 24 | HeaderMin_12HeaderMax_24 | 12
1328 | 188 | 10123-4P-75HP VLSC | VLSC_10123_4P_75HP | 3579.8797 | 3579.8797 | 14319.5187 | 4 | 1 | 5 | G | VLS_Inline | 10 | 10 | 10 | 14 | BranchMin_10BranchMax_14 | 10 | 12 | 24 | HeaderMin_12HeaderMax_24 | 14
1328 | 188 | 10123-4P-75HP VLSC | VLSC_10123_4P_75HP | 3579.8797 | 3579.8797 | 14319.5187 | 4 | 1 | 5 | G | VLS_Inline | 10 | 10 | 10 | 14 | BranchMin_10BranchMax_14 | 10 | 12 | 24 | HeaderMin_12HeaderMax_24 | 16
1328 | 188 | 10123-4P-75HP VLSC | VLSC_10123_4P_75HP | 3579.8797 | 3579.8797 | 14319.5187 | 4 | 1 | 5 | G | VLS_Inline | 10 | 10 | 10 | 14 | BranchMin_10BranchMax_14 | 10 | 12 | 24 | HeaderMin_12HeaderMax_24 | 18
1328 | 188 | 10123-4P-75HP VLSC | VLSC_10123_4P_75HP | 3579.8797 | 3579.8797 | 14319.5187 | 4 | 1 | 5 | G | VLS_Inline | 10 | 10 | 10 | 14 | BranchMin_10BranchMax_14 | 10 | 12 | 24 | HeaderMin_12HeaderMax_24 | 20
1328 | 188 | 10123-4P-75HP VLSC | VLSC_10123_4P_75HP | 3579.8797 | 3579.8797 | 14319.5187 | 4 | 1 | 5 | G | VLS_Inline | 10 | 10 | 10 | 14 | BranchMin_10BranchMax_14 | 10 | 12 | 24 | HeaderMin_12HeaderMax_24 | 24
1328 | 188 | 10123-4P-75HP VLSC | VLSC_10123_4P_75HP | 3579.8797 | 3579.8797 | 14319.5187 | 4 | 1 | 5 | G | VLS_Inline | 10 | 10 | 10 | 14 | BranchMin_10BranchMax_14 | 12 | 12 | 24 | HeaderMin_12HeaderMax_24 | 12 | INVALID
1328 | 188 | 10123-4P-75HP VLSC | VLSC_10123_4P_75HP | 3579.8797 | 3579.8797 | 14319.5187 | 4 | 1 | 5 | G | VLS_Inline | 10 | 10 | 10 | 14 | BranchMin_10BranchMax_14 | 12 | 12 | 24 | HeaderMin_12HeaderMax_24 | 14
1328 | 188 | 10123-4P-75HP VLSC | VLSC_10123_4P_75HP | 3579.8797 | 3579.8797 | 14319.5187 | 4 | 1 | 5 | G | VLS_Inline | 10 | 10 | 10 | 14 | BranchMin_10BranchMax_14 | 12 | 12 | 24 | HeaderMin_12HeaderMax_24 | 16
1328 | 188 | 10123-4P-75HP VLSC | VLSC_10123_4P_75HP | 3579.8797 | 3579.8797 | 14319.5187 | 4 | 1 | 5 | G | VLS_Inline | 10 | 10 | 10 | 14 | BranchMin_10BranchMax_14 | 12 | 12 | 24 | HeaderMin_12HeaderMax_24 | 18
1328 | 188 | 10123-4P-75HP VLSC | VLSC_10123_4P_75HP | 3579.8797 | 3579.8797 | 14319.5187 | 4 | 1 | 5 | G | VLS_Inline | 10 | 10 | 10 | 14 | BranchMin_10BranchMax_14 | 12 | 12 | 24 | HeaderMin_12HeaderMax_24 | 20
1328 | 188 | 10123-4P-75HP VLSC | VLSC_10123_4P_75HP | 3579.8797 | 3579.8797 | 14319.5187 | 4 | 1 | 5 | G | VLS_Inline | 10 | 10 | 10 | 14 | BranchMin_10BranchMax_14 | 12 | 12 | 24 | HeaderMin_12HeaderMax_24 | 24
1328 | 188 | 10123-4P-75HP VLSC | VLSC_10123_4P_75HP | 3579.8797 | 3579.8797 | 14319.5187 | 4 | 1 | 5 | G | VLS_Inline | 10 | 10 | 10 | 14 | BranchMin_10BranchMax_14 | 14 | 12 | 24 | HeaderMin_12HeaderMax_24 | 12 | INVALID
1328 | 188 | 10123-4P-75HP VLSC | VLSC_10123_4P_75HP | 3579.8797 | 3579.8797 | 14319.5187 | 4 | 1 | 5 | G | VLS_Inline | 10 | 10 | 10 | 14 | BranchMin_10BranchMax_14 | 14 | 12 | 24 | HeaderMin_12HeaderMax_24 | 14 | INVALID
1328 | 188 | 10123-4P-75HP VLSC | VLSC_10123_4P_75HP | 3579.8797 | 3579.8797 | 14319.5187 | 4 | 1 | 5 | G | VLS_Inline | 10 | 10 | 10 | 14 | BranchMin_10BranchMax_14 | 14 | 12 | 24 | HeaderMin_12HeaderMax_24 | 16
1328 | 188 | 10123-4P-75HP VLSC | VLSC_10123_4P_75HP | 3579.8797 | 3579.8797 | 14319.5187 | 4 | 1 | 5 | G | VLS_Inline | 10 | 10 | 10 | 14 | BranchMin_10BranchMax_14 | 14 | 12 | 24 | HeaderMin_12HeaderMax_24 | 18
1328 | 188 | 10123-4P-75HP VLSC | VLSC_10123_4P_75HP | 3579.8797 | 3579.8797 | 14319.5187 | 4 | 1 | 5 | G | VLS_Inline | 10 | 10 | 10 | 14 | BranchMin_10BranchMax_14 | 14 | 12 | 24 | HeaderMin_12HeaderMax_24 | 20
1328 | 188 | 10123-4P-75HP VLSC | VLSC_10123_4P_75HP | 3579.8797 | 3579.8797 | 14319.5187 | 4 | 1 | 5 | G | VLS_Inline | 10 | 10 | 10 | 14 | BranchMin_10BranchMax_14 | 14 | 12 | 24 | HeaderMin_12HeaderMax_24 | 24
1329 | 189 | 10123-4P-100HP VLSC | VLSC_10123_4P_100HP | 3926.8748 | 3926.8748 | 15707.4993 | 4 | 1 | 5 | G | VLS_Inline | 10 | 10 | 10 | 14 | BranchMin_10BranchMax_14 | 10 | 12 | 24 | HeaderMin_12HeaderMax_24 | 12
1329 | 189 | 10123-4P-100HP VLSC | VLSC_10123_4P_100HP | 3926.8748 | 3926.8748 | 15707.4993 | 4 | 1 | 5 | G | VLS_Inline | 10 | 10 | 10 | 14 | BranchMin_10BranchMax_14 | 10 | 12 | 24 | HeaderMin_12HeaderMax_24 | 14
1329 | 189 | 10123-4P-100HP VLSC | VLSC_10123_4P_100HP | 3926.8748 | 3926.8748 | 15707.4993 | 4 | 1 | 5 | G | VLS_Inline | 10 | 10 | 10 | 14 | BranchMin_10BranchMax_14 | 10 | 12 | 24 | HeaderMin_12HeaderMax_24 | 16
1329 | 189 | 10123-4P-100HP VLSC | VLSC_10123_4P_100HP | 3926.8748 | 3926.8748 | 15707.4993 | 4 | 1 | 5 | G | VLS_Inline | 10 | 10 | 10 | 14 | BranchMin_10BranchMax_14 | 10 | 12 | 24 | HeaderMin_12HeaderMax_24 | 18
1329 | 189 | 10123-4P-100HP VLSC | VLSC_10123_4P_100HP | 3926.8748 | 3926.8748 | 15707.4993 | 4 | 1 | 5 | G | VLS_Inline | 10 | 10 | 10 | 14 | BranchMin_10BranchMax_14 | 10 | 12 | 24 | HeaderMin_12HeaderMax_24 | 20
1329 | 189 | 10123-4P-100HP VLSC | VLSC_10123_4P_100HP | 3926.8748 | 3926.8748 | 15707.4993 | 4 | 1 | 5 | G | VLS_Inline | 10 | 10 | 10 | 14 | BranchMin_10BranchMax_14 | 10 | 12 | 24 | HeaderMin_12HeaderMax_24 | 24
1329 | 189 | 10123-4P-100HP VLSC | VLSC_10123_4P_100HP | 3926.8748 | 3926.8748 | 15707.4993 | 4 | 1 | 5 | G | VLS_Inline | 10 | 10 | 10 | 14 | BranchMin_10BranchMax_14 | 12 | 12 | 24 | HeaderMin_12HeaderMax_24 | 12 | INVALID
1329 | 189 | 10123-4P-100HP VLSC | VLSC_10123_4P_100HP | 3926.8748 | 3926.8748 | 15707.4993 | 4 | 1 | 5 | G | VLS_Inline | 10 | 10 | 10 | 14 | BranchMin_10BranchMax_14 | 12 | 12 | 24 | HeaderMin_12HeaderMax_24 | 14
1329 | 189 | 10123-4P-100HP VLSC | VLSC_10123_4P_100HP | 3926.8748 | 3926.8748 | 15707.4993 | 4 | 1 | 5 | G | VLS_Inline | 10 | 10 | 10 | 14 | BranchMin_10BranchMax_14 | 12 | 12 | 24 | HeaderMin_12HeaderMax_24 | 16
1329 | 189 | 10123-4P-100HP VLSC | VLSC_10123_4P_100HP | 3926.8748 | 3926.8748 | 15707.4993 | 4 | 1 | 5 | G | VLS_Inline | 10 | 10 | 10 | 14 | BranchMin_10BranchMax_14 | 12 | 12 | 24 | HeaderMin_12HeaderMax_24 | 18
1329 | 189 | 10123-4P-100HP VLSC | VLSC_10123_4P_100HP | 3926.8748 | 3926.8748 | 15707.4993 | 4 | 1 | 5 | G | VLS_Inline | 10 | 10 | 10 | 14 | BranchMin_10BranchMax_14 | 12 | 12 | 24 | HeaderMin_12HeaderMax_24 | 20
1329 | 189 | 10123-4P-100HP VLSC | VLSC_10123_4P_100HP | 3926.8748 | 3926.8748 | 15707.4993 | 4 | 1 | 5 | G | VLS_Inline | 10 | 10 | 10 | 14 | BranchMin_10BranchMax_14 | 12 | 12 | 24 | HeaderMin_12HeaderMax_24 | 24
1329 | 189 | 10123-4P-100HP VLSC | VLSC_10123_4P_100HP | 3926.8748 | 3926.8748 | 15707.4993 | 4 | 1 | 5 | G | VLS_Inline | 10 | 10 | 10 | 14 | BranchMin_10BranchMax_14 | 14 | 12 | 24 | HeaderMin_12HeaderMax_24 | 12 | INVALID
1329 | 189 | 10123-4P-100HP VLSC | VLSC_10123_4P_100HP | 3926.8748 | 3926.8748 | 15707.4993 | 4 | 1 | 5 | G | VLS_Inline | 10 | 10 | 10 | 14 | BranchMin_10BranchMax_14 | 14 | 12 | 24 | HeaderMin_12HeaderMax_24 | 14 | INVALID
1329 | 189 | 10123-4P-100HP VLSC | VLSC_10123_4P_100HP | 3926.8748 | 3926.8748 | 15707.4993 | 4 | 1 | 5 | G | VLS_Inline | 10 | 10 | 10 | 14 | BranchMin_10BranchMax_14 | 14 | 12 | 24 | HeaderMin_12HeaderMax_24 | 16
1329 | 189 | 10123-4P-100HP VLSC | VLSC_10123_4P_100HP | 3926.8748 | 3926.8748 | 15707.4993 | 4 | 1 | 5 | G | VLS_Inline | 10 | 10 | 10 | 14 | BranchMin_10BranchMax_14 | 14 | 12 | 24 | HeaderMin_12HeaderMax_24 | 18
1329 | 189 | 10123-4P-100HP VLSC | VLSC_10123_4P_100HP | 3926.8748 | 3926.8748 | 15707.4993 | 4 | 1 | 5 | G | VLS_Inline | 10 | 10 | 10 | 14 | BranchMin_10BranchMax_14 | 14 | 12 | 24 | HeaderMin_12HeaderMax_24 | 20
1329 | 189 | 10123-4P-100HP VLSC | VLSC_10123_4P_100HP | 3926.8748 | 3926.8748 | 15707.4993 | 4 | 1 | 5 | G | VLS_Inline | 10 | 10 | 10 | 14 | BranchMin_10BranchMax_14 | 14 | 12 | 24 | HeaderMin_12HeaderMax_24 | 24
1330 | 190 | 10123-4P-125HP VLSC | VLSC_10123_4P_125HP | 4128.2784 | 4128.2784 | 16513.1135 | 4 | 1 | 5 | G | VLS_Inline | 10 | 10 | 10 | 14 | BranchMin_10BranchMax_14 | 10 | 12 | 24 | HeaderMin_12HeaderMax_24 | 12
1330 | 190 | 10123-4P-125HP VLSC | VLSC_10123_4P_125HP | 4128.2784 | 4128.2784 | 16513.1135 | 4 | 1 | 5 | G | VLS_Inline | 10 | 10 | 10 | 14 | BranchMin_10BranchMax_14 | 10 | 12 | 24 | HeaderMin_12HeaderMax_24 | 14
1330 | 190 | 10123-4P-125HP VLSC | VLSC_10123_4P_125HP | 4128.2784 | 4128.2784 | 16513.1135 | 4 | 1 | 5 | G | VLS_Inline | 10 | 10 | 10 | 14 | BranchMin_10BranchMax_14 | 10 | 12 | 24 | HeaderMin_12HeaderMax_24 | 16
1330 | 190 | 10123-4P-125HP VLSC | VLSC_10123_4P_125HP | 4128.2784 | 4128.2784 | 16513.1135 | 4 | 1 | 5 | G | VLS_Inline | 10 | 10 | 10 | 14 | BranchMin_10BranchMax_14 | 10 | 12 | 24 | HeaderMin_12HeaderMax_24 | 18
1330 | 190 | 10123-4P-125HP VLSC | VLSC_10123_4P_125HP | 4128.2784 | 4128.2784 | 16513.1135 | 4 | 1 | 5 | G | VLS_Inline | 10 | 10 | 10 | 14 | BranchMin_10BranchMax_14 | 10 | 12 | 24 | HeaderMin_12HeaderMax_24 | 20
1330 | 190 | 10123-4P-125HP VLSC | VLSC_10123_4P_125HP | 4128.2784 | 4128.2784 | 16513.1135 | 4 | 1 | 5 | G | VLS_Inline | 10 | 10 | 10 | 14 | BranchMin_10BranchMax_14 | 10 | 12 | 24 | HeaderMin_12HeaderMax_24 | 24
1330 | 190 | 10123-4P-125HP VLSC | VLSC_10123_4P_125HP | 4128.2784 | 4128.2784 | 16513.1135 | 4 | 1 | 5 | G | VLS_Inline | 10 | 10 | 10 | 14 | BranchMin_10BranchMax_14 | 12 | 12 | 24 | HeaderMin_12HeaderMax_24 | 12 | INVALID
1330 | 190 | 10123-4P-125HP VLSC | VLSC_10123_4P_125HP | 4128.2784 | 4128.2784 | 16513.1135 | 4 | 1 | 5 | G | VLS_Inline | 10 | 10 | 10 | 14 | BranchMin_10BranchMax_14 | 12 | 12 | 24 | HeaderMin_12HeaderMax_24 | 14
1330 | 190 | 10123-4P-125HP VLSC | VLSC_10123_4P_125HP | 4128.2784 | 4128.2784 | 16513.1135 | 4 | 1 | 5 | G | VLS_Inline | 10 | 10 | 10 | 14 | BranchMin_10BranchMax_14 | 12 | 12 | 24 | HeaderMin_12HeaderMax_24 | 16
1330 | 190 | 10123-4P-125HP VLSC | VLSC_10123_4P_125HP | 4128.2784 | 4128.2784 | 16513.1135 | 4 | 1 | 5 | G | VLS_Inline | 10 | 10 | 10 | 14 | BranchMin_10BranchMax_14 | 12 | 12 | 24 | HeaderMin_12HeaderMax_24 | 18
1330 | 190 | 10123-4P-125HP VLSC | VLSC_10123_4P_125HP | 4128.2784 | 4128.2784 | 16513.1135 | 4 | 1 | 5 | G | VLS_Inline | 10 | 10 | 10 | 14 | BranchMin_10BranchMax_14 | 12 | 12 | 24 | HeaderMin_12HeaderMax_24 | 20
1330 | 190 | 10123-4P-125HP VLSC | VLSC_10123_4P_125HP | 4128.2784 | 4128.2784 | 16513.1135 | 4 | 1 | 5 | G | VLS_Inline | 10 | 10 | 10 | 14 | BranchMin_10BranchMax_14 | 12 | 12 | 24 | HeaderMin_12HeaderMax_24 | 24
1330 | 190 | 10123-4P-125HP VLSC | VLSC_10123_4P_125HP | 4128.2784 | 4128.2784 | 16513.1135 | 4 | 1 | 5 | G | VLS_Inline | 10 | 10 | 10 | 14 | BranchMin_10BranchMax_14 | 14 | 12 | 24 | HeaderMin_12HeaderMax_24 | 12 | INVALID
1330 | 190 | 10123-4P-125HP VLSC | VLSC_10123_4P_125HP | 4128.2784 | 4128.2784 | 16513.1135 | 4 | 1 | 5 | G | VLS_Inline | 10 | 10 | 10 | 14 | BranchMin_10BranchMax_14 | 14 | 12 | 24 | HeaderMin_12HeaderMax_24 | 14 | INVALID
1330 | 190 | 10123-4P-125HP VLSC | VLSC_10123_4P_125HP | 4128.2784 | 4128.2784 | 16513.1135 | 4 | 1 | 5 | G | VLS_Inline | 10 | 10 | 10 | 14 | BranchMin_10BranchMax_14 | 14 | 12 | 24 | HeaderMin_12HeaderMax_24 | 16
1330 | 190 | 10123-4P-125HP VLSC | VLSC_10123_4P_125HP | 4128.2784 | 4128.2784 | 16513.1135 | 4 | 1 | 5 | G | VLS_Inline | 10 | 10 | 10 | 14 | BranchMin_10BranchMax_14 | 14 | 12 | 24 | HeaderMin_12HeaderMax_24 | 18
1330 | 190 | 10123-4P-125HP VLSC | VLSC_10123_4P_125HP | 4128.2784 | 4128.2784 | 16513.1135 | 4 | 1 | 5 | G | VLS_Inline | 10 | 10 | 10 | 14 | BranchMin_10BranchMax_14 | 14 | 12 | 24 | HeaderMin_12HeaderMax_24 | 20
1330 | 190 | 10123-4P-125HP VLSC | VLSC_10123_4P_125HP | 4128.2784 | 4128.2784 | 16513.1135 | 4 | 1 | 5 | G | VLS_Inline | 10 | 10 | 10 | 14 | BranchMin_10BranchMax_14 | 14 | 12 | 24 | HeaderMin_12HeaderMax_24 | 24